## Schedule
rank | score | address | town | postcode | ba_name | firm_name | description | cls | hereditaments | area_m2 | area_sqft | unit | rv_total | primary | primary_match | km_to_primary | grid_site | gsp | zone | effective_headroom_mw | binding_tier | headroom_mw | rag_short | demand_firm_mw | demand_max_mw | limiting_factor | offers_accepted_mw | offers_made_mw | budget_est_mw | pipeline_pressure_mw | headroom_2030_mw | bsp_name | bsp_headroom_mw | bsp_constraint | bsp_offers_made_mw | gsp_headroom_mw | gsp_rag | gsp_queue_apps | gsp_queue_mva | gsp_queue_apps_since_2024 | firm_mva_winter | firm_mva_summer | season | unutilised_pct | headroom_polygon_mw | rag | edge_sqft_supportable_at_headroom | edge_share_of_building_pct | edge_fitout_whole_building_mva | indicative_existing_kva | other_candidates_on_primary | other_candidate_sqft_on_primary | lm_substation | lm_rating_kva | lm_headroom_kva | lm_band | lm_feeder | lm_distance_m | lm_hv_headroom_kva | lm_hv_distance_m | lm_source | tx_gsp_region | tx_tec_key | tx_tec_projects | tx_tec_pipeline_mw | tx_tec_storage_mw | tx_tec_demand_hybrid_mw | tx_tec_gate2_mw | tx_tec_connected_mw | tx_tec_next_date | epc_uprn | epc_property_type | epc_floor_area_m2 | epc_rating | epc_heating_fuel | epc_building_level | epc_aircon_kw | epc_environment | epc_lodged | epc_special_uses | epc_match_score | epc_is_data_centre | lat | lon | primary_floc | uarns | source
1 | 72.9 | UNIT 4, MERSEY REACH PARK, GALGATE DRIVE | BOOTLE | L30 6AD | Sefton |  | Builders Merchants And Premises; Warehouse And Premises | industrial | 5 | 13167.01 | 141728 | GIA | 1095000 | Almonds Turn T1 / Atlantic Complex T1 / Giro T1 / Midland Bank T1 / Netherton T1 | inside-area | 1.84 | AINTREE GT1 / FORMBY GT2A / LITHERLAND GT1B | KIRKBY | SPM | 24.7 | bsp | 25.857 | Green | 37.5 | 11.643 | thermal | 0 | 1.6 | 0 | 1.6 | 22.7 | AINTREE GT1 / FORMBY GT2A / LITHERLAND GT1A | 24.7 | GREEN | 1.5 |  |  | 0 | 0 | 0 | 37.5 |  |  |  |  | Green (Over 5% headroom) | 176114 | 100 | 20.92 | 1185 | 27 | 1690788 | [9 empty] | Lister Drive | KIRKBY | 4 | 514 | 514 | 400 | 0 | 0 | 2027-08 | 41238400 | B8 Storage or Distribution | 344 | B | Grid Supplied Electricity | 4 |  | Heating and Natural Ventilation | 2020-12-18 |  | 1 | FALSE | 53.4821 | -2.9635 | SPM-ALMONDS_TURN_T1_ATLANTIC_COMPLEX_T1_GIRO_T1_MIDLAND_BANK_T1_ | 13528362000;14381484000;13528320000;13528315000;13528311000 | SP Energy Networks open data (API key): NDP SPM primary-group polygons + Capacity Heatmaps Information Model SPM + LTDS appendices 3/6 + NSHR
2 | 72.9 | UNITS 1-4, BRIDLE ROAD | BOOTLE | L30 4UG | Sefton | HY TEN REINFORCEMENT | Factory And Premises; Warehouse, Workshops And Premises | industrial | 2 | 9395.48 | 101132 | GIA | 251000 | Almonds Turn T1 / Atlantic Complex T1 / Giro T1 / Midland Bank T1 / Netherton T1 | inside-area | 2.6 | AINTREE GT1 / FORMBY GT2A / LITHERLAND GT1B | KIRKBY | SPM | 24.7 | bsp | 25.857 | Green | 37.5 | 11.643 | thermal | 0 | 1.6 | 0 | 1.6 | 22.7 | AINTREE GT1 / FORMBY GT2A / LITHERLAND GT1A | 24.7 | GREEN | 1.5 |  |  | 0 | 0 | 0 | 37.5 |  |  |  |  | Green (Over 5% headroom) | 176114 | 100 | 14.93 | 564 | 27 | 1731384 | [9 empty] | Lister Drive | KIRKBY | 4 | 514 | 514 | 400 | 0 | 0 | 2027-08 | [12 empty] | 53.4717 | -2.9655 | SPM-ALMONDS_TURN_T1_ATLANTIC_COMPLEX_T1_GIRO_T1_MIDLAND_BANK_T1_ | 11398347000;331327134 | SP Energy Networks open data (API key): NDP SPM primary-group polygons + Capacity Heatmaps Information Model SPM + LTDS appendices 3/6 + NSHR
3 | 72.9 | 11, BRIDLE WAY | BOOTLE | L30 4UA | Sefton |  | Factory And Premises; Warehouse And Premises | industrial | 3 | 8551.97 | 92053 | GIA | 266000 | Almonds Turn T1 / Atlantic Complex T1 / Giro T1 / Midland Bank T1 / Netherton T1 | inside-area | 2.71 | AINTREE GT1 / FORMBY GT2A / LITHERLAND GT1B | KIRKBY | SPM | 24.7 | bsp | 25.857 | Green | 37.5 | 11.643 | thermal | 0 | 1.6 | 0 | 1.6 | 22.7 | AINTREE GT1 / FORMBY GT2A / LITHERLAND GT1A | 24.7 | GREEN | 1.5 |  |  | 0 | 0 | 0 | 37.5 |  |  |  |  | Green (Over 5% headroom) | 176114 | 100 | 13.59 | 513 | 27 | 1740463 | [9 empty] | Lister Drive | KIRKBY | 4 | 514 | 514 | 400 | 0 | 0 | 2027-08 | 41011051 | B1 Offices and Workshop businesses | 3023 | G | Oil | 3 |  | Heating and Natural Ventilation | 2013-04-12 |  | 1 | FALSE | 53.4706 | -2.9651 | SPM-ALMONDS_TURN_T1_ATLANTIC_COMPLEX_T1_GIRO_T1_MIDLAND_BANK_T1_ | 403955134;393518134;8337714000 | SP Energy Networks open data (API key): NDP SPM primary-group polygons + Capacity Heatmaps Information Model SPM + LTDS appendices 3/6 + NSHR
4 | 72.9 | DHAMECHA CASH & CARRY, FARRIERS WAY | BOOTLE | L30 4XL | Sefton |  | Warehouse And Premises | industrial | 1 | 8445.14 | 90903 | GIA | 535000 | Almonds Turn T1 / Atlantic Complex T1 / Giro T1 / Midland Bank T1 / Netherton T1 | inside-area | 2.23 | AINTREE GT1 / FORMBY GT2A / LITHERLAND GT1B | KIRKBY | SPM | 24.7 | bsp | 25.857 | Green | 37.5 | 11.643 | thermal | 0 | 1.6 | 0 | 1.6 | 22.7 | AINTREE GT1 / FORMBY GT2A / LITHERLAND GT1A | 24.7 | GREEN | 1.5 |  |  | 0 | 0 | 0 | 37.5 |  |  |  |  | Green (Over 5% headroom) | 176114 | 100 | 13.42 | 211 | 27 | 1741613 | [9 empty] | Lister Drive | KIRKBY | 4 | 514 | 514 | 400 | 0 | 0 | 2027-08 |  | Retail/Financial and Professional Services | 7619 | C | Natural Gas | 3 |  | Heating and Natural Ventilation | 2025-03-28 |  | 1 | FALSE | 53.4741 | -2.9696 | SPM-ALMONDS_TURN_T1_ATLANTIC_COMPLEX_T1_GIRO_T1_MIDLAND_BANK_T1_ | 14938446000 | SP Energy Networks open data (API key): NDP SPM primary-group polygons + Capacity Heatmaps Information Model SPM + LTDS appendices 3/6 + NSHR
5 | 72.9 | BESTWAY, HEYSHAM ROAD | BOOTLE | L30 2NA | Sefton |  | Wholesale Warehouse And Premises | industrial | 1 | 8354.2 | 89924 | GIA | 482500 | Almonds Turn T1 / Atlantic Complex T1 / Giro T1 / Midland Bank T1 / Netherton T1 | inside-area | 1.95 | AINTREE GT1 / FORMBY GT2A / LITHERLAND GT1B | KIRKBY | SPM | 24.7 | bsp | 25.857 | Green | 37.5 | 11.643 | thermal | 0 | 1.6 | 0 | 1.6 | 22.7 | AINTREE GT1 / FORMBY GT2A / LITHERLAND GT1A | 24.7 | GREEN | 1.5 |  |  | 0 | 0 | 0 | 37.5 |  |  |  |  | Green (Over 5% headroom) | 176114 | 100 | 13.28 | 209 | 27 | 1742592 | [9 empty] | Lister Drive | KIRKBY | 4 | 514 | 514 | 400 | 0 | 0 | 2027-08 | [12 empty] | 53.4749 | -2.9762 | SPM-ALMONDS_TURN_T1_ATLANTIC_COMPLEX_T1_GIRO_T1_MIDLAND_BANK_T1_ | 7405322000 | SP Energy Networks open data (API key): NDP SPM primary-group polygons + Capacity Heatmaps Information Model SPM + LTDS appendices 3/6 + NSHR
6 | 72.9 | UNIT 4, PRIORITY SITES BUSINESS PARK, VESTY ROAD | BOOTLE | L30 1NY | Sefton |  | Warehouse And Premises; Workshop And Premises | industrial | 3 | 5900 | 63507 | GIA | 385000 | Almonds Turn T1 / Atlantic Complex T1 / Giro T1 / Midland Bank T1 / Netherton T1 | inside-area | 2.71 | AINTREE GT1 / FORMBY GT2A / LITHERLAND GT1B | KIRKBY | SPM | 24.7 | bsp | 25.857 | Green | 37.5 | 11.643 | thermal | 0 | 1.6 | 0 | 1.6 | 22.7 | AINTREE GT1 / FORMBY GT2A / LITHERLAND GT1A | 24.7 | GREEN | 1.5 |  |  | 0 | 0 | 0 | 37.5 |  |  |  |  | Green (Over 5% headroom) | 176114 | 100 | 9.38 | 266 | 27 | 1769009 | [9 empty] | Lister Drive | KIRKBY | 4 | 514 | 514 | 400 | 0 | 0 | 2027-08 | 41210354 | B8 Storage or Distribution | 2006 | B | Natural Gas | 3 |  | Heating and Natural Ventilation | 2013-04-12 |  | 1 | FALSE | 53.4717 | -2.9625 | SPM-ALMONDS_TURN_T1_ATLANTIC_COMPLEX_T1_GIRO_T1_MIDLAND_BANK_T1_ | 9220509000;7479410000;6937363000 | SP Energy Networks open data (API key): NDP SPM primary-group polygons + Capacity Heatmaps Information Model SPM + LTDS appendices 3/6 + NSHR
7 | 72.9 | DUNNINGS BRIDGE ROAD | BOOTLE | L30 6TA | Sefton | ALLIED BAKERIES | Factory And Premises | industrial | 1 | 5532.92 | 59556 | GIA | 135000 | Almonds Turn T1 / Atlantic Complex T1 / Giro T1 / Midland Bank T1 / Netherton T1 | inside-area | 1.65 | AINTREE GT1 / FORMBY GT2A / LITHERLAND GT1B | KIRKBY | SPM | 24.7 | bsp | 25.857 | Green | 37.5 | 11.643 | thermal | 0 | 1.6 | 0 | 1.6 | 22.7 | AINTREE GT1 / FORMBY GT2A / LITHERLAND GT1A | 24.7 | GREEN | 1.5 |  |  | 0 | 0 | 0 | 37.5 |  |  |  |  | Green (Over 5% headroom) | 176114 | 100 | 8.79 | 332 | 27 | 1772960 | [9 empty] | Lister Drive | KIRKBY | 4 | 514 | 514 | 400 | 0 | 0 | 2027-08 | 41232348 | B1 Offices and Workshop businesses | 389 | C | Natural Gas | 3 |  | Heating and Natural Ventilation | 2012-09-10 |  | 1 | FALSE | 53.4835 | -2.9655 | SPM-ALMONDS_TURN_T1_ATLANTIC_COMPLEX_T1_GIRO_T1_MIDLAND_BANK_T1_ | 521195134 | SP Energy Networks open data (API key): NDP SPM primary-group polygons + Capacity Heatmaps Information Model SPM + LTDS appendices 3/6 + NSHR
8 | 72.9 | 74B & 76D, REGENT ROAD | BOOTLE | L20 1EJ | Sefton |  | Warehouse And Premises | industrial | 1 | 4814.49 | 51823 | GIA | 103000 | Almonds Turn T1 / Atlantic Complex T1 / Giro T1 / Midland Bank T1 / Netherton T1 | inside-area | 2.73 | AINTREE GT1 / FORMBY GT2A / LITHERLAND GT1B | KIRKBY | SPM | 24.7 | bsp | 25.857 | Green | 37.5 | 11.643 | thermal | 0 | 1.6 | 0 | 1.6 | 22.7 | AINTREE GT1 / FORMBY GT2A / LITHERLAND GT1A | 24.7 | GREEN | 1.5 |  |  | 0 | 0 | 0 | 37.5 |  |  |  |  | Green (Over 5% headroom) | 176114 | 100 | 7.65 | 120 | 27 | 1780693 | [9 empty] | Lister Drive | KIRKBY | 4 | 514 | 514 | 400 | 0 | 0 | 2027-08 | [12 empty] | 53.4692 | -2.9691 | SPM-ALMONDS_TURN_T1_ATLANTIC_COMPLEX_T1_GIRO_T1_MIDLAND_BANK_T1_ | 10671673000 | SP Energy Networks open data (API key): NDP SPM primary-group polygons + Capacity Heatmaps Information Model SPM + LTDS appendices 3/6 + NSHR
9 | 72.9 | 1, FARRIERS WAY | BOOTLE | L30 4XL | Sefton |  | Factory And Premises; Warehouse And Premises | industrial | 2 | 4730.14 | 50915 | GIA | 240000 | Almonds Turn T1 / Atlantic Complex T1 / Giro T1 / Midland Bank T1 / Netherton T1 | inside-area | 2.23 | AINTREE GT1 / FORMBY GT2A / LITHERLAND GT1B | KIRKBY | SPM | 24.7 | bsp | 25.857 | Green | 37.5 | 11.643 | thermal | 0 | 1.6 | 0 | 1.6 | 22.7 | AINTREE GT1 / FORMBY GT2A / LITHERLAND GT1A | 24.7 | GREEN | 1.5 |  |  | 0 | 0 | 0 | 37.5 |  |  |  |  | Green (Over 5% headroom) | 176114 | 100 | 7.52 | 284 | 27 | 1781601 | [9 empty] | Lister Drive | KIRKBY | 4 | 514 | 514 | 400 | 0 | 0 | 2027-08 | 41105934 | B1 Offices and Workshop businesses | 2328 | C | Natural Gas | 3 | 1 | Heating and Natural Ventilation | 2014-03-21 |  | 1 | FALSE | 53.4741 | -2.9696 | SPM-ALMONDS_TURN_T1_ATLANTIC_COMPLEX_T1_GIRO_T1_MIDLAND_BANK_T1_ | 332946134;2747710000 | SP Energy Networks open data (API key): NDP SPM primary-group polygons + Capacity Heatmaps Information Model SPM + LTDS appendices 3/6 + NSHR
10 | 72.9 | HEYSHAM ROAD | BOOTLE | L30 6TA | Sefton | BRITISH TELECOM ENGINEERING STORES | Factory And Premises | industrial | 1 | 4108.15 | 44220 | GIA | 129000 | Almonds Turn T1 / Atlantic Complex T1 / Giro T1 / Midland Bank T1 / Netherton T1 | inside-area | 1.65 | AINTREE GT1 / FORMBY GT2A / LITHERLAND GT1B | KIRKBY | SPM | 24.7 | bsp | 25.857 | Green | 37.5 | 11.643 | thermal | 0 | 1.6 | 0 | 1.6 | 22.7 | AINTREE GT1 / FORMBY GT2A / LITHERLAND GT1A | 24.7 | GREEN | 1.5 |  |  | 0 | 0 | 0 | 37.5 |  |  |  |  | Green (Over 5% headroom) | 176114 | 100 | 6.53 | 246 | 27 | 1788296 | [9 empty] | Lister Drive | KIRKBY | 4 | 514 | 514 | 400 | 0 | 0 | 2027-08 | [12 empty] | 53.4835 | -2.9655 | SPM-ALMONDS_TURN_T1_ATLANTIC_COMPLEX_T1_GIRO_T1_MIDLAND_BANK_T1_ | 334037134 | SP Energy Networks open data (API key): NDP SPM primary-group polygons + Capacity Heatmaps Information Model SPM + LTDS appendices 3/6 + NSHR
11 | 72.9 | FORTUNE HOUSE, PARK LANE | BOOTLE | L68 1AA | Sefton |  | Warehouse And Premises | industrial | 1 | 2840.59 | 30576 | GIA | 117000 | Almonds Turn T1 / Atlantic Complex T1 / Giro T1 / Midland Bank T1 / Netherton T1 | inside-area | 2.66 | AINTREE GT1 / FORMBY GT2A / LITHERLAND GT1B | KIRKBY | SPM | 24.7 | bsp | 25.857 | Green | 37.5 | 11.643 | thermal | 0 | 1.6 | 0 | 1.6 | 22.7 | AINTREE GT1 / FORMBY GT2A / LITHERLAND GT1A | 24.7 | GREEN | 1.5 |  |  | 0 | 0 | 0 | 37.5 |  |  |  |  | Green (Over 5% headroom) | 176114 | 100 | 4.51 | 71 | 27 | 1801940 | [9 empty] | Lister Drive | KIRKBY | 4 | 514 | 514 | 400 | 0 | 0 | 2027-08 | [12 empty] | 53.4731 | -2.9607 | SPM-ALMONDS_TURN_T1_ATLANTIC_COMPLEX_T1_GIRO_T1_MIDLAND_BANK_T1_ | 13469400000 | SP Energy Networks open data (API key): NDP SPM primary-group polygons + Capacity Heatmaps Information Model SPM + LTDS appendices 3/6 + NSHR
12 | 72.9 | UNIT A, BRIDLE ROAD | BOOTLE | L30 1PH | Sefton | ROGER HAYDOCK & CO | Warehouse And Premises | industrial | 1 | 1961.79 | 21117 | GIA | 57000 | Almonds Turn T1 / Atlantic Complex T1 / Giro T1 / Midland Bank T1 / Netherton T1 | inside-area | 2.47 | AINTREE GT1 / FORMBY GT2A / LITHERLAND GT1B | KIRKBY | SPM | 24.7 | bsp | 25.857 | Green | 37.5 | 11.643 | thermal | 0 | 1.6 | 0 | 1.6 | 22.7 | AINTREE GT1 / FORMBY GT2A / LITHERLAND GT1A | 24.7 | GREEN | 1.5 |  |  | 0 | 0 | 0 | 37.5 |  |  |  |  | Green (Over 5% headroom) | 176114 | 100 | 3.12 | 49 | 27 | 1811399 | [9 empty] | Lister Drive | KIRKBY | 4 | 514 | 514 | 400 | 0 | 0 | 2027-08 | [12 empty] | 53.4741 | -2.9633 | SPM-ALMONDS_TURN_T1_ATLANTIC_COMPLEX_T1_GIRO_T1_MIDLAND_BANK_T1_ | 4299133000 | SP Energy Networks open data (API key): NDP SPM primary-group polygons + Capacity Heatmaps Information Model SPM + LTDS appendices 3/6 + NSHR
13 | 72.4 | 14, WEAVER INDUSTRIAL ESTATE, BLACKBURNE STREET | LIVERPOOL | L19 8JA | Liverpool |  | Factory And Premises; Warehouse And Premises | industrial | 6 | 11315.11 | 121795 | GIA | 176500 | Allerton T1 / Ecp West-Banks Rd T1 / Garston T1 / Weaver Ind Est T1 / Yew Tree Rd T1 | inside-area | 1.13 | GARSTON GT2 / SPEKE GT3 / WAVERTREE GT1A | LISTER DRIVE | SPM | 24.3 | primary | 24.318 | Green | 37.5 | 13.182 | thermal | 0 | 12.8 | 7.5 | 12.8 | 21.3 | GARSTON GT2 / SPEKE GT3 / WAVERTREE GT1A | 54.021 | GREEN | 0 |  |  | 0 | 0 | 0 | 37.5 |  |  |  |  | Green (Over 5% headroom) | 173262 | 100 | 17.98 | 679 | 15 | 1853199 | [9 empty] | Lister Drive | LISTER DRIVE | 2 | 114 | 114 | 0 | 57 | 20 | 2026-09 | [12 empty] | 53.3454 | -2.9001 | SPM-ALLERTON_T1_ECP_WEST_BANKS_RD_T1_GARSTON_T1_WEAVER_IND_EST_T | 9972919000;407124134;407125134;407162134;407122134;11862188000 | SP Energy Networks open data (API key): NDP SPM primary-group polygons + Capacity Heatmaps Information Model SPM + LTDS appendices 3/6 + NSHR
14 | 72.4 | 16A, WEAVER INDUSTRIAL ESTATE, BLACKBURNE STREET | LIVERPOOL | L19 8JA | Liverpool |  | Warehouse And Premises | industrial | 1 | 1919.4 | 20660 | GIA | 31250 | Allerton T1 / Ecp West-Banks Rd T1 / Garston T1 / Weaver Ind Est T1 / Yew Tree Rd T1 | inside-area | 1.13 | GARSTON GT2 / SPEKE GT3 / WAVERTREE GT1A | LISTER DRIVE | SPM | 24.3 | primary | 24.318 | Green | 37.5 | 13.182 | thermal | 0 | 12.8 | 7.5 | 12.8 | 21.3 | GARSTON GT2 / SPEKE GT3 / WAVERTREE GT1A | 54.021 | GREEN | 0 |  |  | 0 | 0 | 0 | 37.5 |  |  |  |  | Green (Over 5% headroom) | 173262 | 100 | 3.05 | 48 | 15 | 1954334 | [9 empty] | Lister Drive | LISTER DRIVE | 2 | 114 | 114 | 0 | 57 | 20 | 2026-09 | [12 empty] | 53.3454 | -2.9001 | SPM-ALLERTON_T1_ECP_WEST_BANKS_RD_T1_GARSTON_T1_WEAVER_IND_EST_T | 9972920000 | SP Energy Networks open data (API key): NDP SPM primary-group polygons + Capacity Heatmaps Information Model SPM + LTDS appendices 3/6 + NSHR
15 | 69.3 | UNIT 8, SHELL GREEN ESTATE, BENNETTS LANE | WIDNES | WA8 0GW | Halton |  | Warehouse And Premises | industrial | 3 | 9267.62 | 99756 | GIA | 698000 | Lugsdale T1 / Pilk Sullivan T1 / Pilk Sullivan T2 / Usac T1 | inside-area | 1.48 | BOLD G2A / PRESCOT GT1B / WIDNES GT1 / WIDNES GT2 | RAINHILL | SPM | 22 | primary | 21.975 | Green | 30 | 8.025 | thermal | 0 | 0 | 0 | 0 | 20.8 | BOLD G4A / PRESCOT GT1B / WIDNES GT1 / WIDNES GT2 | 23.6331 | GREEN | 4.9 |  |  | 0 | 0 | 0 | 30 |  |  |  |  | Green (Over 5% headroom) | 156863 | 100 | 14.73 | 232 | 32 | 2010692 | [9 empty] | Fiddlers Ferry | RAINHILL | 1 | 85.5 | 85.5 | 0 | 0 | 57 | 2026-09 | 10096393171 | B8 Storage or Distribution | 2295 | A | Natural Gas | 5 |  | Heating and Mechanical Ventilation | 2023-06-13 |  | 1 | FALSE | 53.3715 | -2.7032 | SPM-LUGSDALE_T1_PILK_SULLIVAN_T1_PILK_SULLIVAN_T2_USAC_T1 | 15046936000;7699937000;11616535000 | SP Energy Networks open data (API key): NDP SPM primary-group polygons + Capacity Heatmaps Information Model SPM + LTDS appendices 3/6 + NSHR
16 | 69.3 | UNIT 2, DENNIS ROAD | WIDNES | WA8 0YQ | Halton |  | Factory And Premises; Warehouse And Premises | industrial | 3 | 7691.05 | 82786 | GIA | 236000 | Lugsdale T1 / Pilk Sullivan T1 / Pilk Sullivan T2 / Usac T1 | inside-area | 0.5 | BOLD G2A / PRESCOT GT1B / WIDNES GT1 / WIDNES GT2 | RAINHILL | SPM | 22 | primary | 21.975 | Green | 30 | 8.025 | thermal | 0 | 0 | 0 | 0 | 20.8 | BOLD G4A / PRESCOT GT1B / WIDNES GT1 / WIDNES GT2 | 23.6331 | GREEN | 4.9 |  |  | 0 | 0 | 0 | 30 |  |  |  |  | Green (Over 5% headroom) | 156863 | 100 | 12.22 | 461 | 32 | 2027662 | [9 empty] | Fiddlers Ferry | RAINHILL | 1 | 85.5 | 85.5 | 0 | 0 | 57 | 2026-09 | [12 empty] | 53.364 | -2.7169 | SPM-LUGSDALE_T1_PILK_SULLIVAN_T1_PILK_SULLIVAN_T2_USAC_T1 | 11346917000;11273316000;11346925000 | SP Energy Networks open data (API key): NDP SPM primary-group polygons + Capacity Heatmaps Information Model SPM + LTDS appendices 3/6 + NSHR
17 | 69.3 | L.P.W. TECHNOLOGY LTD, DENNIS ROAD | WIDNES | WA8 0GU | Halton |  | Factory And Premises | industrial | 1 | 7145.6 | 76915 | GIA | 450000 | Lugsdale T1 / Pilk Sullivan T1 / Pilk Sullivan T2 / Usac T1 | inside-area | 0.4 | BOLD G2A / PRESCOT GT1B / WIDNES GT1 / WIDNES GT2 | RAINHILL | SPM | 22 | primary | 21.975 | Green | 30 | 8.025 | thermal | 0 | 0 | 0 | 0 | 20.8 | BOLD G4A / PRESCOT GT1B / WIDNES GT1 / WIDNES GT2 | 23.6331 | GREEN | 4.9 |  |  | 0 | 0 | 0 | 30 |  |  |  |  | Green (Over 5% headroom) | 156863 | 100 | 11.36 | 429 | 32 | 2033533 | [9 empty] | Fiddlers Ferry | RAINHILL | 1 | 85.5 | 85.5 | 0 | 0 | 57 | 2026-09 | 10093156425 | B2 to B7 General Industrial and Special Industrial Groups | 9309 | B | Natural Gas | 5 | 3 | Heating and Natural Ventilation | 2018-07-23 |  | 1 | FALSE | 53.3642 | -2.7185 | SPM-LUGSDALE_T1_PILK_SULLIVAN_T1_PILK_SULLIVAN_T2_USAC_T1 | 11570884000 | SP Energy Networks open data (API key): NDP SPM primary-group polygons + Capacity Heatmaps Information Model SPM + LTDS appendices 3/6 + NSHR
18 | 69.3 | ICONICHEM (MAIN SITE), MOSS BANK ROAD | WIDNES | WA8 0RU | Halton |  | Workshop And Premises | industrial | 1 | 5496.29 | 59162 | GIA | 186000 | Lugsdale T1 / Pilk Sullivan T1 / Pilk Sullivan T2 / Usac T1 | inside-area | 0.93 | BOLD G2A / PRESCOT GT1B / WIDNES GT1 / WIDNES GT2 | RAINHILL | SPM | 22 | primary | 21.975 | Green | 30 | 8.025 | thermal | 0 | 0 | 0 | 0 | 20.8 | BOLD G4A / PRESCOT GT1B / WIDNES GT1 / WIDNES GT2 | 23.6331 | GREEN | 4.9 |  |  | 0 | 0 | 0 | 30 |  |  |  |  | Green (Over 5% headroom) | 156863 | 100 | 8.73 | 247 | 32 | 2051286 | [9 empty] | Fiddlers Ferry | RAINHILL | 1 | 85.5 | 85.5 | 0 | 0 | 57 | 2026-09 | [12 empty] | 53.3634 | -2.7104 | SPM-LUGSDALE_T1_PILK_SULLIVAN_T1_PILK_SULLIVAN_T2_USAC_T1 | 11143657000 | SP Energy Networks open data (API key): NDP SPM primary-group polygons + Capacity Heatmaps Information Model SPM + LTDS appendices 3/6 + NSHR
19 | 69.3 | PLASMOR (HALTON) LTD OFF, TAN HOUSE LANE | WIDNES | WA8 0RL | Halton |  | Factory And Premises | industrial | 1 | 4997 | 53787 | GIA | 223000 | Lugsdale T1 / Pilk Sullivan T1 / Pilk Sullivan T2 / Usac T1 | inside-area | 1.34 | BOLD G2A / PRESCOT GT1B / WIDNES GT1 / WIDNES GT2 | RAINHILL | SPM | 22 | primary | 21.975 | Green | 30 | 8.025 | thermal | 0 | 0 | 0 | 0 | 20.8 | BOLD G4A / PRESCOT GT1B / WIDNES GT1 / WIDNES GT2 | 23.6331 | GREEN | 4.9 |  |  | 0 | 0 | 0 | 30 |  |  |  |  | Green (Over 5% headroom) | 156863 | 100 | 7.94 | 300 | 32 | 2056661 | [9 empty] | Fiddlers Ferry | RAINHILL | 1 | 85.5 | 85.5 | 0 | 0 | 57 | 2026-09 | [12 empty] | 53.3706 | -2.7048 | SPM-LUGSDALE_T1_PILK_SULLIVAN_T1_PILK_SULLIVAN_T2_USAC_T1 | 146021137 | SP Energy Networks open data (API key): NDP SPM primary-group polygons + Capacity Heatmaps Information Model SPM + LTDS appendices 3/6 + NSHR
20 | 69.3 | TAN HOUSE LANE | WIDNES | WA8 0RR | Halton | ART CENTRE | Warehouse And Premises | industrial | 1 | 4543.48 | 48906 | GIA | 129000 | Lugsdale T1 / Pilk Sullivan T1 / Pilk Sullivan T2 / Usac T1 | inside-area | 0.68 | BOLD G2A / PRESCOT GT1B / WIDNES GT1 / WIDNES GT2 | RAINHILL | SPM | 22 | primary | 21.975 | Green | 30 | 8.025 | thermal | 0 | 0 | 0 | 0 | 20.8 | BOLD G4A / PRESCOT GT1B / WIDNES GT1 / WIDNES GT2 | 23.6331 | GREEN | 4.9 |  |  | 0 | 0 | 0 | 30 |  |  |  |  | Green (Over 5% headroom) | 156863 | 100 | 7.22 | 114 | 32 | 2061542 | [9 empty] | Fiddlers Ferry | RAINHILL | 1 | 85.5 | 85.5 | 0 | 0 | 57 | 2026-09 | 100012809661 | B2 to B7 General Industrial and Special Industrial Groups | 5223 | A | Grid Supplied Electricity | 4 |  | Heating and Natural Ventilation | 2023-08-04 |  | 1 | FALSE | 53.366 | -2.7133 | SPM-LUGSDALE_T1_PILK_SULLIVAN_T1_PILK_SULLIVAN_T2_USAC_T1 | 14054129000 | SP Energy Networks open data (API key): NDP SPM primary-group polygons + Capacity Heatmaps Information Model SPM + LTDS appendices 3/6 + NSHR
21 | 69.3 | KARALIUS BROTHERS (WASTE) LIMITED, OAKLEY HOUSE, DENNIS ROAD | WIDNES | WA8 0YQ | Halton |  | Warehouse And Premises | industrial | 1 | 3880.4 | 41768 | GIA | 111000 | Lugsdale T1 / Pilk Sullivan T1 / Pilk Sullivan T2 / Usac T1 | inside-area | 0.5 | BOLD G2A / PRESCOT GT1B / WIDNES GT1 / WIDNES GT2 | RAINHILL | SPM | 22 | primary | 21.975 | Green | 30 | 8.025 | thermal | 0 | 0 | 0 | 0 | 20.8 | BOLD G4A / PRESCOT GT1B / WIDNES GT1 / WIDNES GT2 | 23.6331 | GREEN | 4.9 |  |  | 0 | 0 | 0 | 30 |  |  |  |  | Green (Over 5% headroom) | 156863 | 100 | 6.17 | 97 | 32 | 2068680 | [9 empty] | Fiddlers Ferry | RAINHILL | 1 | 85.5 | 85.5 | 0 | 0 | 57 | 2026-09 | [12 empty] | 53.364 | -2.7169 | SPM-LUGSDALE_T1_PILK_SULLIVAN_T1_PILK_SULLIVAN_T2_USAC_T1 | 10212467000 | SP Energy Networks open data (API key): NDP SPM primary-group polygons + Capacity Heatmaps Information Model SPM + LTDS appendices 3/6 + NSHR
22 | 69.3 | UNIT 3, VICTORIA STREET INDUSTRIAL ESTATE, VICTORIA STREET | WIDNES | WA8 7UE | Halton |  | Warehouse And Premises | industrial | 1 | 3292.3 | 35438 | GIA | 94000 | Lugsdale T1 / Pilk Sullivan T1 / Pilk Sullivan T2 / Usac T1 | inside-area | 0.5 | BOLD G2A / PRESCOT GT1B / WIDNES GT1 / WIDNES GT2 | RAINHILL | SPM | 22 | primary | 21.975 | Green | 30 | 8.025 | thermal | 0 | 0 | 0 | 0 | 20.8 | BOLD G4A / PRESCOT GT1B / WIDNES GT1 / WIDNES GT2 | 23.6331 | GREEN | 4.9 |  |  | 0 | 0 | 0 | 30 |  |  |  |  | Green (Over 5% headroom) | 156863 | 100 | 5.23 | 82 | 32 | 2075010 | [9 empty] | Fiddlers Ferry | RAINHILL | 1 | 85.5 | 85.5 | 0 | 0 | 57 | 2026-09 | [12 empty] | 53.3619 | -2.7262 | SPM-LUGSDALE_T1_PILK_SULLIVAN_T1_PILK_SULLIVAN_T2_USAC_T1 | 168796137 | SP Energy Networks open data (API key): NDP SPM primary-group polygons + Capacity Heatmaps Information Model SPM + LTDS appendices 3/6 + NSHR
23 | 69.3 | GORSEY LANE | WIDNES | WA8 0RJ | Halton | DELAVAN LTD | Factory And Premises | industrial | 1 | 3277.83 | 35282 | GIA | 98500 | Lugsdale T1 / Pilk Sullivan T1 / Pilk Sullivan T2 / Usac T1 | inside-area | 1.37 | BOLD G2A / PRESCOT GT1B / WIDNES GT1 / WIDNES GT2 | RAINHILL | SPM | 22 | primary | 21.975 | Green | 30 | 8.025 | thermal | 0 | 0 | 0 | 0 | 20.8 | BOLD G4A / PRESCOT GT1B / WIDNES GT1 / WIDNES GT2 | 23.6331 | GREEN | 4.9 |  |  | 0 | 0 | 0 | 30 |  |  |  |  | Green (Over 5% headroom) | 156863 | 100 | 5.21 | 197 | 32 | 2075166 | [9 empty] | Fiddlers Ferry | RAINHILL | 1 | 85.5 | 85.5 | 0 | 0 | 57 | 2026-09 | [12 empty] | 53.3729 | -2.7063 | SPM-LUGSDALE_T1_PILK_SULLIVAN_T1_PILK_SULLIVAN_T2_USAC_T1 | 146018137 | SP Energy Networks open data (API key): NDP SPM primary-group polygons + Capacity Heatmaps Information Model SPM + LTDS appendices 3/6 + NSHR
24 | 69.3 | UNIT 2 GARALEENA PARK, GORSEY LANE | WIDNES | WA8 0YG | Halton |  | Warehouse And Premises | industrial | 2 | 3272.6 | 35226 | GIA | 139500 | Lugsdale T1 / Pilk Sullivan T1 / Pilk Sullivan T2 / Usac T1 | inside-area | 1.39 | BOLD G2A / PRESCOT GT1B / WIDNES GT1 / WIDNES GT2 | RAINHILL | SPM | 22 | primary | 21.975 | Green | 30 | 8.025 | thermal | 0 | 0 | 0 | 0 | 20.8 | BOLD G4A / PRESCOT GT1B / WIDNES GT1 / WIDNES GT2 | 23.6331 | GREEN | 4.9 |  |  | 0 | 0 | 0 | 30 |  |  |  |  | Green (Over 5% headroom) | 156863 | 100 | 5.2 | 82 | 32 | 2075222 | [9 empty] | Fiddlers Ferry | RAINHILL | 1 | 85.5 | 85.5 | 0 | 0 | 57 | 2026-09 | [12 empty] | 53.3684 | -2.703 | SPM-LUGSDALE_T1_PILK_SULLIVAN_T1_PILK_SULLIVAN_T2_USAC_T1 | 1995119000;7603016000 | SP Energy Networks open data (API key): NDP SPM primary-group polygons + Capacity Heatmaps Information Model SPM + LTDS appendices 3/6 + NSHR
25 | 69.3 | THE SPEAKMAN BUILDING SHELL GREEN ESTATE, GORSEY LANE | WIDNES | WA8 0YZ | Halton |  | Warehouse And Premises | industrial | 1 | 2676.6 | 28811 | GIA | 60500 | Lugsdale T1 / Pilk Sullivan T1 / Pilk Sullivan T2 / Usac T1 | inside-area | 1.2 | BOLD G2A / PRESCOT GT1B / WIDNES GT1 / WIDNES GT2 | RAINHILL | SPM | 22 | primary | 21.975 | Green | 30 | 8.025 | thermal | 0 | 0 | 0 | 0 | 20.8 | BOLD G4A / PRESCOT GT1B / WIDNES GT1 / WIDNES GT2 | 23.6331 | GREEN | 4.9 |  |  | 0 | 0 | 0 | 30 |  |  |  |  | Green (Over 5% headroom) | 156863 | 100 | 4.25 | 67 | 32 | 2081637 | [9 empty] | Fiddlers Ferry | RAINHILL | 1 | 85.5 | 85.5 | 0 | 0 | 57 | 2026-09 | 100012809713 | Offices and Workshop Businesses | 186 | D | Natural Gas | 3 | 1 | Heating and Natural Ventilation | 2026-01-20 |  | 1 | FALSE | 53.3671 | -2.7056 | SPM-LUGSDALE_T1_PILK_SULLIVAN_T1_PILK_SULLIVAN_T2_USAC_T1 | 638473137 | SP Energy Networks open data (API key): NDP SPM primary-group polygons + Capacity Heatmaps Information Model SPM + LTDS appendices 3/6 + NSHR
26 | 69.3 | GENLAB LTD, TAN HOUSE LANE | WIDNES | WA8 0SR | Halton |  | Factory And Premises | industrial | 1 | 2186.21 | 23532 | GIA | 68500 | Lugsdale T1 / Pilk Sullivan T1 / Pilk Sullivan T2 / Usac T1 | inside-area | 0.43 | BOLD G2A / PRESCOT GT1B / WIDNES GT1 / WIDNES GT2 | RAINHILL | SPM | 22 | primary | 21.975 | Green | 30 | 8.025 | thermal | 0 | 0 | 0 | 0 | 20.8 | BOLD G4A / PRESCOT GT1B / WIDNES GT1 / WIDNES GT2 | 23.6331 | GREEN | 4.9 |  |  | 0 | 0 | 0 | 30 |  |  |  |  | Green (Over 5% headroom) | 156863 | 100 | 3.47 | 131 | 32 | 2086916 | [9 empty] | Fiddlers Ferry | RAINHILL | 1 | 85.5 | 85.5 | 0 | 0 | 57 | 2026-09 | 100012809781 | Offices and Workshop Businesses | 2100 | D | Natural Gas | 3 |  | Heating and Natural Ventilation | 2023-11-09 |  | 0.5 | FALSE | 53.3669 | -2.7172 | SPM-LUGSDALE_T1_PILK_SULLIVAN_T1_PILK_SULLIVAN_T2_USAC_T1 | 3738154000 | SP Energy Networks open data (API key): NDP SPM primary-group polygons + Capacity Heatmaps Information Model SPM + LTDS appendices 3/6 + NSHR
27 | 69.3 | UNIT 3 EASTER PARK, BENNETTS LANE | WIDNES | WA8 0GW | Halton |  | Warehouse And Premises | industrial | 1 | 2036.7 | 21923 | GIA | 157000 | Lugsdale T1 / Pilk Sullivan T1 / Pilk Sullivan T2 / Usac T1 | inside-area | 1.48 | BOLD G2A / PRESCOT GT1B / WIDNES GT1 / WIDNES GT2 | RAINHILL | SPM | 22 | primary | 21.975 | Green | 30 | 8.025 | thermal | 0 | 0 | 0 | 0 | 20.8 | BOLD G4A / PRESCOT GT1B / WIDNES GT1 / WIDNES GT2 | 23.6331 | GREEN | 4.9 |  |  | 0 | 0 | 0 | 30 |  |  |  |  | Green (Over 5% headroom) | 156863 | 100 | 3.24 | 51 | 32 | 2088525 | [9 empty] | Fiddlers Ferry | RAINHILL | 1 | 85.5 | 85.5 | 0 | 0 | 57 | 2026-09 | [12 empty] | 53.3715 | -2.7032 | SPM-LUGSDALE_T1_PILK_SULLIVAN_T1_PILK_SULLIVAN_T2_USAC_T1 | 6485211000 | SP Energy Networks open data (API key): NDP SPM primary-group polygons + Capacity Heatmaps Information Model SPM + LTDS appendices 3/6 + NSHR
28 | 69.3 | INDUSTRIAL CHEMICALS LTD, GORSEY LANE | WIDNES | WA8 0RJ | Halton |  | Factory And Premises | industrial | 1 | 2016.66 | 21707 | GIA | 47500 | Lugsdale T1 / Pilk Sullivan T1 / Pilk Sullivan T2 / Usac T1 | inside-area | 1.37 | BOLD G2A / PRESCOT GT1B / WIDNES GT1 / WIDNES GT2 | RAINHILL | SPM | 22 | primary | 21.975 | Green | 30 | 8.025 | thermal | 0 | 0 | 0 | 0 | 20.8 | BOLD G4A / PRESCOT GT1B / WIDNES GT1 / WIDNES GT2 | 23.6331 | GREEN | 4.9 |  |  | 0 | 0 | 0 | 30 |  |  |  |  | Green (Over 5% headroom) | 156863 | 100 | 3.2 | 121 | 32 | 2088741 | [9 empty] | Fiddlers Ferry | RAINHILL | 1 | 85.5 | 85.5 | 0 | 0 | 57 | 2026-09 | [12 empty] | 53.3729 | -2.7063 | SPM-LUGSDALE_T1_PILK_SULLIVAN_T1_PILK_SULLIVAN_T2_USAC_T1 | 2611934000 | SP Energy Networks open data (API key): NDP SPM primary-group polygons + Capacity Heatmaps Information Model SPM + LTDS appendices 3/6 + NSHR
29 | 69.3 | UK SELF STORE LTD, DENNIS ROAD | WIDNES | WA8 0TF | Halton |  | Warehouse And Premises | industrial | 1 | 1997.22 | 21498 | GIA | 42250 | Lugsdale T1 / Pilk Sullivan T1 / Pilk Sullivan T2 / Usac T1 | inside-area | 0.71 | BOLD G2A / PRESCOT GT1B / WIDNES GT1 / WIDNES GT2 | RAINHILL | SPM | 22 | primary | 21.975 | Green | 30 | 8.025 | thermal | 0 | 0 | 0 | 0 | 20.8 | BOLD G4A / PRESCOT GT1B / WIDNES GT1 / WIDNES GT2 | 23.6331 | GREEN | 4.9 |  |  | 0 | 0 | 0 | 30 |  |  |  |  | Green (Over 5% headroom) | 156863 | 100 | 3.17 | 50 | 32 | 2088950 | [9 empty] | Fiddlers Ferry | RAINHILL | 1 | 85.5 | 85.5 | 0 | 0 | 57 | 2026-09 | 10012258145 | General Industrial and Special Industrial Groups | 2720 | B | Biomass | 3 |  | Heating and Mechanical Ventilation | 2023-11-07 |  | 1 | FALSE | 53.3629 | -2.7144 | SPM-LUGSDALE_T1_PILK_SULLIVAN_T1_PILK_SULLIVAN_T2_USAC_T1 | 11446910000 | SP Energy Networks open data (API key): NDP SPM primary-group polygons + Capacity Heatmaps Information Model SPM + LTDS appendices 3/6 + NSHR
30 | 69.3 | UNITS 2 3 & 4, JOHNSONS LANE | WIDNES | WA8 0SJ | Halton |  | Warehouse And Premises | industrial | 1 | 1994.52 | 21469 | GIA | 53000 | Lugsdale T1 / Pilk Sullivan T1 / Pilk Sullivan T2 / Usac T1 | inside-area | 1.45 | BOLD G2A / PRESCOT GT1B / WIDNES GT1 / WIDNES GT2 | RAINHILL | SPM | 22 | primary | 21.975 | Green | 30 | 8.025 | thermal | 0 | 0 | 0 | 0 | 20.8 | BOLD G4A / PRESCOT GT1B / WIDNES GT1 / WIDNES GT2 | 23.6331 | GREEN | 4.9 |  |  | 0 | 0 | 0 | 30 |  |  |  |  | Green (Over 5% headroom) | 156863 | 100 | 3.17 | 50 | 32 | 2088979 | [9 empty] | Fiddlers Ferry | RAINHILL | 1 | 85.5 | 85.5 | 0 | 0 | 57 | 2026-09 | 100012809757 | General Industrial and Special Industrial Groups | 165 | B | Grid Supplied Electricity | 3 |  | Air Conditioning | 2024-09-03 |  | 1 | FALSE | 53.3688 | -2.7023 | SPM-LUGSDALE_T1_PILK_SULLIVAN_T1_PILK_SULLIVAN_T2_USAC_T1 | 7471011000 | SP Energy Networks open data (API key): NDP SPM primary-group polygons + Capacity Heatmaps Information Model SPM + LTDS appendices 3/6 + NSHR
31 | 68.1 | UNIT 43, SPEKE HALL INDUSTRIAL ESTATE, SPINDUS ROAD, SPEKE HALL AVENUE | LIVERPOOL | L24 1YA | Liverpool | I P E L; POWDER SYSTEMS LTD | Factory And Premises; Warehouse And Premises | industrial | 5 | 13900.04 | 149619 | GIA | 890000 | Estuary Commerce Pk T1 / Leeward Dr T1 / Leeward Dr T2 / Speke Hall Rd T1 / Speke Sky Pk T1 | inside-area | 0.6 | GARSTON GT2 / SPEKE GT3 / WAVERTREE GT1A | LISTER DRIVE | SPM | 21.1 | primary | 21.085 | Green | 30 | 8.915 | thermal | 0 | 0 | 0 | 0 | 19 | GARSTON GT2 / SPEKE GT3 / WAVERTREE GT1A | 54.021 | GREEN | 0 |  |  | 0 | 0 | 0 | 30 |  |  |  |  | Green (Over 5% headroom) | 150446 | 100 | 22.09 | 834 | 45 | 3151033 | [9 empty] | Lister Drive | LISTER DRIVE | 2 | 114 | 114 | 0 | 57 | 20 | 2026-09 | 38210888 | B8 Storage or Distribution | 3586 | C | Natural Gas | 3 |  | Heating and Natural Ventilation | 2012-02-16 |  | 0.75 | FALSE | 53.3424 | -2.864 | SPM-ESTUARY_COMMERCE_PK_T1_LEEWARD_DR_T1_LEEWARD_DR_T2_SPEKE_HAL | 7278076000;416871134;2267258000;416879134;14999658000 | SP Energy Networks open data (API key): NDP SPM primary-group polygons + Capacity Heatmaps Information Model SPM + LTDS appendices 3/6 + NSHR
32 | 68.1 | UNIT 21, RENAISSANCE WAY | LIVERPOOL | L24 9HX | Knowsley | LEAR CORPORATION UK LTD | Factory And Premises | industrial | 2 | 13442.77 | 144697 | GIA | 817500 | Estuary Commerce Pk T1 / Leeward Dr T1 / Leeward Dr T2 / Speke Hall Rd T1 / Speke Sky Pk T1 | inside-area | 1.24 | GARSTON GT2 / SPEKE GT3 / WAVERTREE GT1A | LISTER DRIVE | SPM | 21.1 | primary | 21.085 | Green | 30 | 8.915 | thermal | 0 | 0 | 0 | 0 | 19 | GARSTON GT2 / SPEKE GT3 / WAVERTREE GT1A | 54.021 | GREEN | 0 |  |  | 0 | 0 | 0 | 30 |  |  |  |  | Green (Over 5% headroom) | 150446 | 100 | 21.36 | 807 | 45 | 3155955 | [9 empty] | Lister Drive | LISTER DRIVE | 2 | 114 | 114 | 0 | 57 | 20 | 2026-09 | [12 empty] | 53.3546 | -2.8606 | SPM-ESTUARY_COMMERCE_PK_T1_LEEWARD_DR_T1_LEEWARD_DR_T2_SPEKE_HAL | 2493907000;4010947000 | SP Energy Networks open data (API key): NDP SPM primary-group polygons + Capacity Heatmaps Information Model SPM + LTDS appendices 3/6 + NSHR
33 | 68.1 | GEFCO UK, ESTUARY BOULEVARD, ESTUARY COMMERCE PARK | LIVERPOOL | L24 8RF | Liverpool |  | Warehouse And Premises | industrial | 1 | 12153.5 | 130819 | GIA | 850000 | Estuary Commerce Pk T1 / Leeward Dr T1 / Leeward Dr T2 / Speke Hall Rd T1 / Speke Sky Pk T1 | inside-area | 0.4 | GARSTON GT2 / SPEKE GT3 / WAVERTREE GT1A | LISTER DRIVE | SPM | 21.1 | primary | 21.085 | Green | 30 | 8.915 | thermal | 0 | 0 | 0 | 0 | 19 | GARSTON GT2 / SPEKE GT3 / WAVERTREE GT1A | 54.021 | GREEN | 0 |  |  | 0 | 0 | 0 | 30 |  |  |  |  | Green (Over 5% headroom) | 150446 | 100 | 19.31 | 304 | 45 | 3169833 | [9 empty] | Lister Drive | LISTER DRIVE | 2 | 114 | 114 | 0 | 57 | 20 | 2026-09 | 38345770 | B8 Storage or Distribution | 5050 | A | Grid Supplied Electricity | 5 |  | Air Conditioning | 2022-09-22 |  | 0.67 | FALSE | 53.3431 | -2.8759 | SPM-ESTUARY_COMMERCE_PK_T1_LEEWARD_DR_T1_LEEWARD_DR_T2_SPEKE_HAL | 11144625000 | SP Energy Networks open data (API key): NDP SPM primary-group polygons + Capacity Heatmaps Information Model SPM + LTDS appendices 3/6 + NSHR
34 | 68.1 | 159, TRIUMPH WAY | LIVERPOOL | L24 9GQ | Liverpool |  | Factory And Premises; Warehouse And Premises | industrial | 2 | 11256.44 | 121163 | GIA | 691000 | Estuary Commerce Pk T1 / Leeward Dr T1 / Leeward Dr T2 / Speke Hall Rd T1 / Speke Sky Pk T1 | inside-area | 1.18 | GARSTON GT2 / SPEKE GT3 / WAVERTREE GT1A | LISTER DRIVE | SPM | 21.1 | primary | 21.085 | Green | 30 | 8.915 | thermal | 0 | 0 | 0 | 0 | 19 | GARSTON GT2 / SPEKE GT3 / WAVERTREE GT1A | 54.021 | GREEN | 0 |  |  | 0 | 0 | 0 | 30 |  |  |  |  | Green (Over 5% headroom) | 150446 | 100 | 17.89 | 675 | 45 | 3179489 | [9 empty] | Lister Drive | LISTER DRIVE | 2 | 114 | 114 | 0 | 57 | 20 | 2026-09 | 38218011 | B2 to B7 General Industrial and Special Industrial Groups | 1475 | B | Natural Gas | 4 |  | Heating and Natural Ventilation | 2013-02-07 |  | 1 | FALSE | 53.3561 | -2.8724 | SPM-ESTUARY_COMMERCE_PK_T1_LEEWARD_DR_T1_LEEWARD_DR_T2_SPEKE_HAL | 8777263000;14207864000 | SP Energy Networks open data (API key): NDP SPM primary-group polygons + Capacity Heatmaps Information Model SPM + LTDS appendices 3/6 + NSHR
35 | 68.1 | 3TL UNITS 1-4 HERALD AVENUE, SPEKE HALL ROAD | LIVERPOOL | L24 9BD | Liverpool |  | Warehouse And Premises | industrial | 1 | 10411.63 | 112070 | GIA | 330000 | Estuary Commerce Pk T1 / Leeward Dr T1 / Leeward Dr T2 / Speke Hall Rd T1 / Speke Sky Pk T1 | inside-area | 1.32 | GARSTON GT2 / SPEKE GT3 / WAVERTREE GT1A | LISTER DRIVE | SPM | 21.1 | primary | 21.085 | Green | 30 | 8.915 | thermal | 0 | 0 | 0 | 0 | 19 | GARSTON GT2 / SPEKE GT3 / WAVERTREE GT1A | 54.021 | GREEN | 0 |  |  | 0 | 0 | 0 | 30 |  |  |  |  | Green (Over 5% headroom) | 150446 | 100 | 16.55 | 260 | 45 | 3188582 | [9 empty] | Lister Drive | LISTER DRIVE | 2 | 114 | 114 | 0 | 57 | 20 | 2026-09 | [12 empty] | 53.3568 | -2.8777 | SPM-ESTUARY_COMMERCE_PK_T1_LEEWARD_DR_T1_LEEWARD_DR_T2_SPEKE_HAL | 13432234000 | SP Energy Networks open data (API key): NDP SPM primary-group polygons + Capacity Heatmaps Information Model SPM + LTDS appendices 3/6 + NSHR
36 | 68.1 | 2, DE HAVILLAND DRIVE | LIVERPOOL | L24 8RN | Liverpool |  | Warehouse And Premises; Workshop And Premises | industrial | 3 | 9666.22 | 104046 | GIA | 737500 | Estuary Commerce Pk T1 / Leeward Dr T1 / Leeward Dr T2 / Speke Hall Rd T1 / Speke Sky Pk T1 | inside-area | 0.52 | GARSTON GT2 / SPEKE GT3 / WAVERTREE GT1A | LISTER DRIVE | SPM | 21.1 | primary | 21.085 | Green | 30 | 8.915 | thermal | 0 | 0 | 0 | 0 | 19 | GARSTON GT2 / SPEKE GT3 / WAVERTREE GT1A | 54.021 | GREEN | 0 |  |  | 0 | 0 | 0 | 30 |  |  |  |  | Green (Over 5% headroom) | 150446 | 100 | 15.36 | 435 | 45 | 3196606 | [9 empty] | Lister Drive | LISTER DRIVE | 2 | 114 | 114 | 0 | 57 | 20 | 2026-09 | 38311729 | B2 to B7 General Industrial and Special Industrial Groups | 4026 | B | Grid Supplied Electricity | 5 | 2 | Air Conditioning | 2016-01-12 |  | 1 | FALSE | 53.3442 | -2.8789 | SPM-ESTUARY_COMMERCE_PK_T1_LEEWARD_DR_T1_LEEWARD_DR_T2_SPEKE_HAL | 10884917000;5801905000;10507890000 | SP Energy Networks open data (API key): NDP SPM primary-group polygons + Capacity Heatmaps Information Model SPM + LTDS appendices 3/6 + NSHR
37 | 68.1 | COMMUNISIS PLC AT 1, HERCULES DRIVE, ESTUARY COMMERCE PARK | LIVERPOOL | L24 8RB | Liverpool |  | Factory And Premises | industrial | 1 | 9582.7 | 103147 | GIA | 575000 | Estuary Commerce Pk T1 / Leeward Dr T1 / Leeward Dr T2 / Speke Hall Rd T1 / Speke Sky Pk T1 | inside-area | 0.08 | GARSTON GT2 / SPEKE GT3 / WAVERTREE GT1A | LISTER DRIVE | SPM | 21.1 | primary | 21.085 | Green | 30 | 8.915 | thermal | 0 | 0 | 0 | 0 | 19 | GARSTON GT2 / SPEKE GT3 / WAVERTREE GT1A | 54.021 | GREEN | 0 |  |  | 0 | 0 | 0 | 30 |  |  |  |  | Green (Over 5% headroom) | 150446 | 100 | 15.23 | 575 | 45 | 3197505 | [9 empty] | Lister Drive | LISTER DRIVE | 2 | 114 | 114 | 0 | 57 | 20 | 2026-09 | [12 empty] | 53.3456 | -2.8726 | SPM-ESTUARY_COMMERCE_PK_T1_LEEWARD_DR_T1_LEEWARD_DR_T2_SPEKE_HAL | 5708251000 | SP Energy Networks open data (API key): NDP SPM primary-group polygons + Capacity Heatmaps Information Model SPM + LTDS appendices 3/6 + NSHR
38 | 68.1 | UNIT 19 TRIUMPH WAY TRIUMPH BUISNESS PARK, SPEKE HALL ROAD | LIVERPOOL | L24 9GQ | Liverpool |  | Warehouse And Premises | industrial | 1 | 9381.55 | 100982 | GIA | 520000 | Estuary Commerce Pk T1 / Leeward Dr T1 / Leeward Dr T2 / Speke Hall Rd T1 / Speke Sky Pk T1 | inside-area | 1.18 | GARSTON GT2 / SPEKE GT3 / WAVERTREE GT1A | LISTER DRIVE | SPM | 21.1 | primary | 21.085 | Green | 30 | 8.915 | thermal | 0 | 0 | 0 | 0 | 19 | GARSTON GT2 / SPEKE GT3 / WAVERTREE GT1A | 54.021 | GREEN | 0 |  |  | 0 | 0 | 0 | 30 |  |  |  |  | Green (Over 5% headroom) | 150446 | 100 | 14.91 | 235 | 45 | 3199670 | [9 empty] | Lister Drive | LISTER DRIVE | 2 | 114 | 114 | 0 | 57 | 20 | 2026-09 | [12 empty] | 53.3561 | -2.8724 | SPM-ESTUARY_COMMERCE_PK_T1_LEEWARD_DR_T1_LEEWARD_DR_T2_SPEKE_HAL | 15000028000 | SP Energy Networks open data (API key): NDP SPM primary-group polygons + Capacity Heatmaps Information Model SPM + LTDS appendices 3/6 + NSHR
39 | 68.1 | 15, SPITFIRE ROAD | LIVERPOOL | L24 9BF | Liverpool |  | Warehouse And Premises; Workshop And Premises | industrial | 3 | 8648.94 | 93096 | GIA | 514000 | Estuary Commerce Pk T1 / Leeward Dr T1 / Leeward Dr T2 / Speke Hall Rd T1 / Speke Sky Pk T1 | inside-area | 1.21 | GARSTON GT2 / SPEKE GT3 / WAVERTREE GT1A | LISTER DRIVE | SPM | 21.1 | primary | 21.085 | Green | 30 | 8.915 | thermal | 0 | 0 | 0 | 0 | 19 | GARSTON GT2 / SPEKE GT3 / WAVERTREE GT1A | 54.021 | GREEN | 0 |  |  | 0 | 0 | 0 | 30 |  |  |  |  | Green (Over 5% headroom) | 150446 | 100 | 13.74 | 389 | 45 | 3207556 | [9 empty] | Lister Drive | LISTER DRIVE | 2 | 114 | 114 | 0 | 57 | 20 | 2026-09 | 38323380 | B8 Storage or Distribution | 221 | B | Natural Gas | 3 |  | Heating and Natural Ventilation | 2018-06-15 |  | 1 | FALSE | 53.3553 | -2.8793 | SPM-ESTUARY_COMMERCE_PK_T1_LEEWARD_DR_T1_LEEWARD_DR_T2_SPEKE_HAL | 11442777000;9508345000;14056128000 | SP Energy Networks open data (API key): NDP SPM primary-group polygons + Capacity Heatmaps Information Model SPM + LTDS appendices 3/6 + NSHR
40 | 68.1 | 1, WINDWARD DRIVE, ESTUARY COMMERCE PARK | LIVERPOOL | L24 8QR | Liverpool |  | Warehouse And Premises | industrial | 1 | 7629.36 | 82122 | GIA | 525000 | Estuary Commerce Pk T1 / Leeward Dr T1 / Leeward Dr T2 / Speke Hall Rd T1 / Speke Sky Pk T1 | inside-area | 0.21 | GARSTON GT2 / SPEKE GT3 / WAVERTREE GT1A | LISTER DRIVE | SPM | 21.1 | primary | 21.085 | Green | 30 | 8.915 | thermal | 0 | 0 | 0 | 0 | 19 | GARSTON GT2 / SPEKE GT3 / WAVERTREE GT1A | 54.021 | GREEN | 0 |  |  | 0 | 0 | 0 | 30 |  |  |  |  | Green (Over 5% headroom) | 150446 | 100 | 12.12 | 191 | 45 | 3218530 | [9 empty] | Lister Drive | LISTER DRIVE | 2 | 114 | 114 | 0 | 57 | 20 | 2026-09 | [12 empty] | 53.3473 | -2.8724 | SPM-ESTUARY_COMMERCE_PK_T1_LEEWARD_DR_T1_LEEWARD_DR_T2_SPEKE_HAL | 11421412000 | SP Energy Networks open data (API key): NDP SPM primary-group polygons + Capacity Heatmaps Information Model SPM + LTDS appendices 3/6 + NSHR
41 | 68.1 | 26-32 SPITFIRE ROAD TRIUMPH TRADING PARK, SPEKE HALL ROAD | LIVERPOOL | L24 9BF | Liverpool |  | Warehouse And Premises | industrial | 1 | 6529.65 | 70284 | GIA | 208000 | Estuary Commerce Pk T1 / Leeward Dr T1 / Leeward Dr T2 / Speke Hall Rd T1 / Speke Sky Pk T1 | inside-area | 1.21 | GARSTON GT2 / SPEKE GT3 / WAVERTREE GT1A | LISTER DRIVE | SPM | 21.1 | primary | 21.085 | Green | 30 | 8.915 | thermal | 0 | 0 | 0 | 0 | 19 | GARSTON GT2 / SPEKE GT3 / WAVERTREE GT1A | 54.021 | GREEN | 0 |  |  | 0 | 0 | 0 | 30 |  |  |  |  | Green (Over 5% headroom) | 150446 | 100 | 10.38 | 163 | 45 | 3230368 | [9 empty] | Lister Drive | LISTER DRIVE | 2 | 114 | 114 | 0 | 57 | 20 | 2026-09 | 38218066 | B8 Storage or Distribution | 5770 | C | Grid Supplied Electricity | 3 |  | Air Conditioning | 2019-07-18 |  | 0.67 | FALSE | 53.3553 | -2.8793 | SPM-ESTUARY_COMMERCE_PK_T1_LEEWARD_DR_T1_LEEWARD_DR_T2_SPEKE_HAL | 7032724000 | SP Energy Networks open data (API key): NDP SPM primary-group polygons + Capacity Heatmaps Information Model SPM + LTDS appendices 3/6 + NSHR
42 | 68.1 | UNITS 1 & 2 BLOCK D, MERSEYPRIDE ENTERPRISE TRADING PARK, SPEKE HALL ROAD | LIVERPOOL | L24 9GG | Liverpool | HARGRAF CONTAINERS LTD | Factory And Premises | industrial | 1 | 6334.21 | 68181 | GIA | 214000 | Estuary Commerce Pk T1 / Leeward Dr T1 / Leeward Dr T2 / Speke Hall Rd T1 / Speke Sky Pk T1 | inside-area | 1.36 | GARSTON GT2 / SPEKE GT3 / WAVERTREE GT1A | LISTER DRIVE | SPM | 21.1 | primary | 21.085 | Green | 30 | 8.915 | thermal | 0 | 0 | 0 | 0 | 19 | GARSTON GT2 / SPEKE GT3 / WAVERTREE GT1A | 54.021 | GREEN | 0 |  |  | 0 | 0 | 0 | 30 |  |  |  |  | Green (Over 5% headroom) | 150446 | 100 | 10.07 | 380 | 45 | 3232471 | [9 empty] | Lister Drive | LISTER DRIVE | 2 | 114 | 114 | 0 | 57 | 20 | 2026-09 | [12 empty] | 53.3566 | -2.8798 | SPM-ESTUARY_COMMERCE_PK_T1_LEEWARD_DR_T1_LEEWARD_DR_T2_SPEKE_HAL | 520203134 | SP Energy Networks open data (API key): NDP SPM primary-group polygons + Capacity Heatmaps Information Model SPM + LTDS appendices 3/6 + NSHR
43 | 68.1 | CLASSIC COUVERTURE, ESTUARY BANKS, ESTUARY COMMERCE PARK | LIVERPOOL | L24 8RB | Liverpool |  | Factory And Premises | industrial | 1 | 6113.17 | 65802 | GIA | 272500 | Estuary Commerce Pk T1 / Leeward Dr T1 / Leeward Dr T2 / Speke Hall Rd T1 / Speke Sky Pk T1 | inside-area | 0.08 | GARSTON GT2 / SPEKE GT3 / WAVERTREE GT1A | LISTER DRIVE | SPM | 21.1 | primary | 21.085 | Green | 30 | 8.915 | thermal | 0 | 0 | 0 | 0 | 19 | GARSTON GT2 / SPEKE GT3 / WAVERTREE GT1A | 54.021 | GREEN | 0 |  |  | 0 | 0 | 0 | 30 |  |  |  |  | Green (Over 5% headroom) | 150446 | 100 | 9.71 | 367 | 45 | 3234850 | [9 empty] | Lister Drive | LISTER DRIVE | 2 | 114 | 114 | 0 | 57 | 20 | 2026-09 | 38233377 | Non-residential Institutions: Primary Health Care Building | 6057 | D | Natural Gas | 3 |  | Air Conditioning | 2023-04-19 |  | 0.67 | FALSE | 53.3456 | -2.8726 | SPM-ESTUARY_COMMERCE_PK_T1_LEEWARD_DR_T1_LEEWARD_DR_T2_SPEKE_HAL | 3151896000 | SP Energy Networks open data (API key): NDP SPM primary-group polygons + Capacity Heatmaps Information Model SPM + LTDS appendices 3/6 + NSHR
44 | 68.1 | UNITS 3 4 & 5, MERSEYPRIDE ENTERPRISE TRADING PARK, SPEKE HALL ROAD | LIVERPOOL | L24 9GQ | Liverpool | MARLOW CHEMICAL CO LTD | Workshop And Premises | industrial | 1 | 5216.55 | 56150 | GIA | 185000 | Estuary Commerce Pk T1 / Leeward Dr T1 / Leeward Dr T2 / Speke Hall Rd T1 / Speke Sky Pk T1 | inside-area | 1.18 | GARSTON GT2 / SPEKE GT3 / WAVERTREE GT1A | LISTER DRIVE | SPM | 21.1 | primary | 21.085 | Green | 30 | 8.915 | thermal | 0 | 0 | 0 | 0 | 19 | GARSTON GT2 / SPEKE GT3 / WAVERTREE GT1A | 54.021 | GREEN | 0 |  |  | 0 | 0 | 0 | 30 |  |  |  |  | Green (Over 5% headroom) | 150446 | 100 | 8.29 | 235 | 45 | 3244502 | [9 empty] | Lister Drive | LISTER DRIVE | 2 | 114 | 114 | 0 | 57 | 20 | 2026-09 | [12 empty] | 53.3561 | -2.8724 | SPM-ESTUARY_COMMERCE_PK_T1_LEEWARD_DR_T1_LEEWARD_DR_T2_SPEKE_HAL | 1102083000 | SP Energy Networks open data (API key): NDP SPM primary-group polygons + Capacity Heatmaps Information Model SPM + LTDS appendices 3/6 + NSHR
45 | 68.1 | HURRICANE 52 29, ESTUARY BOULEVARD | LIVERPOOL | L24 8RF | Liverpool |  | Warehouse And Premises | industrial | 1 | 5142.33 | 55352 | GIA | 392500 | Estuary Commerce Pk T1 / Leeward Dr T1 / Leeward Dr T2 / Speke Hall Rd T1 / Speke Sky Pk T1 | inside-area | 0.4 | GARSTON GT2 / SPEKE GT3 / WAVERTREE GT1A | LISTER DRIVE | SPM | 21.1 | primary | 21.085 | Green | 30 | 8.915 | thermal | 0 | 0 | 0 | 0 | 19 | GARSTON GT2 / SPEKE GT3 / WAVERTREE GT1A | 54.021 | GREEN | 0 |  |  | 0 | 0 | 0 | 30 |  |  |  |  | Green (Over 5% headroom) | 150446 | 100 | 8.17 | 129 | 45 | 3245300 | [9 empty] | Lister Drive | LISTER DRIVE | 2 | 114 | 114 | 0 | 57 | 20 | 2026-09 | 38345770 | B8 Storage or Distribution | 5050 | A | Grid Supplied Electricity | 5 |  | Air Conditioning | 2022-09-22 |  | 1 | FALSE | 53.3431 | -2.8759 | SPM-ESTUARY_COMMERCE_PK_T1_LEEWARD_DR_T1_LEEWARD_DR_T2_SPEKE_HAL | 14810452000 | SP Energy Networks open data (API key): NDP SPM primary-group polygons + Capacity Heatmaps Information Model SPM + LTDS appendices 3/6 + NSHR
46 | 68.1 | BECKACITE HOUSE, EDWARDS LANE | LIVERPOOL | L24 9HW | Liverpool | BIO-DEG | Factory And Premises | industrial | 1 | 4373.16 | 47072 | GIA | 128000 | Estuary Commerce Pk T1 / Leeward Dr T1 / Leeward Dr T2 / Speke Hall Rd T1 / Speke Sky Pk T1 | inside-area | 1.17 | GARSTON GT2 / SPEKE GT3 / WAVERTREE GT1A | LISTER DRIVE | SPM | 21.1 | primary | 21.085 | Green | 30 | 8.915 | thermal | 0 | 0 | 0 | 0 | 19 | GARSTON GT2 / SPEKE GT3 / WAVERTREE GT1A | 54.021 | GREEN | 0 |  |  | 0 | 0 | 0 | 30 |  |  |  |  | Green (Over 5% headroom) | 150446 | 100 | 6.95 | 262 | 45 | 3253580 | [9 empty] | Lister Drive | LISTER DRIVE | 2 | 114 | 114 | 0 | 57 | 20 | 2026-09 | [12 empty] | 53.3542 | -2.8614 | SPM-ESTUARY_COMMERCE_PK_T1_LEEWARD_DR_T1_LEEWARD_DR_T2_SPEKE_HAL | 430065134 | SP Energy Networks open data (API key): NDP SPM primary-group polygons + Capacity Heatmaps Information Model SPM + LTDS appendices 3/6 + NSHR
47 | 68.1 | GND FLR AT 27, ESTUARY BOULEVARD | LIVERPOOL | L24 8RF | Liverpool |  | Warehouse And Premises | industrial | 1 | 4140.79 | 44571 | GIA | 305000 | Estuary Commerce Pk T1 / Leeward Dr T1 / Leeward Dr T2 / Speke Hall Rd T1 / Speke Sky Pk T1 | inside-area | 0.4 | GARSTON GT2 / SPEKE GT3 / WAVERTREE GT1A | LISTER DRIVE | SPM | 21.1 | primary | 21.085 | Green | 30 | 8.915 | thermal | 0 | 0 | 0 | 0 | 19 | GARSTON GT2 / SPEKE GT3 / WAVERTREE GT1A | 54.021 | GREEN | 0 |  |  | 0 | 0 | 0 | 30 |  |  |  |  | Green (Over 5% headroom) | 150446 | 100 | 6.58 | 104 | 45 | 3256081 | [9 empty] | Lister Drive | LISTER DRIVE | 2 | 114 | 114 | 0 | 57 | 20 | 2026-09 | 38323165 | B8 Storage or Distribution | 8751 | A | Grid Supplied Electricity | 5 | 2 | Air Conditioning | 2018-04-12 |  | 1 | FALSE | 53.3431 | -2.8759 | SPM-ESTUARY_COMMERCE_PK_T1_LEEWARD_DR_T1_LEEWARD_DR_T2_SPEKE_HAL | 14151265000 | SP Energy Networks open data (API key): NDP SPM primary-group polygons + Capacity Heatmaps Information Model SPM + LTDS appendices 3/6 + NSHR
48 | 68.1 | UNITS 3A 3B & 4, SPITFIRE COURT, TOLEDO ROAD, TRIUMPH BUSINESS PARK | LIVERPOOL | L24 9AE | Liverpool |  | Warehouse And Premises | industrial | 1 | 3954.72 | 42568 | GIA | 282500 | Estuary Commerce Pk T1 / Leeward Dr T1 / Leeward Dr T2 / Speke Hall Rd T1 / Speke Sky Pk T1 | inside-area | 1.01 | GARSTON GT2 / SPEKE GT3 / WAVERTREE GT1A | LISTER DRIVE | SPM | 21.1 | primary | 21.085 | Green | 30 | 8.915 | thermal | 0 | 0 | 0 | 0 | 19 | GARSTON GT2 / SPEKE GT3 / WAVERTREE GT1A | 54.021 | GREEN | 0 |  |  | 0 | 0 | 0 | 30 |  |  |  |  | Green (Over 5% headroom) | 150446 | 100 | 6.28 | 99 | 45 | 3258084 | [9 empty] | Lister Drive | LISTER DRIVE | 2 | 114 | 114 | 0 | 57 | 20 | 2026-09 | [12 empty] | 53.3538 | -2.8775 | SPM-ESTUARY_COMMERCE_PK_T1_LEEWARD_DR_T1_LEEWARD_DR_T2_SPEKE_HAL | 14919854000 | SP Energy Networks open data (API key): NDP SPM primary-group polygons + Capacity Heatmaps Information Model SPM + LTDS appendices 3/6 + NSHR
49 | 68.1 | IN FRAME HOUSE 27, TRIUMPH WAY | LIVERPOOL | L24 9GQ | Liverpool |  | Factory And Premises | industrial | 1 | 3873.31 | 41692 | GIA | 138000 | Estuary Commerce Pk T1 / Leeward Dr T1 / Leeward Dr T2 / Speke Hall Rd T1 / Speke Sky Pk T1 | inside-area | 1.18 | GARSTON GT2 / SPEKE GT3 / WAVERTREE GT1A | LISTER DRIVE | SPM | 21.1 | primary | 21.085 | Green | 30 | 8.915 | thermal | 0 | 0 | 0 | 0 | 19 | GARSTON GT2 / SPEKE GT3 / WAVERTREE GT1A | 54.021 | GREEN | 0 |  |  | 0 | 0 | 0 | 30 |  |  |  |  | Green (Over 5% headroom) | 150446 | 100 | 6.16 | 232 | 45 | 3258960 | [9 empty] | Lister Drive | LISTER DRIVE | 2 | 114 | 114 | 0 | 57 | 20 | 2026-09 | 38196356 | B8 Storage or Distribution | 3840 | D | Natural Gas | 3 |  | Heating and Natural Ventilation | 2017-07-13 |  | 1 | FALSE | 53.3561 | -2.8724 | SPM-ESTUARY_COMMERCE_PK_T1_LEEWARD_DR_T1_LEEWARD_DR_T2_SPEKE_HAL | 8779839000 | SP Energy Networks open data (API key): NDP SPM primary-group polygons + Capacity Heatmaps Information Model SPM + LTDS appendices 3/6 + NSHR
50 | 68.1 | 1, ESTUARY BANKS | LIVERPOOL | L24 8RQ | Liverpool |  | Warehouse And Premises | industrial | 1 | 3610.9 | 38867 | GIA | 191000 | Estuary Commerce Pk T1 / Leeward Dr T1 / Leeward Dr T2 / Speke Hall Rd T1 / Speke Sky Pk T1 | inside-area | 0.22 | GARSTON GT2 / SPEKE GT3 / WAVERTREE GT1A | LISTER DRIVE | SPM | 21.1 | primary | 21.085 | Green | 30 | 8.915 | thermal | 0 | 0 | 0 | 0 | 19 | GARSTON GT2 / SPEKE GT3 / WAVERTREE GT1A | 54.021 | GREEN | 0 |  |  | 0 | 0 | 0 | 30 |  |  |  |  | Green (Over 5% headroom) | 150446 | 100 | 5.74 | 90 | 45 | 3261785 | [9 empty] | Lister Drive | LISTER DRIVE | 2 | 114 | 114 | 0 | 57 | 20 | 2026-09 | 38293580 | B8 Storage or Distribution | 264 | B | Natural Gas | 4 |  | Heating and Natural Ventilation | 2012-11-01 |  | 1 | FALSE | 53.3466 | -2.8741 | SPM-ESTUARY_COMMERCE_PK_T1_LEEWARD_DR_T1_LEEWARD_DR_T2_SPEKE_HAL | 8638835000 | SP Energy Networks open data (API key): NDP SPM primary-group polygons + Capacity Heatmaps Information Model SPM + LTDS appendices 3/6 + NSHR
51 | 68.1 | UNIT 2 SPITFIRE COURT TRIUMPH BUSINESS PARK, SPEKE HALL ROAD | LIVERPOOL | L24 9GQ | Liverpool |  | Warehouse And Premises | industrial | 1 | 2989.61 | 32180 | GIA | 217000 | Estuary Commerce Pk T1 / Leeward Dr T1 / Leeward Dr T2 / Speke Hall Rd T1 / Speke Sky Pk T1 | inside-area | 1.18 | GARSTON GT2 / SPEKE GT3 / WAVERTREE GT1A | LISTER DRIVE | SPM | 21.1 | primary | 21.085 | Green | 30 | 8.915 | thermal | 0 | 0 | 0 | 0 | 19 | GARSTON GT2 / SPEKE GT3 / WAVERTREE GT1A | 54.021 | GREEN | 0 |  |  | 0 | 0 | 0 | 30 |  |  |  |  | Green (Over 5% headroom) | 150446 | 100 | 4.75 | 75 | 45 | 3268472 | [9 empty] | Lister Drive | LISTER DRIVE | 2 | 114 | 114 | 0 | 57 | 20 | 2026-09 | [12 empty] | 53.3561 | -2.8724 | SPM-ESTUARY_COMMERCE_PK_T1_LEEWARD_DR_T1_LEEWARD_DR_T2_SPEKE_HAL | 14383468000 | SP Energy Networks open data (API key): NDP SPM primary-group polygons + Capacity Heatmaps Information Model SPM + LTDS appendices 3/6 + NSHR
52 | 68.1 | LANDMARK JOINERY, EDWARDS LANE | LIVERPOOL | L24 9HW | Liverpool |  | Factory And Premises | industrial | 1 | 2775.53 | 29876 | GIA | 44250 | Estuary Commerce Pk T1 / Leeward Dr T1 / Leeward Dr T2 / Speke Hall Rd T1 / Speke Sky Pk T1 | inside-area | 1.17 | GARSTON GT2 / SPEKE GT3 / WAVERTREE GT1A | LISTER DRIVE | SPM | 21.1 | primary | 21.085 | Green | 30 | 8.915 | thermal | 0 | 0 | 0 | 0 | 19 | GARSTON GT2 / SPEKE GT3 / WAVERTREE GT1A | 54.021 | GREEN | 0 |  |  | 0 | 0 | 0 | 30 |  |  |  |  | Green (Over 5% headroom) | 150446 | 100 | 4.41 | 167 | 45 | 3270776 | [9 empty] | Lister Drive | LISTER DRIVE | 2 | 114 | 114 | 0 | 57 | 20 | 2026-09 | [12 empty] | 53.3542 | -2.8614 | SPM-ESTUARY_COMMERCE_PK_T1_LEEWARD_DR_T1_LEEWARD_DR_T2_SPEKE_HAL | 14184536000 | SP Energy Networks open data (API key): NDP SPM primary-group polygons + Capacity Heatmaps Information Model SPM + LTDS appendices 3/6 + NSHR
53 | 68.1 | HURRICANE HOUSE 26, ESTUARY BOULEVARD, ESTUARY COMMERCE PARK | LIVERPOOL | L24 8RF | Liverpool |  | Factory And Premises | industrial | 1 | 2642.8 | 28447 | GIA | 180000 | Estuary Commerce Pk T1 / Leeward Dr T1 / Leeward Dr T2 / Speke Hall Rd T1 / Speke Sky Pk T1 | inside-area | 0.4 | GARSTON GT2 / SPEKE GT3 / WAVERTREE GT1A | LISTER DRIVE | SPM | 21.1 | primary | 21.085 | Green | 30 | 8.915 | thermal | 0 | 0 | 0 | 0 | 19 | GARSTON GT2 / SPEKE GT3 / WAVERTREE GT1A | 54.021 | GREEN | 0 |  |  | 0 | 0 | 0 | 30 |  |  |  |  | Green (Over 5% headroom) | 150446 | 100 | 4.2 | 159 | 45 | 3272205 | [9 empty] | Lister Drive | LISTER DRIVE | 2 | 114 | 114 | 0 | 57 | 20 | 2026-09 | 38251177 | Offices and Workshop Businesses | 2614 | A | Grid Supplied Electricity | 4 | 166 | Air Conditioning | 2026-08-12 |  | 0.75 | FALSE | 53.3431 | -2.8759 | SPM-ESTUARY_COMMERCE_PK_T1_LEEWARD_DR_T1_LEEWARD_DR_T2_SPEKE_HAL | 10702201000 | SP Energy Networks open data (API key): NDP SPM primary-group polygons + Capacity Heatmaps Information Model SPM + LTDS appendices 3/6 + NSHR
54 | 68.1 | 8, ESTUARY BANKS, ESTUARY COMMERCE PARK | LIVERPOOL | L24 8RB | Liverpool |  | Factory And Premises | industrial | 1 | 2534.09 | 27277 | GIA | 172000 | Estuary Commerce Pk T1 / Leeward Dr T1 / Leeward Dr T2 / Speke Hall Rd T1 / Speke Sky Pk T1 | inside-area | 0.08 | GARSTON GT2 / SPEKE GT3 / WAVERTREE GT1A | LISTER DRIVE | SPM | 21.1 | primary | 21.085 | Green | 30 | 8.915 | thermal | 0 | 0 | 0 | 0 | 19 | GARSTON GT2 / SPEKE GT3 / WAVERTREE GT1A | 54.021 | GREEN | 0 |  |  | 0 | 0 | 0 | 30 |  |  |  |  | Green (Over 5% headroom) | 150446 | 100 | 4.03 | 152 | 45 | 3273375 | [9 empty] | Lister Drive | LISTER DRIVE | 2 | 114 | 114 | 0 | 57 | 20 | 2026-09 | 38233377 | Non-residential Institutions: Primary Health Care Building | 6057 | D | Natural Gas | 3 |  | Air Conditioning | 2023-04-19 |  | 0.67 | FALSE | 53.3456 | -2.8726 | SPM-ESTUARY_COMMERCE_PK_T1_LEEWARD_DR_T1_LEEWARD_DR_T2_SPEKE_HAL | 2616489000 | SP Energy Networks open data (API key): NDP SPM primary-group polygons + Capacity Heatmaps Information Model SPM + LTDS appendices 3/6 + NSHR
55 | 68.1 | UNIT 7 COMPASS EAST, BLENHEIM WAY | LIVERPOOL | L24 1YH | Liverpool |  | Warehouse And Premises | industrial | 2 | 2514.18 | 27062 | GIA | 184000 | Estuary Commerce Pk T1 / Leeward Dr T1 / Leeward Dr T2 / Speke Hall Rd T1 / Speke Sky Pk T1 | inside-area | 0.79 | GARSTON GT2 / SPEKE GT3 / WAVERTREE GT1A | LISTER DRIVE | SPM | 21.1 | primary | 21.085 | Green | 30 | 8.915 | thermal | 0 | 0 | 0 | 0 | 19 | GARSTON GT2 / SPEKE GT3 / WAVERTREE GT1A | 54.021 | GREEN | 0 |  |  | 0 | 0 | 0 | 30 |  |  |  |  | Green (Over 5% headroom) | 150446 | 100 | 4 | 63 | 45 | 3273590 | [9 empty] | Lister Drive | LISTER DRIVE | 2 | 114 | 114 | 0 | 57 | 20 | 2026-09 | 38184302 | Storage or Distribution | 1482 | C | Natural Gas | 3 | 1 | Heating and Natural Ventilation | 2023-06-07 |  | 1 | FALSE | 53.3426 | -2.8604 | SPM-ESTUARY_COMMERCE_PK_T1_LEEWARD_DR_T1_LEEWARD_DR_T2_SPEKE_HAL | 10551942000;10551872000 | SP Energy Networks open data (API key): NDP SPM primary-group polygons + Capacity Heatmaps Information Model SPM + LTDS appendices 3/6 + NSHR
56 | 68.1 | UNIT 12 & 13 HERALD AVENUE, SPEKE HALL ROAD | LIVERPOOL | L24 9BD | Liverpool |  | Warehouse And Premises | industrial | 1 | 2265.3 | 24383 | GIA | 91500 | Estuary Commerce Pk T1 / Leeward Dr T1 / Leeward Dr T2 / Speke Hall Rd T1 / Speke Sky Pk T1 | inside-area | 1.32 | GARSTON GT2 / SPEKE GT3 / WAVERTREE GT1A | LISTER DRIVE | SPM | 21.1 | primary | 21.085 | Green | 30 | 8.915 | thermal | 0 | 0 | 0 | 0 | 19 | GARSTON GT2 / SPEKE GT3 / WAVERTREE GT1A | 54.021 | GREEN | 0 |  |  | 0 | 0 | 0 | 30 |  |  |  |  | Green (Over 5% headroom) | 150446 | 100 | 3.6 | 57 | 45 | 3276269 | [9 empty] | Lister Drive | LISTER DRIVE | 2 | 114 | 114 | 0 | 57 | 20 | 2026-09 | 38218085 | B8 Storage or Distribution | 1235 | D | Grid Supplied Electricity | 3 |  | Heating and Natural Ventilation | 2018-06-26 |  | 0.5 | FALSE | 53.3568 | -2.8777 | SPM-ESTUARY_COMMERCE_PK_T1_LEEWARD_DR_T1_LEEWARD_DR_T2_SPEKE_HAL | 9366412000 | SP Energy Networks open data (API key): NDP SPM primary-group polygons + Capacity Heatmaps Information Model SPM + LTDS appendices 3/6 + NSHR
57 | 68.1 | UNITS 1-3, SPECTRUM COURT, EDWARDS LANE | LIVERPOOL | L24 9HY | Liverpool |  | Warehouse And Premises | industrial | 1 | 1872.3 | 20153 | GIA | 105000 | Estuary Commerce Pk T1 / Leeward Dr T1 / Leeward Dr T2 / Speke Hall Rd T1 / Speke Sky Pk T1 | inside-area | 1.12 | GARSTON GT2 / SPEKE GT3 / WAVERTREE GT1A | LISTER DRIVE | SPM | 21.1 | primary | 21.085 | Green | 30 | 8.915 | thermal | 0 | 0 | 0 | 0 | 19 | GARSTON GT2 / SPEKE GT3 / WAVERTREE GT1A | 54.021 | GREEN | 0 |  |  | 0 | 0 | 0 | 30 |  |  |  |  | Green (Over 5% headroom) | 150446 | 100 | 2.98 | 47 | 45 | 3280499 | [9 empty] | Lister Drive | LISTER DRIVE | 2 | 114 | 114 | 0 | 57 | 20 | 2026-09 | [12 empty] | 53.354 | -2.8625 | SPM-ESTUARY_COMMERCE_PK_T1_LEEWARD_DR_T1_LEEWARD_DR_T2_SPEKE_HAL | 10661227000 | SP Energy Networks open data (API key): NDP SPM primary-group polygons + Capacity Heatmaps Information Model SPM + LTDS appendices 3/6 + NSHR
58 | 67.9 | DUNNINGS BRIDGE ROAD | BOOTLE | L30 4UZ | Sefton | FLOORING SUPPLY CENTRE; JOSEPH PARR GROUP | Builders Merchant And Premises; Storage Depot And Premises; Warehouse And Premises | bigbox | 3 | 13502.62 | 145341 | GIA | 373500 | Almonds Turn T1 / Atlantic Complex T1 / Giro T1 / Midland Bank T1 / Netherton T1 | inside-area | 1.77 | AINTREE GT1 / FORMBY GT2A / LITHERLAND GT1B | KIRKBY | SPM | 24.7 | bsp | 25.857 | Green | 37.5 | 11.643 | thermal | 0 | 1.6 | 0 | 1.6 | 22.7 | AINTREE GT1 / FORMBY GT2A / LITHERLAND GT1A | 24.7 | GREEN | 1.5 |  |  | 0 | 0 | 0 | 37.5 |  |  |  |  | Green (Over 5% headroom) | 176114 | 100 | 21.46 | 1215 | 27 | 1687175 | [9 empty] | Lister Drive | KIRKBY | 4 | 514 | 514 | 400 | 0 | 0 | 2027-08 | [12 empty] | 53.477 | -2.9752 | SPM-ALMONDS_TURN_T1_ATLANTIC_COMPLEX_T1_GIRO_T1_MIDLAND_BANK_T1_ | 528834134;3742160000;405673134 | SP Energy Networks open data (API key): NDP SPM primary-group polygons + Capacity Heatmaps Information Model SPM + LTDS appendices 3/6 + NSHR
59 | 67.9 | MOTOR RANGE, DUNNINGS BRIDGE ROAD | BOOTLE | L30 4UZ | Sefton |  | Car Supermarket And Premises | bigbox | 1 | 3029.48 | 32609 | GIA | 505000 | Almonds Turn T1 / Atlantic Complex T1 / Giro T1 / Midland Bank T1 / Netherton T1 | inside-area | 1.77 | AINTREE GT1 / FORMBY GT2A / LITHERLAND GT1B | KIRKBY | SPM | 24.7 | bsp | 25.857 | Green | 37.5 | 11.643 | thermal | 0 | 1.6 | 0 | 1.6 | 22.7 | AINTREE GT1 / FORMBY GT2A / LITHERLAND GT1A | 24.7 | GREEN | 1.5 |  |  | 0 | 0 | 0 | 37.5 |  |  |  |  | Green (Over 5% headroom) | 176114 | 100 | 4.81 | 273 | 27 | 1799907 | [9 empty] | Lister Drive | KIRKBY | 4 | 514 | 514 | 400 | 0 | 0 | 2027-08 | [12 empty] | 53.477 | -2.9752 | SPM-ALMONDS_TURN_T1_ATLANTIC_COMPLEX_T1_GIRO_T1_MIDLAND_BANK_T1_ | 10759069000 | SP Energy Networks open data (API key): NDP SPM primary-group polygons + Capacity Heatmaps Information Model SPM + LTDS appendices 3/6 + NSHR
60 | 67.5 | UNIT 4, SOVEREIGN WAY, MATRIX COURT, CHESTER WEST EMPLOYMENT PARK | CHESTER | CH1 4QX | Flintshire | P W GATES DISTRIBUTION LTD | Warehouse And Premises | industrial | 1 | 9571.75 | 103029 | GIA | 555000 | Blacon T1 / Cocoa Barry T1 / Crane Bank T1 / Knutsford Way T1 / Tower Wharf T1 | inside-area | 0.6 | CHESTER MAIN GT4 / CRANE BANK GT1 / GUILDEN SUTTON GT1 / SALTNEY G2A | CAPENHURST | SPM | 20.6 | primary | 20.5888 | Green | 37.5 | 16.6932 | thermal | 1.3 | 4.8 | 1.5 | 6.1 | 17.1 | CHESTER MAIN GT4 / CRANE BANK GT1 / GUILDEN SUTTON GT1 / SALTNEY G2A | 31.649 | GREEN | 39.8 |  |  | 0 | 0 | 0 | 37.5 |  |  |  |  | Green (Over 5% headroom) | 146881 | 100 | 15.21 | 239 | 47 | 1844492 | [9 empty] | Capenhurst | CAPENHURST | 4 | 896.6 | 896.6 | 0 | 0 | 304 | 2029-10 | 10093286460 | B8 Storage or Distribution | 9565 | C | Grid Supplied Electricity | 3 | 2 | Air Conditioning | 2017-09-05 |  | 1 | FALSE | 53.1914 | -2.9242 | SPM-BLACON_T1_COCOA_BARRY_T1_CRANE_BANK_T1_KNUTSFORD_WAY_T1_TOWE | 15052191000 | SP Energy Networks open data (API key): NDP SPM primary-group polygons + Capacity Heatmaps Information Model SPM + LTDS appendices 3/6 + NSHR
61 | 67.5 | CALDER INDUSTRIAL METALS LTD, CHESTER WEST EMPLOYMENT PARK, JUPITER DRIVE, SEALAND ROAD | CHESTER | CH1 4EX | Cheshire West And Chester |  | Factory And Premises | industrial | 1 | 7485.17 | 80570 | GIA | 440000 | Blacon T1 / Cocoa Barry T1 / Crane Bank T1 / Knutsford Way T1 / Tower Wharf T1 | inside-area | 0.45 | CHESTER MAIN GT4 / CRANE BANK GT1 / GUILDEN SUTTON GT1 / SALTNEY G2A | CAPENHURST | SPM | 20.6 | primary | 20.5888 | Green | 37.5 | 16.6932 | thermal | 1.3 | 4.8 | 1.5 | 6.1 | 17.1 | CHESTER MAIN GT4 / CRANE BANK GT1 / GUILDEN SUTTON GT1 / SALTNEY G2A | 31.649 | GREEN | 39.8 |  |  | 0 | 0 | 0 | 37.5 |  |  |  |  | Green (Over 5% headroom) | 146881 | 100 | 11.89 | 449 | 47 | 1866951 | [9 empty] | Capenhurst | CAPENHURST | 4 | 896.6 | 896.6 | 0 | 0 | 304 | 2029-10 | 10035292476 | General Industrial and Special Industrial Groups | 3020 | C | Natural Gas | 5 | 2 | Heating and Natural Ventilation | 2024-11-07 |  | 0.8 | FALSE | 53.1942 | -2.9237 | SPM-BLACON_T1_COCOA_BARRY_T1_CRANE_BANK_T1_KNUTSFORD_WAY_T1_TOWE | 2320444000 | SP Energy Networks open data (API key): NDP SPM primary-group polygons + Capacity Heatmaps Information Model SPM + LTDS appendices 3/6 + NSHR
62 | 67.5 | UNITS 1-2 & PT TAYLOR HOUSE, SOVEREIGN WAY, CHESTER WEST EMPLOYMENT PARK | CHESTER | CH1 4QJ | Cheshire West And Chester |  | Warehouse And Premises | industrial | 1 | 6505.51 | 70025 | GIA | 139000 | Blacon T1 / Cocoa Barry T1 / Crane Bank T1 / Knutsford Way T1 / Tower Wharf T1 | inside-area | 0.63 | CHESTER MAIN GT4 / CRANE BANK GT1 / GUILDEN SUTTON GT1 / SALTNEY G2A | CAPENHURST | SPM | 20.6 | primary | 20.5888 | Green | 37.5 | 16.6932 | thermal | 1.3 | 4.8 | 1.5 | 6.1 | 17.1 | CHESTER MAIN GT4 / CRANE BANK GT1 / GUILDEN SUTTON GT1 / SALTNEY G2A | 31.649 | GREEN | 39.8 |  |  | 0 | 0 | 0 | 37.5 |  |  |  |  | Green (Over 5% headroom) | 146881 | 100 | 10.34 | 163 | 47 | 1877496 | [9 empty] | Capenhurst | CAPENHURST | 4 | 896.6 | 896.6 | 0 | 0 | 304 | 2029-10 | [12 empty] | 53.1928 | -2.9259 | SPM-BLACON_T1_COCOA_BARRY_T1_CRANE_BANK_T1_KNUTSFORD_WAY_T1_TOWE | 14554158000 | SP Energy Networks open data (API key): NDP SPM primary-group polygons + Capacity Heatmaps Information Model SPM + LTDS appendices 3/6 + NSHR
63 | 67.5 | PT TAYLOR HOUSE, CHESTER WEST EMPLOYMENT PARK | CHESTER | CH1 4QL | Flintshire |  | Factory And Premises | industrial | 1 | 6505.51 | 70025 | GIA | 166000 | Blacon T1 / Cocoa Barry T1 / Crane Bank T1 / Knutsford Way T1 / Tower Wharf T1 | inside-area | 0.86 | CHESTER MAIN GT4 / CRANE BANK GT1 / GUILDEN SUTTON GT1 / SALTNEY G2A | CAPENHURST | SPM | 20.6 | primary | 20.5888 | Green | 37.5 | 16.6932 | thermal | 1.3 | 4.8 | 1.5 | 6.1 | 17.1 | CHESTER MAIN GT4 / CRANE BANK GT1 / GUILDEN SUTTON GT1 / SALTNEY G2A | 31.649 | GREEN | 39.8 |  |  | 0 | 0 | 0 | 37.5 |  |  |  |  | Green (Over 5% headroom) | 146881 | 100 | 10.34 | 390 | 47 | 1877496 | [9 empty] | Capenhurst | CAPENHURST | 4 | 896.6 | 896.6 | 0 | 0 | 304 | 2029-10 | 10023843104 | General Industrial and Special Industrial Groups | 3208 | C | Natural Gas | 3 |  | Heating and Natural Ventilation | 2024-10-09 |  | 0.75 | FALSE | 53.1938 | -2.9298 | SPM-BLACON_T1_COCOA_BARRY_T1_CRANE_BANK_T1_KNUTSFORD_WAY_T1_TOWE | 14620640000 | SP Energy Networks open data (API key): NDP SPM primary-group polygons + Capacity Heatmaps Information Model SPM + LTDS appendices 3/6 + NSHR
64 | 67.5 | BARRY CALLEBAUT MANUFACTURING (UK) LTD, SOVEREIGN WAY, CHESTER WEST EMPLOYMENT PARK | CHESTER | CH1 4QN | Flintshire |  | Factory And Premises | industrial | 1 | 5925.98 | 63787 | GIA | 292500 | Blacon T1 / Cocoa Barry T1 / Crane Bank T1 / Knutsford Way T1 / Tower Wharf T1 | inside-area | 0.71 | CHESTER MAIN GT4 / CRANE BANK GT1 / GUILDEN SUTTON GT1 / SALTNEY G2A | CAPENHURST | SPM | 20.6 | primary | 20.5888 | Green | 37.5 | 16.6932 | thermal | 1.3 | 4.8 | 1.5 | 6.1 | 17.1 | CHESTER MAIN GT4 / CRANE BANK GT1 / GUILDEN SUTTON GT1 / SALTNEY G2A | 31.649 | GREEN | 39.8 |  |  | 0 | 0 | 0 | 37.5 |  |  |  |  | Green (Over 5% headroom) | 146881 | 100 | 9.42 | 356 | 47 | 1883734 | [9 empty] | Capenhurst | CAPENHURST | 4 | 896.6 | 896.6 | 0 | 0 | 304 | 2029-10 | [12 empty] | 53.1937 | -2.9275 | SPM-BLACON_T1_COCOA_BARRY_T1_CRANE_BANK_T1_KNUTSFORD_WAY_T1_TOWE | 3928312000 | SP Energy Networks open data (API key): NDP SPM primary-group polygons + Capacity Heatmaps Information Model SPM + LTDS appendices 3/6 + NSHR
65 | 67.5 | HINTON DEEVEX LTD, SOVEREIGN WAY | CHESTER | CH1 4QJ | Cheshire West And Chester |  | Workshop And Premises | industrial | 2 | 5264.62 | 56668 | GIA | 249000 | Blacon T1 / Cocoa Barry T1 / Crane Bank T1 / Knutsford Way T1 / Tower Wharf T1 | inside-area | 0.63 | CHESTER MAIN GT4 / CRANE BANK GT1 / GUILDEN SUTTON GT1 / SALTNEY G2A | CAPENHURST | SPM | 20.6 | primary | 20.5888 | Green | 37.5 | 16.6932 | thermal | 1.3 | 4.8 | 1.5 | 6.1 | 17.1 | CHESTER MAIN GT4 / CRANE BANK GT1 / GUILDEN SUTTON GT1 / SALTNEY G2A | 31.649 | GREEN | 39.8 |  |  | 0 | 0 | 0 | 37.5 |  |  |  |  | Green (Over 5% headroom) | 146881 | 100 | 8.37 | 237 | 47 | 1890853 | [9 empty] | Capenhurst | CAPENHURST | 4 | 896.6 | 896.6 | 0 | 0 | 304 | 2029-10 | [12 empty] | 53.1928 | -2.9259 | SPM-BLACON_T1_COCOA_BARRY_T1_CRANE_BANK_T1_KNUTSFORD_WAY_T1_TOWE | 280112132;280112132 | SP Energy Networks open data (API key): NDP SPM primary-group polygons + Capacity Heatmaps Information Model SPM + LTDS appendices 3/6 + NSHR
66 | 67.5 | HALLIWELL JONES SERVICE CENTRE, KNUTSFORD WAY | CHESTER | CH1 4NS | Cheshire West And Chester |  | Workshop And Premises | industrial | 1 | 4762.41 | 51262 | GIA | 327500 | Blacon T1 / Cocoa Barry T1 / Crane Bank T1 / Knutsford Way T1 / Tower Wharf T1 | inside-area | 0.17 | CHESTER MAIN GT4 / CRANE BANK GT1 / GUILDEN SUTTON GT1 / SALTNEY G2A | CAPENHURST | SPM | 20.6 | primary | 20.5888 | Green | 37.5 | 16.6932 | thermal | 1.3 | 4.8 | 1.5 | 6.1 | 17.1 | CHESTER MAIN GT4 / CRANE BANK GT1 / GUILDEN SUTTON GT1 / SALTNEY G2A | 31.649 | GREEN | 39.8 |  |  | 0 | 0 | 0 | 37.5 |  |  |  |  | Green (Over 5% headroom) | 146881 | 100 | 7.57 | 214 | 47 | 1896259 | [9 empty] | Capenhurst | CAPENHURST | 4 | 896.6 | 896.6 | 0 | 0 | 304 | 2029-10 | [12 empty] | 53.1934 | -2.9183 | SPM-BLACON_T1_COCOA_BARRY_T1_CRANE_BANK_T1_KNUTSFORD_WAY_T1_TOWE | 14997279000 | SP Energy Networks open data (API key): NDP SPM primary-group polygons + Capacity Heatmaps Information Model SPM + LTDS appendices 3/6 + NSHR
67 | 67.5 | CHESTER EXHAUST SUPPLIES LTD, KNUTSFORD WAY | CHESTER | CH1 4NS | Cheshire West And Chester |  | Warehouse And Premises | industrial | 1 | 3753.87 | 40406 | GIA | 160000 | Blacon T1 / Cocoa Barry T1 / Crane Bank T1 / Knutsford Way T1 / Tower Wharf T1 | inside-area | 0.17 | CHESTER MAIN GT4 / CRANE BANK GT1 / GUILDEN SUTTON GT1 / SALTNEY G2A | CAPENHURST | SPM | 20.6 | primary | 20.5888 | Green | 37.5 | 16.6932 | thermal | 1.3 | 4.8 | 1.5 | 6.1 | 17.1 | CHESTER MAIN GT4 / CRANE BANK GT1 / GUILDEN SUTTON GT1 / SALTNEY G2A | 31.649 | GREEN | 39.8 |  |  | 0 | 0 | 0 | 37.5 |  |  |  |  | Green (Over 5% headroom) | 146881 | 100 | 5.97 | 94 | 47 | 1907115 | [9 empty] | Capenhurst | CAPENHURST | 4 | 896.6 | 896.6 | 0 | 0 | 304 | 2029-10 | [12 empty] | 53.1934 | -2.9183 | SPM-BLACON_T1_COCOA_BARRY_T1_CRANE_BANK_T1_KNUTSFORD_WAY_T1_TOWE | 228133132 | SP Energy Networks open data (API key): NDP SPM primary-group polygons + Capacity Heatmaps Information Model SPM + LTDS appendices 3/6 + NSHR
68 | 67.5 | MINERVA HOUSE, MINERVA AVENUE, CHESTER WEST EMPLOYMENT PARK | CHESTER | CH1 4QL | Flintshire |  | Factory And Premises | industrial | 1 | 3709.49 | 39929 | GIA | 200000 | Blacon T1 / Cocoa Barry T1 / Crane Bank T1 / Knutsford Way T1 / Tower Wharf T1 | inside-area | 0.86 | CHESTER MAIN GT4 / CRANE BANK GT1 / GUILDEN SUTTON GT1 / SALTNEY G2A | CAPENHURST | SPM | 20.6 | primary | 20.5888 | Green | 37.5 | 16.6932 | thermal | 1.3 | 4.8 | 1.5 | 6.1 | 17.1 | CHESTER MAIN GT4 / CRANE BANK GT1 / GUILDEN SUTTON GT1 / SALTNEY G2A | 31.649 | GREEN | 39.8 |  |  | 0 | 0 | 0 | 37.5 |  |  |  |  | Green (Over 5% headroom) | 146881 | 100 | 5.89 | 223 | 47 | 1907592 | [9 empty] | Capenhurst | CAPENHURST | 4 | 896.6 | 896.6 | 0 | 0 | 304 | 2029-10 | 10023843104 | General Industrial and Special Industrial Groups | 3208 | C | Natural Gas | 3 |  | Heating and Natural Ventilation | 2024-10-09 |  | 1 | FALSE | 53.1938 | -2.9298 | SPM-BLACON_T1_COCOA_BARRY_T1_CRANE_BANK_T1_KNUTSFORD_WAY_T1_TOWE | 14730270000 | SP Energy Networks open data (API key): NDP SPM primary-group polygons + Capacity Heatmaps Information Model SPM + LTDS appendices 3/6 + NSHR
69 | 67.5 | UNIT 2, SOVEREIGN WAY, MATRIX COURT, CHESTER WEST EMPLOYMENT PARK | CHESTER | CH1 4QJ | Cheshire West And Chester |  | Warehouse And Premises | industrial | 2 | 3142.27 | 33823 | GIA | 216000 | Blacon T1 / Cocoa Barry T1 / Crane Bank T1 / Knutsford Way T1 / Tower Wharf T1 | inside-area | 0.63 | CHESTER MAIN GT4 / CRANE BANK GT1 / GUILDEN SUTTON GT1 / SALTNEY G2A | CAPENHURST | SPM | 20.6 | primary | 20.5888 | Green | 37.5 | 16.6932 | thermal | 1.3 | 4.8 | 1.5 | 6.1 | 17.1 | CHESTER MAIN GT4 / CRANE BANK GT1 / GUILDEN SUTTON GT1 / SALTNEY G2A | 31.649 | GREEN | 39.8 |  |  | 0 | 0 | 0 | 37.5 |  |  |  |  | Green (Over 5% headroom) | 146881 | 100 | 4.99 | 79 | 47 | 1913698 | [9 empty] | Capenhurst | CAPENHURST | 4 | 896.6 | 896.6 | 0 | 0 | 304 | 2029-10 | [12 empty] | 53.1928 | -2.9259 | SPM-BLACON_T1_COCOA_BARRY_T1_CRANE_BANK_T1_KNUTSFORD_WAY_T1_TOWE | 7348787000;6100054000 | SP Energy Networks open data (API key): NDP SPM primary-group polygons + Capacity Heatmaps Information Model SPM + LTDS appendices 3/6 + NSHR
70 | 67.5 | GRAHAMS MACHINERY, KNUTSFORD WAY | CHESTER | CH1 4NS | Cheshire West And Chester |  | Warehouse Offices And Premises | industrial | 1 | 3057.43 | 32910 | GIA | 116000 | Blacon T1 / Cocoa Barry T1 / Crane Bank T1 / Knutsford Way T1 / Tower Wharf T1 | inside-area | 0.17 | CHESTER MAIN GT4 / CRANE BANK GT1 / GUILDEN SUTTON GT1 / SALTNEY G2A | CAPENHURST | SPM | 20.6 | primary | 20.5888 | Green | 37.5 | 16.6932 | thermal | 1.3 | 4.8 | 1.5 | 6.1 | 17.1 | CHESTER MAIN GT4 / CRANE BANK GT1 / GUILDEN SUTTON GT1 / SALTNEY G2A | 31.649 | GREEN | 39.8 |  |  | 0 | 0 | 0 | 37.5 |  |  |  |  | Green (Over 5% headroom) | 146881 | 100 | 4.86 | 214 | 47 | 1914611 | [9 empty] | Capenhurst | CAPENHURST | 4 | 896.6 | 896.6 | 0 | 0 | 304 | 2029-10 | [12 empty] | 53.1934 | -2.9183 | SPM-BLACON_T1_COCOA_BARRY_T1_CRANE_BANK_T1_KNUTSFORD_WAY_T1_TOWE | 284475132 | SP Energy Networks open data (API key): NDP SPM primary-group polygons + Capacity Heatmaps Information Model SPM + LTDS appendices 3/6 + NSHR
71 | 67.5 | UNGERER LTD, SEALAND ROAD | CHESTER | CH1 4LP | Cheshire West And Chester |  | Factory And Premises | industrial | 1 | 2916.5 | 31393 | GIA | 147000 | Blacon T1 / Cocoa Barry T1 / Crane Bank T1 / Knutsford Way T1 / Tower Wharf T1 | inside-area | 0.75 | CHESTER MAIN GT4 / CRANE BANK GT1 / GUILDEN SUTTON GT1 / SALTNEY G2A | CAPENHURST | SPM | 20.6 | primary | 20.5888 | Green | 37.5 | 16.6932 | thermal | 1.3 | 4.8 | 1.5 | 6.1 | 17.1 | CHESTER MAIN GT4 / CRANE BANK GT1 / GUILDEN SUTTON GT1 / SALTNEY G2A | 31.649 | GREEN | 39.8 |  |  | 0 | 0 | 0 | 37.5 |  |  |  |  | Green (Over 5% headroom) | 146881 | 100 | 4.63 | 175 | 47 | 1916128 | [9 empty] | Capenhurst | CAPENHURST | 4 | 896.6 | 896.6 | 0 | 0 | 304 | 2029-10 | [12 empty] | 53.1948 | -2.9058 | SPM-BLACON_T1_COCOA_BARRY_T1_CRANE_BANK_T1_KNUTSFORD_WAY_T1_TOWE | 23508132 | SP Energy Networks open data (API key): NDP SPM primary-group polygons + Capacity Heatmaps Information Model SPM + LTDS appendices 3/6 + NSHR
72 | 67.5 | UNIT 4, BUMPERS LANE | CHESTER | CH1 4LT | Cheshire West And Chester |  | Warehouse And Premises | industrial | 1 | 2663.22 | 28667 | GIA | 143000 | Blacon T1 / Cocoa Barry T1 / Crane Bank T1 / Knutsford Way T1 / Tower Wharf T1 | inside-area | 0.24 | CHESTER MAIN GT4 / CRANE BANK GT1 / GUILDEN SUTTON GT1 / SALTNEY G2A | CAPENHURST | SPM | 20.6 | primary | 20.5888 | Green | 37.5 | 16.6932 | thermal | 1.3 | 4.8 | 1.5 | 6.1 | 17.1 | CHESTER MAIN GT4 / CRANE BANK GT1 / GUILDEN SUTTON GT1 / SALTNEY G2A | 31.649 | GREEN | 39.8 |  |  | 0 | 0 | 0 | 37.5 |  |  |  |  | Green (Over 5% headroom) | 146881 | 100 | 4.23 | 67 | 47 | 1918854 | [9 empty] | Capenhurst | CAPENHURST | 4 | 896.6 | 896.6 | 0 | 0 | 304 | 2029-10 | 10000081757 | Non-residential Institutions: Primary Health Care Building | 349 | A | Grid Supplied Electricity | 3 |  | Heating and Natural Ventilation | 2024-06-22 |  | 1 | FALSE | 53.1926 | -2.9165 | SPM-BLACON_T1_COCOA_BARRY_T1_CRANE_BANK_T1_KNUTSFORD_WAY_T1_TOWE | 4215612000 | SP Energy Networks open data (API key): NDP SPM primary-group polygons + Capacity Heatmaps Information Model SPM + LTDS appendices 3/6 + NSHR
73 | 67.5 | OCTAVIAN HOUSE, MINERVA AVENUE, CHESTER WEST EMPLOYMENT PARK | CHESTER | CH1 4QL | Cheshire West And Chester |  | Offices, Workshop And Premises | industrial | 1 | 2546.31 | 27408 | GIA | 177000 | Blacon T1 / Cocoa Barry T1 / Crane Bank T1 / Knutsford Way T1 / Tower Wharf T1 | inside-area | 0.86 | CHESTER MAIN GT4 / CRANE BANK GT1 / GUILDEN SUTTON GT1 / SALTNEY G2A | CAPENHURST | SPM | 20.6 | primary | 20.5888 | Green | 37.5 | 16.6932 | thermal | 1.3 | 4.8 | 1.5 | 6.1 | 17.1 | CHESTER MAIN GT4 / CRANE BANK GT1 / GUILDEN SUTTON GT1 / SALTNEY G2A | 31.649 | GREEN | 39.8 |  |  | 0 | 0 | 0 | 37.5 |  |  |  |  | Green (Over 5% headroom) | 146881 | 100 | 4.05 | 115 | 47 | 1920113 | [9 empty] | Capenhurst | CAPENHURST | 4 | 896.6 | 896.6 | 0 | 0 | 304 | 2029-10 | 10023843104 | General Industrial and Special Industrial Groups | 3208 | C | Natural Gas | 3 |  | Heating and Natural Ventilation | 2024-10-09 |  | 1 | FALSE | 53.1938 | -2.9298 | SPM-BLACON_T1_COCOA_BARRY_T1_CRANE_BANK_T1_KNUTSFORD_WAY_T1_TOWE | 3714904000 | SP Energy Networks open data (API key): NDP SPM primary-group polygons + Capacity Heatmaps Information Model SPM + LTDS appendices 3/6 + NSHR
74 | 67.5 | CAMLOK LTD, KNUTSFORD WAY | CHESTER | CH1 4NS | Cheshire West And Chester |  | Factory And Premises | industrial | 1 | 2515.7 | 27079 | GIA | 98500 | Blacon T1 / Cocoa Barry T1 / Crane Bank T1 / Knutsford Way T1 / Tower Wharf T1 | inside-area | 0.17 | CHESTER MAIN GT4 / CRANE BANK GT1 / GUILDEN SUTTON GT1 / SALTNEY G2A | CAPENHURST | SPM | 20.6 | primary | 20.5888 | Green | 37.5 | 16.6932 | thermal | 1.3 | 4.8 | 1.5 | 6.1 | 17.1 | CHESTER MAIN GT4 / CRANE BANK GT1 / GUILDEN SUTTON GT1 / SALTNEY G2A | 31.649 | GREEN | 39.8 |  |  | 0 | 0 | 0 | 37.5 |  |  |  |  | Green (Over 5% headroom) | 146881 | 100 | 4 | 151 | 47 | 1920442 | [9 empty] | Capenhurst | CAPENHURST | 4 | 896.6 | 896.6 | 0 | 0 | 304 | 2029-10 | 200000824840 | B1 Offices and Workshop businesses | 1084 | B | Natural Gas | 4 |  | Heating and Natural Ventilation | 2013-03-08 |  | 0.5 | FALSE | 53.1934 | -2.9183 | SPM-BLACON_T1_COCOA_BARRY_T1_CRANE_BANK_T1_KNUTSFORD_WAY_T1_TOWE | 387486000 | SP Energy Networks open data (API key): NDP SPM primary-group polygons + Capacity Heatmaps Information Model SPM + LTDS appendices 3/6 + NSHR
75 | 67.5 | HARTFORD WAY | CHESTER | CH1 4NT | Cheshire West And Chester | LOWES REMOVALS | Warehouse & Premises; Warehouse And Premises | industrial | 2 | 2480.8 | 26703 | GIA | 96500 | Blacon T1 / Cocoa Barry T1 / Crane Bank T1 / Knutsford Way T1 / Tower Wharf T1 | inside-area | 0.28 | CHESTER MAIN GT4 / CRANE BANK GT1 / GUILDEN SUTTON GT1 / SALTNEY G2A | CAPENHURST | SPM | 20.6 | primary | 20.5888 | Green | 37.5 | 16.6932 | thermal | 1.3 | 4.8 | 1.5 | 6.1 | 17.1 | CHESTER MAIN GT4 / CRANE BANK GT1 / GUILDEN SUTTON GT1 / SALTNEY G2A | 31.649 | GREEN | 39.8 |  |  | 0 | 0 | 0 | 37.5 |  |  |  |  | Green (Over 5% headroom) | 146881 | 100 | 3.94 | 62 | 47 | 1920818 | [9 empty] | Capenhurst | CAPENHURST | 4 | 896.6 | 896.6 | 0 | 0 | 304 | 2029-10 | 10014515832 | B2 to B7 General Industrial and Special Industrial Groups | 1012 | D | Natural Gas | 3 |  | Heating and Natural Ventilation | 2018-09-13 |  | 1 | FALSE | 53.1935 | -2.9133 | SPM-BLACON_T1_COCOA_BARRY_T1_CRANE_BANK_T1_KNUTSFORD_WAY_T1_TOWE | 12498132;10271461000 | SP Energy Networks open data (API key): NDP SPM primary-group polygons + Capacity Heatmaps Information Model SPM + LTDS appendices 3/6 + NSHR
76 | 67.5 | UNIT 5, CHELFORD CLOSE, KNUTSFORD WAY | CHESTER | CH1 4NE | Cheshire West And Chester |  | Warehouse And Premises; Workshop And Premises | industrial | 2 | 2277.69 | 24517 | GIA | 126500 | Blacon T1 / Cocoa Barry T1 / Crane Bank T1 / Knutsford Way T1 / Tower Wharf T1 | inside-area | 0.44 | CHESTER MAIN GT4 / CRANE BANK GT1 / GUILDEN SUTTON GT1 / SALTNEY G2A | CAPENHURST | SPM | 20.6 | primary | 20.5888 | Green | 37.5 | 16.6932 | thermal | 1.3 | 4.8 | 1.5 | 6.1 | 17.1 | CHESTER MAIN GT4 / CRANE BANK GT1 / GUILDEN SUTTON GT1 / SALTNEY G2A | 31.649 | GREEN | 39.8 |  |  | 0 | 0 | 0 | 37.5 |  |  |  |  | Green (Over 5% headroom) | 146881 | 100 | 3.62 | 102 | 47 | 1923004 | [9 empty] | Capenhurst | CAPENHURST | 4 | 896.6 | 896.6 | 0 | 0 | 304 | 2029-10 | 100012824749 | B2 to B7 General Industrial and Special Industrial Groups | 1199 | D | Natural Gas | 3 |  | Heating and Natural Ventilation | 2022-03-11 |  | 0.67 | FALSE | 53.1913 | -2.9202 | SPM-BLACON_T1_COCOA_BARRY_T1_CRANE_BANK_T1_KNUTSFORD_WAY_T1_TOWE | 276556132;270064132 | SP Energy Networks open data (API key): NDP SPM primary-group polygons + Capacity Heatmaps Information Model SPM + LTDS appendices 3/6 + NSHR
77 | 67.5 | BRITISH TELECOM, HARTFORD WAY | CHESTER | CH1 4NT | Cheshire West And Chester |  | Workshop And Premises | industrial | 1 | 2021.9 | 21764 | GIA | 112000 | Blacon T1 / Cocoa Barry T1 / Crane Bank T1 / Knutsford Way T1 / Tower Wharf T1 | inside-area | 0.28 | CHESTER MAIN GT4 / CRANE BANK GT1 / GUILDEN SUTTON GT1 / SALTNEY G2A | CAPENHURST | SPM | 20.6 | primary | 20.5888 | Green | 37.5 | 16.6932 | thermal | 1.3 | 4.8 | 1.5 | 6.1 | 17.1 | CHESTER MAIN GT4 / CRANE BANK GT1 / GUILDEN SUTTON GT1 / SALTNEY G2A | 31.649 | GREEN | 39.8 |  |  | 0 | 0 | 0 | 37.5 |  |  |  |  | Green (Over 5% headroom) | 146881 | 100 | 3.21 | 91 | 47 | 1925757 | [9 empty] | Capenhurst | CAPENHURST | 4 | 896.6 | 896.6 | 0 | 0 | 304 | 2029-10 | 10096139388 | B8 Storage or Distribution | 3475 | A | Grid Supplied Electricity | 5 | 1 | Air Conditioning | 2022-07-06 |  | 0.5 | FALSE | 53.1935 | -2.9133 | SPM-BLACON_T1_COCOA_BARRY_T1_CRANE_BANK_T1_KNUTSFORD_WAY_T1_TOWE | 223410132 | SP Energy Networks open data (API key): NDP SPM primary-group polygons + Capacity Heatmaps Information Model SPM + LTDS appendices 3/6 + NSHR
78 | 67.5 | WEDDEL SWIFT, KNUTSFORD WAY | CHESTER | CH1 4NS | Cheshire West And Chester |  | Cold Store And Premises | industrial | 1 | 1991 | 21431 | GIA | 73000 | Blacon T1 / Cocoa Barry T1 / Crane Bank T1 / Knutsford Way T1 / Tower Wharf T1 | inside-area | 0.17 | CHESTER MAIN GT4 / CRANE BANK GT1 / GUILDEN SUTTON GT1 / SALTNEY G2A | CAPENHURST | SPM | 20.6 | primary | 20.5888 | Green | 37.5 | 16.6932 | thermal | 1.3 | 4.8 | 1.5 | 6.1 | 17.1 | CHESTER MAIN GT4 / CRANE BANK GT1 / GUILDEN SUTTON GT1 / SALTNEY G2A | 31.649 | GREEN | 39.8 |  |  | 0 | 0 | 0 | 37.5 |  |  |  |  | Green (Over 5% headroom) | 146881 | 100 | 3.16 | 239 | 47 | 1926090 | [9 empty] | Capenhurst | CAPENHURST | 4 | 896.6 | 896.6 | 0 | 0 | 304 | 2029-10 | [12 empty] | 53.1934 | -2.9183 | SPM-BLACON_T1_COCOA_BARRY_T1_CRANE_BANK_T1_KNUTSFORD_WAY_T1_TOWE | 9849835000 | SP Energy Networks open data (API key): NDP SPM primary-group polygons + Capacity Heatmaps Information Model SPM + LTDS appendices 3/6 + NSHR
79 | 67.5 | 2A, TALBOT WAY, SEALAND INDUSTRIAL ESTATE | CHESTER | CH1 4LT | Cheshire West And Chester |  | Warehouse And Premises | industrial | 1 | 1908 | 20538 | GIA | 143000 | Blacon T1 / Cocoa Barry T1 / Crane Bank T1 / Knutsford Way T1 / Tower Wharf T1 | inside-area | 0.24 | CHESTER MAIN GT4 / CRANE BANK GT1 / GUILDEN SUTTON GT1 / SALTNEY G2A | CAPENHURST | SPM | 20.6 | primary | 20.5888 | Green | 37.5 | 16.6932 | thermal | 1.3 | 4.8 | 1.5 | 6.1 | 17.1 | CHESTER MAIN GT4 / CRANE BANK GT1 / GUILDEN SUTTON GT1 / SALTNEY G2A | 31.649 | GREEN | 39.8 |  |  | 0 | 0 | 0 | 37.5 |  |  |  |  | Green (Over 5% headroom) | 146881 | 100 | 3.03 | 48 | 47 | 1926983 | [9 empty] | Capenhurst | CAPENHURST | 4 | 896.6 | 896.6 | 0 | 0 | 304 | 2029-10 | [12 empty] | 53.1926 | -2.9165 | SPM-BLACON_T1_COCOA_BARRY_T1_CRANE_BANK_T1_KNUTSFORD_WAY_T1_TOWE | 10252608000 | SP Energy Networks open data (API key): NDP SPM primary-group polygons + Capacity Heatmaps Information Model SPM + LTDS appendices 3/6 + NSHR
80 | 67.4 | UNITS 5 & 6, NEW MERSEY RETAIL PARK, SPEKE ROAD | LIVERPOOL | L24 8QB | Liverpool |  | Retail Warehouse And Premises | bigbox | 2 | 4638.4 | 49927 | GIA | 995000 | Allerton T1 / Ecp West-Banks Rd T1 / Garston T1 / Weaver Ind Est T1 / Yew Tree Rd T1 | inside-area | 0.65 | GARSTON GT2 / SPEKE GT3 / WAVERTREE GT1A | LISTER DRIVE | SPM | 24.3 | primary | 24.318 | Green | 37.5 | 13.182 | thermal | 0 | 12.8 | 7.5 | 12.8 | 21.3 | GARSTON GT2 / SPEKE GT3 / WAVERTREE GT1A | 54.021 | GREEN | 0 |  |  | 0 | 0 | 0 | 37.5 |  |  |  |  | Green (Over 5% headroom) | 173262 | 100 | 7.37 | 417 | 15 | 1925067 | [9 empty] | Lister Drive | LISTER DRIVE | 2 | 114 | 114 | 0 | 57 | 20 | 2026-09 | [12 empty] | 53.3507 | -2.8793 | SPM-ALLERTON_T1_ECP_WEST_BANKS_RD_T1_GARSTON_T1_WEAVER_IND_EST_T | 4187646000;4990858000 | SP Energy Networks open data (API key): NDP SPM primary-group polygons + Capacity Heatmaps Information Model SPM + LTDS appendices 3/6 + NSHR
81 | 66.9 | BLOCK E, BRIDGE INDUSTRIAL ESTATE, SPEKE HALL ROAD | LIVERPOOL | L24 9HE | Liverpool |  | Warehouse And Premises | industrial | 1 | 7781.66 | 83761 | GIA | 310000 | Airport T1 / Alderwood Ave (Croyde Rd) T1 / Harefield Rd T1 / Metal Box (Speke) T1 | inside-area | 1.54 | GARSTON GT2 / SPEKE GT3 / WAVERTREE GT1A | LISTER DRIVE | SPM | 20.2 | primary | 20.2021 | Green | 30 | 9.7979 | thermal | 0 | 0 | 0 | 0 | 17.2 | GARSTON GT2 / SPEKE GT3 / WAVERTREE GT1A | 54.021 | GREEN | 0 |  |  | 0 | 0 | 0 | 30 |  |  |  |  | Green (Over 5% headroom) | 144029 | 100 | 12.37 | 195 | 16 | 1011242 | [9 empty] | Frodsham | LISTER DRIVE | 2 | 114 | 114 | 0 | 57 | 20 | 2026-09 | [12 empty] | 53.3523 | -2.8639 | SPM-AIRPORT_T1_ALDERWOOD_AVE_CROYDE_RD_T1_HAREFIELD_RD_T1_METAL_ | 14517298000 | SP Energy Networks open data (API key): NDP SPM primary-group polygons + Capacity Heatmaps Information Model SPM + LTDS appendices 3/6 + NSHR
82 | 66.9 | UNITS 11 & 12, BRIDGE INDUSTRIAL ESTATE, SPEKE HALL ROAD | LIVERPOOL | L24 9HE | Liverpool | J H F LTD | Warehouse And Premises; Workshop And Premises | industrial | 4 | 6349.68 | 68347 | GIA | 209000 | Airport T1 / Alderwood Ave (Croyde Rd) T1 / Harefield Rd T1 / Metal Box (Speke) T1 | inside-area | 1.54 | GARSTON GT2 / SPEKE GT3 / WAVERTREE GT1A | LISTER DRIVE | SPM | 20.2 | primary | 20.2021 | Green | 30 | 9.7979 | thermal | 0 | 0 | 0 | 0 | 17.2 | GARSTON GT2 / SPEKE GT3 / WAVERTREE GT1A | 54.021 | GREEN | 0 |  |  | 0 | 0 | 0 | 30 |  |  |  |  | Green (Over 5% headroom) | 144029 | 100 | 10.09 | 286 | 16 | 1026656 | [9 empty] | Frodsham | LISTER DRIVE | 2 | 114 | 114 | 0 | 57 | 20 | 2026-09 | [12 empty] | 53.3523 | -2.8639 | SPM-AIRPORT_T1_ALDERWOOD_AVE_CROYDE_RD_T1_HAREFIELD_RD_T1_METAL_ | 417672134;526063134;417731134;5056055000 | SP Energy Networks open data (API key): NDP SPM primary-group polygons + Capacity Heatmaps Information Model SPM + LTDS appendices 3/6 + NSHR
83 | 66.9 | 1, CARTWRIGHTS FARM ROAD, SPEKE HALL AVENUE | LIVERPOOL | L24 1UY | Liverpool |  | Warehouse And Premises | industrial | 1 | 4687.22 | 50453 | GIA | 327500 | Airport T1 / Alderwood Ave (Croyde Rd) T1 / Harefield Rd T1 / Metal Box (Speke) T1 | inside-area | 0.8 | GARSTON GT2 / SPEKE GT3 / WAVERTREE GT1A | LISTER DRIVE | SPM | 20.2 | primary | 20.2021 | Green | 30 | 9.7979 | thermal | 0 | 0 | 0 | 0 | 17.2 | GARSTON GT2 / SPEKE GT3 / WAVERTREE GT1A | 54.021 | GREEN | 0 |  |  | 0 | 0 | 0 | 30 |  |  |  |  | Green (Over 5% headroom) | 144029 | 100 | 7.45 | 117 | 16 | 1044550 | [9 empty] | Frodsham | LISTER DRIVE | 2 | 114 | 114 | 0 | 57 | 20 | 2026-09 | 38142632 | Storage or Distribution | 4910 | B | Grid Supplied Electricity | 4 | 3 | Air Conditioning | 2024-06-10 |  | 1 | FALSE | 53.3452 | -2.8626 | SPM-AIRPORT_T1_ALDERWOOD_AVE_CROYDE_RD_T1_HAREFIELD_RD_T1_METAL_ | 15103100000 | SP Energy Networks open data (API key): NDP SPM primary-group polygons + Capacity Heatmaps Information Model SPM + LTDS appendices 3/6 + NSHR
84 | 66.9 | BLOCK D, BRIDGE INDUSTRIAL ESTATE, SPEKE HALL ROAD | LIVERPOOL | L24 9HE | Liverpool |  | Warehouse And Premises | industrial | 1 | 4504.16 | 48482 | GIA | 158000 | Airport T1 / Alderwood Ave (Croyde Rd) T1 / Harefield Rd T1 / Metal Box (Speke) T1 | inside-area | 1.54 | GARSTON GT2 / SPEKE GT3 / WAVERTREE GT1A | LISTER DRIVE | SPM | 20.2 | primary | 20.2021 | Green | 30 | 9.7979 | thermal | 0 | 0 | 0 | 0 | 17.2 | GARSTON GT2 / SPEKE GT3 / WAVERTREE GT1A | 54.021 | GREEN | 0 |  |  | 0 | 0 | 0 | 30 |  |  |  |  | Green (Over 5% headroom) | 144029 | 100 | 7.16 | 113 | 16 | 1046521 | [9 empty] | Frodsham | LISTER DRIVE | 2 | 114 | 114 | 0 | 57 | 20 | 2026-09 | [12 empty] | 53.3523 | -2.8639 | SPM-AIRPORT_T1_ALDERWOOD_AVE_CROYDE_RD_T1_HAREFIELD_RD_T1_METAL_ | 400473134 | SP Energy Networks open data (API key): NDP SPM primary-group polygons + Capacity Heatmaps Information Model SPM + LTDS appendices 3/6 + NSHR
85 | 66.9 | TNT LIVERPOOL JOHN LENNON AIRPORT 100, HALE ROAD | LIVERPOOL | L24 1WG | Liverpool |  | Warehouse And Premises | industrial | 1 | 4423.58 | 47615 | GIA | 257500 | Airport T1 / Alderwood Ave (Croyde Rd) T1 / Harefield Rd T1 / Metal Box (Speke) T1 | inside-area | 0.77 | GARSTON GT2 / SPEKE GT3 / WAVERTREE GT1A | LISTER DRIVE | SPM | 20.2 | primary | 20.2021 | Green | 30 | 9.7979 | thermal | 0 | 0 | 0 | 0 | 17.2 | GARSTON GT2 / SPEKE GT3 / WAVERTREE GT1A | 54.021 | GREEN | 0 |  |  | 0 | 0 | 0 | 30 |  |  |  |  | Green (Over 5% headroom) | 144029 | 100 | 7.03 | 111 | 16 | 1047388 | [9 empty] | Frodsham | LISTER DRIVE | 2 | 114 | 114 | 0 | 57 | 20 | 2026-09 | 38274607 | Storage or Distribution | 3727 | B | Grid Supplied Electricity | 4 |  | Air Conditioning | 2024-05-16 |  | 0.67 | FALSE | 53.3374 | -2.8441 | SPM-AIRPORT_T1_ALDERWOOD_AVE_CROYDE_RD_T1_HAREFIELD_RD_T1_METAL_ | 6267925000 | SP Energy Networks open data (API key): NDP SPM primary-group polygons + Capacity Heatmaps Information Model SPM + LTDS appendices 3/6 + NSHR
86 | 66.9 | RAVENAIR, BUSINESS AVIATION CENTRE, VISCOUNT DRIVE | LIVERPOOL | L24 5GA | Liverpool |  | Warehouse And Premises | industrial | 1 | 3437.39 | 37000 | GIA | 171000 | Airport T1 / Alderwood Ave (Croyde Rd) T1 / Harefield Rd T1 / Metal Box (Speke) T1 | inside-area | 1.31 | GARSTON GT2 / SPEKE GT3 / WAVERTREE GT1A | LISTER DRIVE | SPM | 20.2 | primary | 20.2021 | Green | 30 | 9.7979 | thermal | 0 | 0 | 0 | 0 | 17.2 | GARSTON GT2 / SPEKE GT3 / WAVERTREE GT1A | 54.021 | GREEN | 0 |  |  | 0 | 0 | 0 | 30 |  |  |  |  | Green (Over 5% headroom) | 144029 | 100 | 5.46 | 86 | 16 | 1058003 | [9 empty] | Frodsham | LISTER DRIVE | 2 | 114 | 114 | 0 | 57 | 20 | 2026-09 | 38291720 | General Industrial and Special Industrial Groups | 1640 | E | Natural Gas | 3 |  | Heating and Natural Ventilation | 2024-07-17 |  | 0.67 | FALSE | 53.3371 | -2.8359 | SPM-AIRPORT_T1_ALDERWOOD_AVE_CROYDE_RD_T1_HAREFIELD_RD_T1_METAL_ | 4670509000 | SP Energy Networks open data (API key): NDP SPM primary-group polygons + Capacity Heatmaps Information Model SPM + LTDS appendices 3/6 + NSHR
87 | 66.9 | UNITS 1-4 BLOCK C, MERSEYPRIDE ENTERPRISE TRADING PARK, SPEKE HALL ROAD | LIVERPOOL | L24 9HQ | Liverpool |  | Factory And Premises | industrial | 1 | 2726.57 | 29349 | GIA | 107000 | Airport T1 / Alderwood Ave (Croyde Rd) T1 / Harefield Rd T1 / Metal Box (Speke) T1 | inside-area | 1.36 | GARSTON GT2 / SPEKE GT3 / WAVERTREE GT1A | LISTER DRIVE | SPM | 20.2 | primary | 20.2021 | Green | 30 | 9.7979 | thermal | 0 | 0 | 0 | 0 | 17.2 | GARSTON GT2 / SPEKE GT3 / WAVERTREE GT1A | 54.021 | GREEN | 0 |  |  | 0 | 0 | 0 | 30 |  |  |  |  | Green (Over 5% headroom) | 144029 | 100 | 4.33 | 164 | 16 | 1065654 | [9 empty] | Frodsham | LISTER DRIVE | 2 | 114 | 114 | 0 | 57 | 20 | 2026-09 | [12 empty] | 53.3504 | -2.8645 | SPM-AIRPORT_T1_ALDERWOOD_AVE_CROYDE_RD_T1_HAREFIELD_RD_T1_METAL_ | 505803134 | SP Energy Networks open data (API key): NDP SPM primary-group polygons + Capacity Heatmaps Information Model SPM + LTDS appendices 3/6 + NSHR
88 | 66.5 | TIGER TIM PRODUCTS LTD, INDUSTRIAL ESTATE | MOLD | CH7 6PZ | Flintshire |  | Factory And Premises | industrial | 1 | 10290.7 | 110768 | GIA | 190000 | Bromfield T1 / Bromfield T2 / Ponterwyl T1 / Rhyd-Y-Goleu T1 / Synthite T1 | inside-area | 6.16 | BRYMBO GT2 / HAWARDEN GT2 / HOLYWELL GT2 | CONNAHS QUAY - PENTIR - ST ASAPH | SPM | 19.9 | bsp | 20.363 | Green | 37.5 | 17.137 | thermal | 0 | 0 | 1.1 | 0 | 16.3 | BRYMBO GT2 / HAWARDEN GT2 / HOLYWELL GT2 | 19.9178 | GREEN | 0 |  |  | 0 | 0 | 0 | 37.5 |  |  |  |  | Green (Over 5% headroom) | 141889 | 100 | 16.35 | 617 | 19 | 1025910 | [9 empty] | Connahs Quay / SASA | [20 empty] | 53.2047 | -3.1799 | SPM-BROMFIELD_T1_BROMFIELD_T2_PONTERWYL_T1_RHYD_Y_GOLEU_T1_SYNTH | 152689206 | SP Energy Networks open data (API key): NDP SPM primary-group polygons + Capacity Heatmaps Information Model SPM + LTDS appendices 3/6 + NSHR
89 | 66.5 | ALYN WORKS, DENBIGH ROAD | MOLD | CH7 1BP | Flintshire | SYNTHITE LTD | Chemical Works And Premises | industrial | 1 | 9025.29 | 97147 | GIA | 202000 | Bromfield T1 / Bromfield T2 / Ponterwyl T1 / Rhyd-Y-Goleu T1 / Synthite T1 | inside-area | 2.18 | BRYMBO GT2 / HAWARDEN GT2 / HOLYWELL GT2 | CONNAHS QUAY - PENTIR - ST ASAPH | SPM | 19.9 | bsp | 20.363 | Green | 37.5 | 17.137 | thermal | 0 | 0 | 1.1 | 0 | 16.3 | BRYMBO GT2 / HAWARDEN GT2 / HOLYWELL GT2 | 19.9178 | GREEN | 0 |  |  | 0 | 0 | 0 | 37.5 |  |  |  |  | Green (Over 5% headroom) | 141889 | 100 | 14.34 | 542 | 19 | 1039531 | [9 empty] | Connahs Quay / SASA | [20 empty] | 53.1741 | -3.1489 | SPM-BROMFIELD_T1_BROMFIELD_T2_PONTERWYL_T1_RHYD_Y_GOLEU_T1_SYNTH | 50237206 | SP Energy Networks open data (API key): NDP SPM primary-group polygons + Capacity Heatmaps Information Model SPM + LTDS appendices 3/6 + NSHR
90 | 66.5 | UNITS 1 & 2, STEPHEN GRAY ROAD, BROMFIELD INDUSTRIAL ESTATE | MOLD | CH7 1JR | Flintshire |  | Warehouse, Office And Premises | industrial | 1 | 5427.69 | 58423 | GIA | 146000 | Bromfield T1 / Bromfield T2 / Ponterwyl T1 / Rhyd-Y-Goleu T1 / Synthite T1 | inside-area | 0.46 | BRYMBO GT2 / HAWARDEN GT2 / HOLYWELL GT2 | CONNAHS QUAY - PENTIR - ST ASAPH | SPM | 19.9 | bsp | 20.363 | Green | 37.5 | 17.137 | thermal | 0 | 0 | 1.1 | 0 | 16.3 | BRYMBO GT2 / HAWARDEN GT2 / HOLYWELL GT2 | 19.9178 | GREEN | 0 |  |  | 0 | 0 | 0 | 37.5 |  |  |  |  | Green (Over 5% headroom) | 141889 | 100 | 8.63 | 380 | 19 | 1078255 | [9 empty] | Connahs Quay / SASA | [8 empty] | 10090463347 | B1 Offices and Workshop businesses | 679 | D | Natural Gas | 3 |  | Heating and Natural Ventilation | 2014-02-28 |  | 1 | FALSE | 53.1611 | -3.1325 | SPM-BROMFIELD_T1_BROMFIELD_T2_PONTERWYL_T1_RHYD_Y_GOLEU_T1_SYNTH | 9667512000 | SP Energy Networks open data (API key): NDP SPM primary-group polygons + Capacity Heatmaps Information Model SPM + LTDS appendices 3/6 + NSHR
91 | 66.5 | MAES GWERN, MOLD BUSINESS PARK, WREXHAM ROAD | MOLD | CH7 1XW | Flintshire | G C HAHN & CO LTD | Factory And Premises | industrial | 1 | 3584.6 | 38584 | GIA | 107000 | Bromfield T1 / Bromfield T2 / Ponterwyl T1 / Rhyd-Y-Goleu T1 / Synthite T1 | inside-area | 0.97 | BRYMBO GT2 / HAWARDEN GT2 / HOLYWELL GT2 | CONNAHS QUAY - PENTIR - ST ASAPH | SPM | 19.9 | bsp | 20.363 | Green | 37.5 | 17.137 | thermal | 0 | 0 | 1.1 | 0 | 16.3 | BRYMBO GT2 / HAWARDEN GT2 / HOLYWELL GT2 | 19.9178 | GREEN | 0 |  |  | 0 | 0 | 0 | 37.5 |  |  |  |  | Green (Over 5% headroom) | 141889 | 100 | 5.7 | 215 | 19 | 1098094 | [9 empty] | Connahs Quay / SASA | [20 empty] | 53.1562 | -3.1475 | SPM-BROMFIELD_T1_BROMFIELD_T2_PONTERWYL_T1_RHYD_Y_GOLEU_T1_SYNTH | 2808647000 | SP Energy Networks open data (API key): NDP SPM primary-group polygons + Capacity Heatmaps Information Model SPM + LTDS appendices 3/6 + NSHR
92 | 66.5 | UNIT 3 FORMER JEYES, BROMFIELD INDUSTRIAL ESTATE | MOLD | CH7 1JR | Flintshire |  | Workshop And Storage Facility | industrial | 1 | 3422.6 | 36841 | GIA | 41000 | Bromfield T1 / Bromfield T2 / Ponterwyl T1 / Rhyd-Y-Goleu T1 / Synthite T1 | inside-area | 0.46 | BRYMBO GT2 / HAWARDEN GT2 / HOLYWELL GT2 | CONNAHS QUAY - PENTIR - ST ASAPH | SPM | 19.9 | bsp | 20.363 | Green | 37.5 | 17.137 | thermal | 0 | 0 | 1.1 | 0 | 16.3 | BRYMBO GT2 / HAWARDEN GT2 / HOLYWELL GT2 | 19.9178 | GREEN | 0 |  |  | 0 | 0 | 0 | 37.5 |  |  |  |  | Green (Over 5% headroom) | 141889 | 100 | 5.44 | 154 | 19 | 1099837 | [9 empty] | Connahs Quay / SASA | [8 empty] | 10013697026 | B1 Offices and Workshop businesses | 695 | C | Natural Gas | 3 |  | Heating and Natural Ventilation | 2013-07-15 |  | 1 | FALSE | 53.1611 | -3.1325 | SPM-BROMFIELD_T1_BROMFIELD_T2_PONTERWYL_T1_RHYD_Y_GOLEU_T1_SYNTH | 9794369000 | SP Energy Networks open data (API key): NDP SPM primary-group polygons + Capacity Heatmaps Information Model SPM + LTDS appendices 3/6 + NSHR
93 | 66.5 | THE WOODWORKS GARDEN CENTRE, WREXHAM ROAD | MOLD | CH7 1HS | Flintshire |  | Cafe Shop And Workshops | industrial | 1 | 2450.06 | 26372 | GIA | 70000 | Bromfield T1 / Bromfield T2 / Ponterwyl T1 / Rhyd-Y-Goleu T1 / Synthite T1 | inside-area | 0.71 | BRYMBO GT2 / HAWARDEN GT2 / HOLYWELL GT2 | CONNAHS QUAY - PENTIR - ST ASAPH | SPM | 19.9 | bsp | 20.363 | Green | 37.5 | 17.137 | thermal | 0 | 0 | 1.1 | 0 | 16.3 | BRYMBO GT2 / HAWARDEN GT2 / HOLYWELL GT2 | 19.9178 | GREEN | 0 |  |  | 0 | 0 | 0 | 37.5 |  |  |  |  | Green (Over 5% headroom) | 141889 | 100 | 3.89 | 110 | 19 | 1110306 | [9 empty] | Connahs Quay / SASA | [20 empty] | 53.1624 | -3.1388 | SPM-BROMFIELD_T1_BROMFIELD_T2_PONTERWYL_T1_RHYD_Y_GOLEU_T1_SYNTH | 11242166000 | SP Energy Networks open data (API key): NDP SPM primary-group polygons + Capacity Heatmaps Information Model SPM + LTDS appendices 3/6 + NSHR
94 | 66.5 | UNIT 11, BRONCOED INDUSTRIAL ESTATE, WREXHAM ROAD | MOLD | CH7 1HP | Flintshire |  | Factory And Premises | industrial | 2 | 2373.86 | 25552 | GIA | 109500 | Bromfield T1 / Bromfield T2 / Ponterwyl T1 / Rhyd-Y-Goleu T1 / Synthite T1 | inside-area | 0.23 | BRYMBO GT2 / HAWARDEN GT2 / HOLYWELL GT2 | CONNAHS QUAY - PENTIR - ST ASAPH | SPM | 19.9 | bsp | 20.363 | Green | 37.5 | 17.137 | thermal | 0 | 0 | 1.1 | 0 | 16.3 | BRYMBO GT2 / HAWARDEN GT2 / HOLYWELL GT2 | 19.9178 | GREEN | 0 |  |  | 0 | 0 | 0 | 37.5 |  |  |  |  | Green (Over 5% headroom) | 141889 | 100 | 3.77 | 142 | 19 | 1111126 | [9 empty] | Connahs Quay / SASA | [8 empty] | 10023844991 | B1 Offices and Workshop businesses | 937 | C | Natural Gas | 3 |  | Heating and Natural Ventilation | 2022-04-05 |  | 1 | FALSE | 53.1567 | -3.1363 | SPM-BROMFIELD_T1_BROMFIELD_T2_PONTERWYL_T1_RHYD_Y_GOLEU_T1_SYNTH | 179268206;153011206 | SP Energy Networks open data (API key): NDP SPM primary-group polygons + Capacity Heatmaps Information Model SPM + LTDS appendices 3/6 + NSHR
95 | 66.5 | UNITS 14-16, BROMFIELD INDUSTRIAL ESTATE | MOLD | CH7 1JR | Flintshire |  | Factory And Premises | industrial | 1 | 2305.54 | 24817 | GIA | 92500 | Bromfield T1 / Bromfield T2 / Ponterwyl T1 / Rhyd-Y-Goleu T1 / Synthite T1 | inside-area | 0.46 | BRYMBO GT2 / HAWARDEN GT2 / HOLYWELL GT2 | CONNAHS QUAY - PENTIR - ST ASAPH | SPM | 19.9 | bsp | 20.363 | Green | 37.5 | 17.137 | thermal | 0 | 0 | 1.1 | 0 | 16.3 | BRYMBO GT2 / HAWARDEN GT2 / HOLYWELL GT2 | 19.9178 | GREEN | 0 |  |  | 0 | 0 | 0 | 37.5 |  |  |  |  | Green (Over 5% headroom) | 141889 | 100 | 3.66 | 138 | 19 | 1111861 | [9 empty] | Connahs Quay / SASA | [8 empty] | 10013710526 | B1 Offices and Workshop businesses | 2437 | C | Natural Gas | 3 |  | Heating and Natural Ventilation | 2013-07-15 |  | 1 | FALSE | 53.1611 | -3.1325 | SPM-BROMFIELD_T1_BROMFIELD_T2_PONTERWYL_T1_RHYD_Y_GOLEU_T1_SYNTH | 6877684000 | SP Energy Networks open data (API key): NDP SPM primary-group polygons + Capacity Heatmaps Information Model SPM + LTDS appendices 3/6 + NSHR
96 | 66.4 | ALBEA CREATIVE, COMMERCIAL ROAD | WIRRAL | CH62 3NL | Wirral |  | Warehouse And Premises | industrial | 1 | 11931.26 | 128427 | GIA | 625000 | Cereal Partners T1 / Lever Georgia Ave T1 / Pool La T1 / Uml Lever Bromborough T2 | inside-area | 0.4 | BROMBOROUGH GT3 / ROCK FERRY GT2 | BIRKENHEAD | SPM | 19.8 | primary | 19.766 | Green | 30 | 10.234 | thermal | 0 | 0 | 0 | 0 | 18.6 | BROMBOROUGH GT3 / ROCK FERRY GT2 | 21.814 | GREEN | 0 |  |  | 0 | 0 | 0 | 30 |  |  |  |  | Green (Over 5% headroom) | 141176 | 100 | 18.96 | 298 | 29 | 2116746 | [9 empty] | Capenhurst | BIRKENHEAD | 0 | 0 | 0 | 0 | 0 | 90 | [13 empty] | 53.3413 | -2.9705 | SPM-CEREAL_PARTNERS_T1_LEVER_GEORGIA_AVE_T1_POOL_LA_T1_UML_LEVER | 14411700000 | SP Energy Networks open data (API key): NDP SPM primary-group polygons + Capacity Heatmaps Information Model SPM + LTDS appendices 3/6 + NSHR
97 | 66.4 | UNIT 8, POWER STATION BUSINESS PARK, THERMAL ROAD | WIRRAL | CH62 4YB | Wirral |  | Warehouse And Premises | industrial | 5 | 8322.32 | 89581 | GIA | 543500 | Cereal Partners T1 / Lever Georgia Ave T1 / Pool La T1 / Uml Lever Bromborough T2 | inside-area | 0.84 | BROMBOROUGH GT3 / ROCK FERRY GT2 | BIRKENHEAD | SPM | 19.8 | primary | 19.766 | Green | 30 | 10.234 | thermal | 0 | 0 | 0 | 0 | 18.6 | BROMBOROUGH GT3 / ROCK FERRY GT2 | 21.814 | GREEN | 0 |  |  | 0 | 0 | 0 | 30 |  |  |  |  | Green (Over 5% headroom) | 141176 | 100 | 13.22 | 208 | 29 | 2155592 | [9 empty] | Capenhurst | BIRKENHEAD | 0 | 0 | 0 | 0 | 0 | 90 | [13 empty] | 53.3459 | -2.9743 | SPM-CEREAL_PARTNERS_T1_LEVER_GEORGIA_AVE_T1_POOL_LA_T1_UML_LEVER | 11448875000;11995338000;11448870000;12025671000;11442395000 | SP Energy Networks open data (API key): NDP SPM primary-group polygons + Capacity Heatmaps Information Model SPM + LTDS appendices 3/6 + NSHR
98 | 66.4 | TDG, POOL LANE | WIRRAL | CH62 4UE | Wirral |  | Warehouse And Premises | industrial | 1 | 6917.6 | 74460 | GIA | 387500 | Cereal Partners T1 / Lever Georgia Ave T1 / Pool La T1 / Uml Lever Bromborough T2 | inside-area | 1.64 | BROMBOROUGH GT3 / ROCK FERRY GT2 | BIRKENHEAD | SPM | 19.8 | primary | 19.766 | Green | 30 | 10.234 | thermal | 0 | 0 | 0 | 0 | 18.6 | BROMBOROUGH GT3 / ROCK FERRY GT2 | 21.814 | GREEN | 0 |  |  | 0 | 0 | 0 | 30 |  |  |  |  | Green (Over 5% headroom) | 141176 | 100 | 10.99 | 173 | 29 | 2170713 | [9 empty] | Capenhurst | BIRKENHEAD | 0 | 0 | 0 | 0 | 0 | 90 |  | 42090792 | Hotels | 8679 | B | Natural Gas | 4 |  | Heating and Natural Ventilation | 2024-03-01 |  | 0.5 | FALSE | 53.3486 | -2.9859 | SPM-CEREAL_PARTNERS_T1_LEVER_GEORGIA_AVE_T1_POOL_LA_T1_UML_LEVER | 1934336000 | SP Energy Networks open data (API key): NDP SPM primary-group polygons + Capacity Heatmaps Information Model SPM + LTDS appendices 3/6 + NSHR
99 | 66.4 | HARBISON WALKER REFRACTORIES LTD, DOCK ROAD SOUTH | WIRRAL | CH62 4SQ | Wirral |  | Factory And Premises | industrial | 1 | 5906.7 | 63579 | GIA | 191000 | Cereal Partners T1 / Lever Georgia Ave T1 / Pool La T1 / Uml Lever Bromborough T2 | inside-area | 1.32 | BROMBOROUGH GT3 / ROCK FERRY GT2 | BIRKENHEAD | SPM | 19.8 | primary | 19.766 | Green | 30 | 10.234 | thermal | 0 | 0 | 0 | 0 | 18.6 | BROMBOROUGH GT3 / ROCK FERRY GT2 | 21.814 | GREEN | 0 |  |  | 0 | 0 | 0 | 30 |  |  |  |  | Green (Over 5% headroom) | 141176 | 100 | 9.39 | 354 | 29 | 2181594 | [9 empty] | Capenhurst | BIRKENHEAD | 0 | 0 | 0 | 0 | 0 | 90 |  | 42033565 | A1/A2 Retail and Financial/Professional services | 1811 | D | Oil | 3 |  | Heating and Natural Ventilation | 2016-06-22 |  | 0.5 | FALSE | 53.3479 | -2.9809 | SPM-CEREAL_PARTNERS_T1_LEVER_GEORGIA_AVE_T1_POOL_LA_T1_UML_LEVER | 3523494000 | SP Energy Networks open data (API key): NDP SPM primary-group polygons + Capacity Heatmaps Information Model SPM + LTDS appendices 3/6 + NSHR
100 | 66.4 | SHAW GROUP LTD, THERMAL ROAD | WIRRAL | CH62 4TR | Wirral |  | Workshop And Premises | industrial | 1 | 4894.31 | 52682 | GIA | 160000 | Cereal Partners T1 / Lever Georgia Ave T1 / Pool La T1 / Uml Lever Bromborough T2 | inside-area | 1.24 | BROMBOROUGH GT3 / ROCK FERRY GT2 | BIRKENHEAD | SPM | 19.8 | primary | 19.766 | Green | 30 | 10.234 | thermal | 0 | 0 | 0 | 0 | 18.6 | BROMBOROUGH GT3 / ROCK FERRY GT2 | 21.814 | GREEN | 0 |  |  | 0 | 0 | 0 | 30 |  |  |  |  | Green (Over 5% headroom) | 141176 | 100 | 7.78 | 220 | 29 | 2192491 | [9 empty] | Capenhurst | BIRKENHEAD | 0 | 0 | 0 | 0 | 0 | 90 | [13 empty] | 53.3475 | -2.9799 | SPM-CEREAL_PARTNERS_T1_LEVER_GEORGIA_AVE_T1_POOL_LA_T1_UML_LEVER | 5663895000 | SP Energy Networks open data (API key): NDP SPM primary-group polygons + Capacity Heatmaps Information Model SPM + LTDS appendices 3/6 + NSHR
101 | 66.4 | CAPITAL HOUSE 1, BROMBOROUGH POOL BUSINESS PARK, BROMBOROUGH POOL | WIRRAL | CH62 4LP | Wirral |  | Warehouse And Premises | industrial | 1 | 4467.11 | 48084 | GIA | 345000 | Cereal Partners T1 / Lever Georgia Ave T1 / Pool La T1 / Uml Lever Bromborough T2 | inside-area | 1.72 | BROMBOROUGH GT3 / ROCK FERRY GT2 | BIRKENHEAD | SPM | 19.8 | primary | 19.766 | Green | 30 | 10.234 | thermal | 0 | 0 | 0 | 0 | 18.6 | BROMBOROUGH GT3 / ROCK FERRY GT2 | 21.814 | GREEN | 0 |  |  | 0 | 0 | 0 | 30 |  |  |  |  | Green (Over 5% headroom) | 141176 | 100 | 7.1 | 112 | 29 | 2197089 | [9 empty] | Capenhurst | BIRKENHEAD | 0 | 0 | 0 | 0 | 0 | 90 |  | 42193402 | General Industrial and Special Industrial Groups | 3249 | C | Natural Gas | 3 |  | Heating and Natural Ventilation | 2024-02-26 |  | 0.75 | FALSE | 53.3532 | -2.9809 | SPM-CEREAL_PARTNERS_T1_LEVER_GEORGIA_AVE_T1_POOL_LA_T1_UML_LEVER | 9510524000 | SP Energy Networks open data (API key): NDP SPM primary-group polygons + Capacity Heatmaps Information Model SPM + LTDS appendices 3/6 + NSHR
102 | 66.4 | UNIT 7, RIVERVIEW BUSINESS PARK, RIVERVIEW ROAD | WIRRAL | CH62 3RR | Wirral |  | Warehouse And Premises; Warehouse, Office And Premises | industrial | 2 | 4258.74 | 45841 | GIA | 266000 | Cereal Partners T1 / Lever Georgia Ave T1 / Pool La T1 / Uml Lever Bromborough T2 | inside-area | 0.36 | BROMBOROUGH GT3 / ROCK FERRY GT2 | BIRKENHEAD | SPM | 19.8 | primary | 19.766 | Green | 30 | 10.234 | thermal | 0 | 0 | 0 | 0 | 18.6 | BROMBOROUGH GT3 / ROCK FERRY GT2 | 21.814 | GREEN | 0 |  |  | 0 | 0 | 0 | 30 |  |  |  |  | Green (Over 5% headroom) | 141176 | 100 | 6.77 | 298 | 29 | 2199332 | [9 empty] | Capenhurst | BIRKENHEAD | 0 | 0 | 0 | 0 | 0 | 90 |  | 42193273 | Storage or Distribution | 3031 | B | Natural Gas | 3 |  | Heating and Mechanical Ventilation | 2025-05-18 |  | 1 | FALSE | 53.3383 | -2.9668 | SPM-CEREAL_PARTNERS_T1_LEVER_GEORGIA_AVE_T1_POOL_LA_T1_UML_LEVER | 9538017000;11161609000 | SP Energy Networks open data (API key): NDP SPM primary-group polygons + Capacity Heatmaps Information Model SPM + LTDS appendices 3/6 + NSHR
103 | 66.4 | 5, RIVERVIEW BUSINESS PARK, SHORE WOOD ROAD | WIRRAL | CH62 3RQ | Wirral |  | Warehouse And Premises | industrial | 1 | 4251.22 | 45760 | GIA | 228000 | Cereal Partners T1 / Lever Georgia Ave T1 / Pool La T1 / Uml Lever Bromborough T2 | inside-area | 0.26 | BROMBOROUGH GT3 / ROCK FERRY GT2 | BIRKENHEAD | SPM | 19.8 | primary | 19.766 | Green | 30 | 10.234 | thermal | 0 | 0 | 0 | 0 | 18.6 | BROMBOROUGH GT3 / ROCK FERRY GT2 | 21.814 | GREEN | 0 |  |  | 0 | 0 | 0 | 30 |  |  |  |  | Green (Over 5% headroom) | 141176 | 100 | 6.76 | 106 | 29 | 2199413 | [9 empty] | Capenhurst | BIRKENHEAD | 0 | 0 | 0 | 0 | 0 | 90 | [13 empty] | 53.3392 | -2.9666 | SPM-CEREAL_PARTNERS_T1_LEVER_GEORGIA_AVE_T1_POOL_LA_T1_UML_LEVER | 8258745000 | SP Energy Networks open data (API key): NDP SPM primary-group polygons + Capacity Heatmaps Information Model SPM + LTDS appendices 3/6 + NSHR
104 | 66.4 | LIVENT LITHIUM UK LIMITED, COMMERCIAL ROAD | WIRRAL | CH62 3NL | Wirral |  | Factory And Premises | industrial | 1 | 3532.7 | 38026 | GIA | 192000 | Cereal Partners T1 / Lever Georgia Ave T1 / Pool La T1 / Uml Lever Bromborough T2 | inside-area | 0.4 | BROMBOROUGH GT3 / ROCK FERRY GT2 | BIRKENHEAD | SPM | 19.8 | primary | 19.766 | Green | 30 | 10.234 | thermal | 0 | 0 | 0 | 0 | 18.6 | BROMBOROUGH GT3 / ROCK FERRY GT2 | 21.814 | GREEN | 0 |  |  | 0 | 0 | 0 | 30 |  |  |  |  | Green (Over 5% headroom) | 141176 | 100 | 5.61 | 212 | 29 | 2207147 | [9 empty] | Capenhurst | BIRKENHEAD | 0 | 0 | 0 | 0 | 0 | 90 | [13 empty] | 53.3413 | -2.9705 | SPM-CEREAL_PARTNERS_T1_LEVER_GEORGIA_AVE_T1_POOL_LA_T1_UML_LEVER | 11356738000 | SP Energy Networks open data (API key): NDP SPM primary-group polygons + Capacity Heatmaps Information Model SPM + LTDS appendices 3/6 + NSHR
105 | 66.4 | UNIT 2, BROMBOROUGH POOL BUSINESS PARK, PRICES WAY | WIRRAL | CH62 4LP | Wirral |  | Warehouse And Premises | industrial | 1 | 3472.44 | 37377 | GIA | 196000 | Cereal Partners T1 / Lever Georgia Ave T1 / Pool La T1 / Uml Lever Bromborough T2 | inside-area | 1.72 | BROMBOROUGH GT3 / ROCK FERRY GT2 | BIRKENHEAD | SPM | 19.8 | primary | 19.766 | Green | 30 | 10.234 | thermal | 0 | 0 | 0 | 0 | 18.6 | BROMBOROUGH GT3 / ROCK FERRY GT2 | 21.814 | GREEN | 0 |  |  | 0 | 0 | 0 | 30 |  |  |  |  | Green (Over 5% headroom) | 141176 | 100 | 5.52 | 87 | 29 | 2207796 | [9 empty] | Capenhurst | BIRKENHEAD | 0 | 0 | 0 | 0 | 0 | 90 |  | 42193402 | General Industrial and Special Industrial Groups | 3249 | C | Natural Gas | 3 |  | Heating and Natural Ventilation | 2024-02-26 |  | 0.75 | FALSE | 53.3532 | -2.9809 | SPM-CEREAL_PARTNERS_T1_LEVER_GEORGIA_AVE_T1_POOL_LA_T1_UML_LEVER | 11313661000 | SP Energy Networks open data (API key): NDP SPM primary-group polygons + Capacity Heatmaps Information Model SPM + LTDS appendices 3/6 + NSHR
106 | 66.4 | GND & 1ST FLR REMAINDER OF QUEST INTERNATIONAL SITE, DOCK ROAD SOUTH | WIRRAL | CH62 4SF | Wirral |  | Warehouse And Premises | industrial | 1 | 3242.9 | 34906 | GIA | 143000 | Cereal Partners T1 / Lever Georgia Ave T1 / Pool La T1 / Uml Lever Bromborough T2 | inside-area | 1.74 | BROMBOROUGH GT3 / ROCK FERRY GT2 | BIRKENHEAD | SPM | 19.8 | primary | 19.766 | Green | 30 | 10.234 | thermal | 0 | 0 | 0 | 0 | 18.6 | BROMBOROUGH GT3 / ROCK FERRY GT2 | 21.814 | GREEN | 0 |  |  | 0 | 0 | 0 | 30 |  |  |  |  | Green (Over 5% headroom) | 141176 | 100 | 5.15 | 81 | 29 | 2210267 | [9 empty] | Capenhurst | BIRKENHEAD | 0 | 0 | 0 | 0 | 0 | 90 | [13 empty] | 53.3547 | -2.9777 | SPM-CEREAL_PARTNERS_T1_LEVER_GEORGIA_AVE_T1_POOL_LA_T1_UML_LEVER | 14648834000 | SP Energy Networks open data (API key): NDP SPM primary-group polygons + Capacity Heatmaps Information Model SPM + LTDS appendices 3/6 + NSHR
107 | 66.4 | MARINE SPECIALISED TECHNOLOGY, RIVERBANK ROAD | WIRRAL | CH62 3JQ | Wirral |  | Workshop And Premises | industrial | 1 | 2935.76 | 31600 | GIA | 135000 | Cereal Partners T1 / Lever Georgia Ave T1 / Pool La T1 / Uml Lever Bromborough T2 | inside-area | 0.66 | BROMBOROUGH GT3 / ROCK FERRY GT2 | BIRKENHEAD | SPM | 19.8 | primary | 19.766 | Green | 30 | 10.234 | thermal | 0 | 0 | 0 | 0 | 18.6 | BROMBOROUGH GT3 / ROCK FERRY GT2 | 21.814 | GREEN | 0 |  |  | 0 | 0 | 0 | 30 |  |  |  |  | Green (Over 5% headroom) | 141176 | 100 | 4.67 | 132 | 29 | 2213573 | [9 empty] | Capenhurst | BIRKENHEAD | 0 | 0 | 0 | 0 | 0 | 90 | [13 empty] | 53.3453 | -2.9718 | SPM-CEREAL_PARTNERS_T1_LEVER_GEORGIA_AVE_T1_POOL_LA_T1_UML_LEVER | 13474433000 | SP Energy Networks open data (API key): NDP SPM primary-group polygons + Capacity Heatmaps Information Model SPM + LTDS appendices 3/6 + NSHR
108 | 66.4 | 6 BANKFIELD COURT, COMMERCIAL ROAD | WIRRAL | CH62 3NN | Wirral |  | Workshop And Premises | industrial | 2 | 2635.19 | 28365 | GIA | 158000 | Cereal Partners T1 / Lever Georgia Ave T1 / Pool La T1 / Uml Lever Bromborough T2 | inside-area | 0.25 | BROMBOROUGH GT3 / ROCK FERRY GT2 | BIRKENHEAD | SPM | 19.8 | primary | 19.766 | Green | 30 | 10.234 | thermal | 0 | 0 | 0 | 0 | 18.6 | BROMBOROUGH GT3 / ROCK FERRY GT2 | 21.814 | GREEN | 0 |  |  | 0 | 0 | 0 | 30 |  |  |  |  | Green (Over 5% headroom) | 141176 | 100 | 4.19 | 119 | 29 | 2216808 | [9 empty] | Capenhurst | BIRKENHEAD | 0 | 0 | 0 | 0 | 0 | 90 |  | 42176752 | Offices and Workshop Businesses | 1123 | C | Natural Gas | 3 |  | Heating and Natural Ventilation | 2023-03-30 |  | 1 | FALSE | 53.3402 | -2.9679 | SPM-CEREAL_PARTNERS_T1_LEVER_GEORGIA_AVE_T1_POOL_LA_T1_UML_LEVER | 5853039000;6660787000 | SP Energy Networks open data (API key): NDP SPM primary-group polygons + Capacity Heatmaps Information Model SPM + LTDS appendices 3/6 + NSHR
109 | 66.4 | MILNER HOUSE, DOCK ROAD SOUTH | WIRRAL | CH62 4SQ | Wirral |  | Warehouse And Premises | industrial | 1 | 2281.67 | 24560 | GIA | 89500 | Cereal Partners T1 / Lever Georgia Ave T1 / Pool La T1 / Uml Lever Bromborough T2 | inside-area | 1.32 | BROMBOROUGH GT3 / ROCK FERRY GT2 | BIRKENHEAD | SPM | 19.8 | primary | 19.766 | Green | 30 | 10.234 | thermal | 0 | 0 | 0 | 0 | 18.6 | BROMBOROUGH GT3 / ROCK FERRY GT2 | 21.814 | GREEN | 0 |  |  | 0 | 0 | 0 | 30 |  |  |  |  | Green (Over 5% headroom) | 141176 | 100 | 3.63 | 57 | 29 | 2220613 | [9 empty] | Capenhurst | BIRKENHEAD | 0 | 0 | 0 | 0 | 0 | 90 |  | 42033565 | A1/A2 Retail and Financial/Professional services | 1811 | D | Oil | 3 |  | Heating and Natural Ventilation | 2016-06-22 |  | 0.67 | FALSE | 53.3479 | -2.9809 | SPM-CEREAL_PARTNERS_T1_LEVER_GEORGIA_AVE_T1_POOL_LA_T1_UML_LEVER | 7201998000 | SP Energy Networks open data (API key): NDP SPM primary-group polygons + Capacity Heatmaps Information Model SPM + LTDS appendices 3/6 + NSHR
110 | 64.4 | N H S SUPPLIES (NW DIVISION), LISTER ROAD | RUNCORN | WA7 1SW | Halton |  | Warehouse And Premises | industrial | 1 | 12259.4 | 131959 | GIA | 780000 | Astmoor Ind Est T1 / Mackamax T1 / Mersey Rd T1 / Picow Farm Rd T1 | inside-area | 0.77 | DUTTON GT2 / MOORE GT1 / PERCIVAL LA GT1 | FRODSHAM - INCE | SPM | 18.3 | primary | 18.28 | Green | 30 | 11.12 | thermal | 2.4 | 1.9 | 0 | 4.3 | 17.1 | DUTTON GT2 / MOORE GT1 / PERCIVAL LA GT1 | 32.616 | GREEN | 0 |  |  | 0 | 0 | 0 | 30 |  |  |  |  | Green (Over 5% headroom) | 130481 | 99 | 19.48 | 306 | 43 | 2887398 | [9 empty] | Fiddlers Ferry | FRODSHAM | 5 | 1090 | 1090 | 0 | 0 | 0 | 2029-04 | [12 empty] | 53.3419 | -2.7191 | SPM-ASTMOOR_IND_EST_T1_MACKAMAX_T1_MERSEY_RD_T1_PICOW_FARM_RD_T1 | 633499137 | SP Energy Networks open data (API key): NDP SPM primary-group polygons + Capacity Heatmaps Information Model SPM + LTDS appendices 3/6 + NSHR
111 | 64.4 | 97, CHADWICK ROAD, ASTMOOR INDUSTRIAL ESTATE | RUNCORN | WA7 1PW | Halton | A B STORAGE SOLUTIONS | Factory And Premises; Warehouse And Premises; Workshop And Premises | industrial | 7 | 10881.37 | 117126 | GIA | 483000 | Astmoor Ind Est T1 / Mackamax T1 / Mersey Rd T1 / Picow Farm Rd T1 | inside-area | 0.64 | DUTTON GT2 / MOORE GT1 / PERCIVAL LA GT1 | FRODSHAM - INCE | SPM | 18.3 | primary | 18.28 | Green | 30 | 11.12 | thermal | 2.4 | 1.9 | 0 | 4.3 | 17.1 | DUTTON GT2 / MOORE GT1 / PERCIVAL LA GT1 | 32.616 | GREEN | 0 |  |  | 0 | 0 | 0 | 30 |  |  |  |  | Green (Over 5% headroom) | 130481 | 100 | 17.29 | 653 | 43 | 2902231 | [9 empty] | Fiddlers Ferry | FRODSHAM | 5 | 1090 | 1090 | 0 | 0 | 0 | 2029-04 | 100012808407 | Offices and Workshop Businesses | 1210 | B | Grid Supplied Electricity | 3 |  | Heating and Natural Ventilation | 2026-07-31 |  | 1 | FALSE | 53.3423 | -2.6983 | SPM-ASTMOOR_IND_EST_T1_MACKAMAX_T1_MERSEY_RD_T1_PICOW_FARM_RD_T1 | 8017412000;8604272000;11023731000;8604275000;12920498000;118026137;8017413000 | SP Energy Networks open data (API key): NDP SPM primary-group polygons + Capacity Heatmaps Information Model SPM + LTDS appendices 3/6 + NSHR
112 | 64.4 | UNITS 1-12 HARDWICK ROAD, ASTMOOR INDUSTRIAL ESTATE | RUNCORN | WA7 1PH | Halton |  | Warehouse And Premises | industrial | 1 | 10226.13 | 110073 | GIA | 482500 | Astmoor Ind Est T1 / Mackamax T1 / Mersey Rd T1 / Picow Farm Rd T1 | inside-area | 0.19 | DUTTON GT2 / MOORE GT1 / PERCIVAL LA GT1 | FRODSHAM - INCE | SPM | 18.3 | primary | 18.28 | Green | 30 | 11.12 | thermal | 2.4 | 1.9 | 0 | 4.3 | 17.1 | DUTTON GT2 / MOORE GT1 / PERCIVAL LA GT1 | 32.616 | GREEN | 0 |  |  | 0 | 0 | 0 | 30 |  |  |  |  | Green (Over 5% headroom) | 130481 | 100 | 16.25 | 256 | 43 | 2909284 | [9 empty] | Fiddlers Ferry | FRODSHAM | 5 | 1090 | 1090 | 0 | 0 | 0 | 2029-04 | [12 empty] | 53.3423 | -2.7099 | SPM-ASTMOOR_IND_EST_T1_MACKAMAX_T1_MERSEY_RD_T1_PICOW_FARM_RD_T1 | 7585284000 | SP Energy Networks open data (API key): NDP SPM primary-group polygons + Capacity Heatmaps Information Model SPM + LTDS appendices 3/6 + NSHR
113 | 64.4 | VENTCROFT LTD, FARADAY ROAD, ASTMOOR INDUSTRIAL ESTATE | RUNCORN | WA7 1PE | Halton |  | Factory And Premises | industrial | 1 | 10004.22 | 107684 | GIA | 482500 | Astmoor Ind Est T1 / Mackamax T1 / Mersey Rd T1 / Picow Farm Rd T1 | inside-area | 0.14 | DUTTON GT2 / MOORE GT1 / PERCIVAL LA GT1 | FRODSHAM - INCE | SPM | 18.3 | primary | 18.28 | Green | 30 | 11.12 | thermal | 2.4 | 1.9 | 0 | 4.3 | 17.1 | DUTTON GT2 / MOORE GT1 / PERCIVAL LA GT1 | 32.616 | GREEN | 0 |  |  | 0 | 0 | 0 | 30 |  |  |  |  | Green (Over 5% headroom) | 130481 | 100 | 15.9 | 600 | 43 | 2911673 | [9 empty] | Fiddlers Ferry | FRODSHAM | 5 | 1090 | 1090 | 0 | 0 | 0 | 2029-04 | [12 empty] | 53.3447 | -2.7075 | SPM-ASTMOOR_IND_EST_T1_MACKAMAX_T1_MERSEY_RD_T1_PICOW_FARM_RD_T1 | 8491198000 | SP Energy Networks open data (API key): NDP SPM primary-group polygons + Capacity Heatmaps Information Model SPM + LTDS appendices 3/6 + NSHR
114 | 64.4 | EDISON POINT, EDISON ROAD, ASTMOOR INDUSTRIAL ESTATE | RUNCORN | WA7 1PY | Halton | KUEHNE & NAGEL DRINKFLOW | Warehouse And Premises | industrial | 1 | 9950.96 | 107111 | GIA | 437500 | Astmoor Ind Est T1 / Mackamax T1 / Mersey Rd T1 / Picow Farm Rd T1 | inside-area | 0.08 | DUTTON GT2 / MOORE GT1 / PERCIVAL LA GT1 | FRODSHAM - INCE | SPM | 18.3 | primary | 18.28 | Green | 30 | 11.12 | thermal | 2.4 | 1.9 | 0 | 4.3 | 17.1 | DUTTON GT2 / MOORE GT1 / PERCIVAL LA GT1 | 32.616 | GREEN | 0 |  |  | 0 | 0 | 0 | 30 |  |  |  |  | Green (Over 5% headroom) | 130481 | 100 | 15.81 | 249 | 43 | 2912246 | [9 empty] | Fiddlers Ferry | FRODSHAM | 5 | 1090 | 1090 | 0 | 0 | 0 | 2029-04 |  | General Industrial and Special Industrial Groups | 9964 | B | Grid Supplied Electricity | 3 | 1 | Heating and Natural Ventilation | 2026-07-24 |  | 1 | FALSE | 53.3427 | -2.7082 | SPM-ASTMOOR_IND_EST_T1_MACKAMAX_T1_MERSEY_RD_T1_PICOW_FARM_RD_T1 | 10178285000 | SP Energy Networks open data (API key): NDP SPM primary-group polygons + Capacity Heatmaps Information Model SPM + LTDS appendices 3/6 + NSHR
115 | 64.4 | 1, PEMBROKE COURT | RUNCORN | WA7 1SY | Halton |  | Factory And Premises; Warehouse And Premises | industrial | 3 | 8456.26 | 91022 | GIA | 450000 | Astmoor Ind Est T1 / Mackamax T1 / Mersey Rd T1 / Picow Farm Rd T1 | inside-area | 2.23 | DUTTON GT2 / MOORE GT1 / PERCIVAL LA GT1 | FRODSHAM - INCE | SPM | 18.3 | primary | 18.28 | Green | 30 | 11.12 | thermal | 2.4 | 1.9 | 0 | 4.3 | 17.1 | DUTTON GT2 / MOORE GT1 / PERCIVAL LA GT1 | 32.616 | GREEN | 0 |  |  | 0 | 0 | 0 | 30 |  |  |  |  | Green (Over 5% headroom) | 130481 | 100 | 13.44 | 507 | 43 | 2928335 | [9 empty] | Fiddlers Ferry | FRODSHAM | 5 | 1090 | 1090 | 0 | 0 | 0 | 2029-04 | [12 empty] | 53.3469 | -2.6748 | SPM-ASTMOOR_IND_EST_T1_MACKAMAX_T1_MERSEY_RD_T1_PICOW_FARM_RD_T1 | 578361137;3819940000;625010137 | SP Energy Networks open data (API key): NDP SPM primary-group polygons + Capacity Heatmaps Information Model SPM + LTDS appendices 3/6 + NSHR
116 | 64.4 | TUDOR ROAD | RUNCORN | WA7 1TA | Halton | SHANDON DIAGNOSTICS LTD | Warehouse And Premises | industrial | 1 | 8366.74 | 90059 | GIA | 480000 | Astmoor Ind Est T1 / Mackamax T1 / Mersey Rd T1 / Picow Farm Rd T1 | inside-area | 2.07 | DUTTON GT2 / MOORE GT1 / PERCIVAL LA GT1 | FRODSHAM - INCE | SPM | 18.3 | primary | 18.28 | Green | 30 | 11.12 | thermal | 2.4 | 1.9 | 0 | 4.3 | 17.1 | DUTTON GT2 / MOORE GT1 / PERCIVAL LA GT1 | 32.616 | GREEN | 0 |  |  | 0 | 0 | 0 | 30 |  |  |  |  | Green (Over 5% headroom) | 130481 | 100 | 13.3 | 209 | 43 | 2929298 | [9 empty] | Fiddlers Ferry | FRODSHAM | 5 | 1090 | 1090 | 0 | 0 | 0 | 2029-04 | 10012261705 | B1 Offices and Workshop businesses | 3358 | D | Natural Gas | 3 | 2 | Heating and Natural Ventilation | 2013-06-05 |  | 1 | FALSE | 53.3457 | -2.6768 | SPM-ASTMOOR_IND_EST_T1_MACKAMAX_T1_MERSEY_RD_T1_PICOW_FARM_RD_T1 | 12515935000 | SP Energy Networks open data (API key): NDP SPM primary-group polygons + Capacity Heatmaps Information Model SPM + LTDS appendices 3/6 + NSHR
117 | 64.4 | 4, SARUS COURT | RUNCORN | WA7 1UL | Halton |  | Warehouse And Premises | industrial | 6 | 7929.84 | 85356 | GIA | 512500 | Astmoor Ind Est T1 / Mackamax T1 / Mersey Rd T1 / Picow Farm Rd T1 | inside-area | 1.9 | DUTTON GT2 / MOORE GT1 / PERCIVAL LA GT1 | FRODSHAM - INCE | SPM | 18.3 | primary | 18.28 | Green | 30 | 11.12 | thermal | 2.4 | 1.9 | 0 | 4.3 | 17.1 | DUTTON GT2 / MOORE GT1 / PERCIVAL LA GT1 | 32.616 | GREEN | 0 |  |  | 0 | 0 | 0 | 30 |  |  |  |  | Green (Over 5% headroom) | 130481 | 100 | 12.6 | 198 | 43 | 2934001 | [9 empty] | Fiddlers Ferry | FRODSHAM | 5 | 1090 | 1090 | 0 | 0 | 0 | 2029-04 | [12 empty] | 53.3491 | -2.6809 | SPM-ASTMOOR_IND_EST_T1_MACKAMAX_T1_MERSEY_RD_T1_PICOW_FARM_RD_T1 | 12987226000;12405779000;13146175000;14642992000;14642991000;12405783000 | SP Energy Networks open data (API key): NDP SPM primary-group polygons + Capacity Heatmaps Information Model SPM + LTDS appendices 3/6 + NSHR
118 | 64.4 | AAK FOODS, DAVY ROAD, ASTMOOR INDUSTRIAL ESTATE | RUNCORN | WA7 1PZ | Halton |  | Warehouse And Premises | industrial | 1 | 7698.46 | 82865 | GIA | 260000 | Astmoor Ind Est T1 / Mackamax T1 / Mersey Rd T1 / Picow Farm Rd T1 | inside-area | 0.22 | DUTTON GT2 / MOORE GT1 / PERCIVAL LA GT1 | FRODSHAM - INCE | SPM | 18.3 | primary | 18.28 | Green | 30 | 11.12 | thermal | 2.4 | 1.9 | 0 | 4.3 | 17.1 | DUTTON GT2 / MOORE GT1 / PERCIVAL LA GT1 | 32.616 | GREEN | 0 |  |  | 0 | 0 | 0 | 30 |  |  |  |  | Green (Over 5% headroom) | 130481 | 100 | 12.23 | 192 | 43 | 2936492 | [9 empty] | Fiddlers Ferry | FRODSHAM | 5 | 1090 | 1090 | 0 | 0 | 0 | 2029-04 | [12 empty] | 53.3422 | -2.7051 | SPM-ASTMOOR_IND_EST_T1_MACKAMAX_T1_MERSEY_RD_T1_PICOW_FARM_RD_T1 | 6465972000 | SP Energy Networks open data (API key): NDP SPM primary-group polygons + Capacity Heatmaps Information Model SPM + LTDS appendices 3/6 + NSHR
119 | 64.4 | UNITS 1 & 2 BRIDGEWATER PARK, HARDWICK ROAD, ASTMOOR INDUSTRIAL ESTATE | RUNCORN | WA7 1PH | Halton |  | Factory And Premises; Warehouse And Premises | industrial | 2 | 7369.33 | 79323 | GIA | 323500 | Astmoor Ind Est T1 / Mackamax T1 / Mersey Rd T1 / Picow Farm Rd T1 | inside-area | 0.19 | DUTTON GT2 / MOORE GT1 / PERCIVAL LA GT1 | FRODSHAM - INCE | SPM | 18.3 | primary | 18.28 | Green | 30 | 11.12 | thermal | 2.4 | 1.9 | 0 | 4.3 | 17.1 | DUTTON GT2 / MOORE GT1 / PERCIVAL LA GT1 | 32.616 | GREEN | 0 |  |  | 0 | 0 | 0 | 30 |  |  |  |  | Green (Over 5% headroom) | 130481 | 100 | 11.71 | 442 | 43 | 2940034 | [9 empty] | Fiddlers Ferry | FRODSHAM | 5 | 1090 | 1090 | 0 | 0 | 0 | 2029-04 | [12 empty] | 53.3423 | -2.7099 | SPM-ASTMOOR_IND_EST_T1_MACKAMAX_T1_MERSEY_RD_T1_PICOW_FARM_RD_T1 | 12065034000;12065035000 | SP Energy Networks open data (API key): NDP SPM primary-group polygons + Capacity Heatmaps Information Model SPM + LTDS appendices 3/6 + NSHR
120 | 64.4 | WHITFORD LTD, STUART ROAD | RUNCORN | WA7 1ST | Halton |  | Warehouse And Premises | industrial | 1 | 7308.96 | 78673 | GIA | 367500 | Astmoor Ind Est T1 / Mackamax T1 / Mersey Rd T1 / Picow Farm Rd T1 | inside-area | 2.18 | DUTTON GT2 / MOORE GT1 / PERCIVAL LA GT1 | FRODSHAM - INCE | SPM | 18.3 | primary | 18.28 | Green | 30 | 11.12 | thermal | 2.4 | 1.9 | 0 | 4.3 | 17.1 | DUTTON GT2 / MOORE GT1 / PERCIVAL LA GT1 | 32.616 | GREEN | 0 |  |  | 0 | 0 | 0 | 30 |  |  |  |  | Green (Over 5% headroom) | 130481 | 100 | 11.61 | 183 | 43 | 2940684 | [9 empty] | Fiddlers Ferry | FRODSHAM | 5 | 1090 | 1090 | 0 | 0 | 0 | 2029-04 | [12 empty] | 53.3495 | -2.6766 | SPM-ASTMOOR_IND_EST_T1_MACKAMAX_T1_MERSEY_RD_T1_PICOW_FARM_RD_T1 | 8193033000 | SP Energy Networks open data (API key): NDP SPM primary-group polygons + Capacity Heatmaps Information Model SPM + LTDS appendices 3/6 + NSHR
121 | 64.4 | 5, ARAGON COURT | RUNCORN | WA7 1SP | Halton |  | Warehouse And Premises; Workshop And Premises | industrial | 3 | 5601.56 | 60295 | GIA | 306000 | Astmoor Ind Est T1 / Mackamax T1 / Mersey Rd T1 / Picow Farm Rd T1 | inside-area | 2.43 | DUTTON GT2 / MOORE GT1 / PERCIVAL LA GT1 | FRODSHAM - INCE | SPM | 18.3 | primary | 18.28 | Green | 30 | 11.12 | thermal | 2.4 | 1.9 | 0 | 4.3 | 17.1 | DUTTON GT2 / MOORE GT1 / PERCIVAL LA GT1 | 32.616 | GREEN | 0 |  |  | 0 | 0 | 0 | 30 |  |  |  |  | Green (Over 5% headroom) | 130481 | 100 | 8.9 | 252 | 43 | 2959062 | [9 empty] | Fiddlers Ferry | FRODSHAM | 5 | 1090 | 1090 | 0 | 0 | 0 | 2029-04 | 10010608768 | Offices and Workshop Businesses | 1379 | C | Grid Supplied Electricity | 3 |  | Heating and Natural Ventilation | 2024-06-05 |  | 1 | FALSE | 53.3458 | -2.6714 | SPM-ASTMOOR_IND_EST_T1_MACKAMAX_T1_MERSEY_RD_T1_PICOW_FARM_RD_T1 | 14412297000;12230629000;113788137 | SP Energy Networks open data (API key): NDP SPM primary-group polygons + Capacity Heatmaps Information Model SPM + LTDS appendices 3/6 + NSHR
122 | 64.4 | GOLD SEAL HOUSE, ASTMOOR ROAD, ASTMOOR INDUSTRIAL ESTATE | RUNCORN | WA7 1PJ | Halton |  | Workshop And Premises | industrial | 1 | 5113.46 | 55041 | GIA | 275000 | Astmoor Ind Est T1 / Mackamax T1 / Mersey Rd T1 / Picow Farm Rd T1 | inside-area | 0.64 | DUTTON GT2 / MOORE GT1 / PERCIVAL LA GT1 | FRODSHAM - INCE | SPM | 18.3 | primary | 18.28 | Green | 30 | 11.12 | thermal | 2.4 | 1.9 | 0 | 4.3 | 17.1 | DUTTON GT2 / MOORE GT1 / PERCIVAL LA GT1 | 32.616 | GREEN | 0 |  |  | 0 | 0 | 0 | 30 |  |  |  |  | Green (Over 5% headroom) | 130481 | 100 | 8.13 | 230 | 43 | 2964316 | [9 empty] | Fiddlers Ferry | FRODSHAM | 5 | 1090 | 1090 | 0 | 0 | 0 | 2029-04 | [12 empty] | 53.3428 | -2.7174 | SPM-ASTMOOR_IND_EST_T1_MACKAMAX_T1_MERSEY_RD_T1_PICOW_FARM_RD_T1 | 6856090000 | SP Energy Networks open data (API key): NDP SPM primary-group polygons + Capacity Heatmaps Information Model SPM + LTDS appendices 3/6 + NSHR
123 | 64.4 | SANDON GLOBAL HOUSE 5, STUART ROAD | RUNCORN | WA7 1TS | Halton |  | Warehouse And Premises | industrial | 1 | 4910.31 | 52854 | GIA | 355000 | Astmoor Ind Est T1 / Mackamax T1 / Mersey Rd T1 / Picow Farm Rd T1 | inside-area | 2.29 | DUTTON GT2 / MOORE GT1 / PERCIVAL LA GT1 | FRODSHAM - INCE | SPM | 18.3 | primary | 18.28 | Green | 30 | 11.12 | thermal | 2.4 | 1.9 | 0 | 4.3 | 17.1 | DUTTON GT2 / MOORE GT1 / PERCIVAL LA GT1 | 32.616 | GREEN | 0 |  |  | 0 | 0 | 0 | 30 |  |  |  |  | Green (Over 5% headroom) | 130481 | 100 | 7.8 | 123 | 43 | 2966503 | [9 empty] | Fiddlers Ferry | FRODSHAM | 5 | 1090 | 1090 | 0 | 0 | 0 | 2029-04 | 200002860778 | B2 to B7 General Industrial and Special Industrial Groups | 2035 | A | Grid Supplied Electricity | 5 | 2 | Air Conditioning | 2021-12-17 |  | 1 | FALSE | 53.3489 | -2.6746 | SPM-ASTMOOR_IND_EST_T1_MACKAMAX_T1_MERSEY_RD_T1_PICOW_FARM_RD_T1 | 14096360000 | SP Energy Networks open data (API key): NDP SPM primary-group polygons + Capacity Heatmaps Information Model SPM + LTDS appendices 3/6 + NSHR
124 | 64.4 | 45-53, BRINDLEY ROAD, ASTMOOR INDUSTRIAL ESTATE | RUNCORN | WA7 1PS | Halton |  | Factory And Premises | industrial | 1 | 4782.62 | 51480 | GIA | 202000 | Astmoor Ind Est T1 / Mackamax T1 / Mersey Rd T1 / Picow Farm Rd T1 | inside-area | 0.17 | DUTTON GT2 / MOORE GT1 / PERCIVAL LA GT1 | FRODSHAM - INCE | SPM | 18.3 | primary | 18.28 | Green | 30 | 11.12 | thermal | 2.4 | 1.9 | 0 | 4.3 | 17.1 | DUTTON GT2 / MOORE GT1 / PERCIVAL LA GT1 | 32.616 | GREEN | 0 |  |  | 0 | 0 | 0 | 30 |  |  |  |  | Green (Over 5% headroom) | 130481 | 100 | 7.6 | 287 | 43 | 2967877 | [9 empty] | Fiddlers Ferry | FRODSHAM | 5 | 1090 | 1090 | 0 | 0 | 0 | 2029-04 | [12 empty] | 53.343 | -2.7102 | SPM-ASTMOOR_IND_EST_T1_MACKAMAX_T1_MERSEY_RD_T1_PICOW_FARM_RD_T1 | 622718137 | SP Energy Networks open data (API key): NDP SPM primary-group polygons + Capacity Heatmaps Information Model SPM + LTDS appendices 3/6 + NSHR
125 | 64.4 | UNIT 7, SEYMOUR COURT | RUNCORN | WA7 1SY | Halton | INYX PHARMA LTD | Warehouse And Premises | industrial | 3 | 3719.58 | 40037 | GIA | 222500 | Astmoor Ind Est T1 / Mackamax T1 / Mersey Rd T1 / Picow Farm Rd T1 | inside-area | 2.23 | DUTTON GT2 / MOORE GT1 / PERCIVAL LA GT1 | FRODSHAM - INCE | SPM | 18.3 | primary | 18.28 | Green | 30 | 11.12 | thermal | 2.4 | 1.9 | 0 | 4.3 | 17.1 | DUTTON GT2 / MOORE GT1 / PERCIVAL LA GT1 | 32.616 | GREEN | 0 |  |  | 0 | 0 | 0 | 30 |  |  |  |  | Green (Over 5% headroom) | 130481 | 100 | 5.91 | 93 | 43 | 2979320 | [9 empty] | Fiddlers Ferry | FRODSHAM | 5 | 1090 | 1090 | 0 | 0 | 0 | 2029-04 | 10010608675 | Offices and Workshop Businesses | 1522 | B | Natural Gas | 3 | 2 | Heating and Natural Ventilation | 2026-03-24 |  | 1 | FALSE | 53.3469 | -2.6748 | SPM-ASTMOOR_IND_EST_T1_MACKAMAX_T1_MERSEY_RD_T1_PICOW_FARM_RD_T1 | 2669569000;9800620000;3389357000 | SP Energy Networks open data (API key): NDP SPM primary-group polygons + Capacity Heatmaps Information Model SPM + LTDS appendices 3/6 + NSHR
126 | 64.4 | TRELLEBORG LTD, GODDARD ROAD, ASTMOOR INDUSTRIAL ESTATE | RUNCORN | WA7 1QF | Halton |  | Workshop And Premises | industrial | 1 | 3516.6 | 37852 | GIA | 141000 | Astmoor Ind Est T1 / Mackamax T1 / Mersey Rd T1 / Picow Farm Rd T1 | inside-area | 0.32 | DUTTON GT2 / MOORE GT1 / PERCIVAL LA GT1 | FRODSHAM - INCE | SPM | 18.3 | primary | 18.28 | Green | 30 | 11.12 | thermal | 2.4 | 1.9 | 0 | 4.3 | 17.1 | DUTTON GT2 / MOORE GT1 / PERCIVAL LA GT1 | 32.616 | GREEN | 0 |  |  | 0 | 0 | 0 | 30 |  |  |  |  | Green (Over 5% headroom) | 130481 | 100 | 5.59 | 158 | 43 | 2981505 | [9 empty] | Fiddlers Ferry | FRODSHAM | 5 | 1090 | 1090 | 0 | 0 | 0 | 2029-04 | 10010613295 | B8 Storage or Distribution | 2093 | E | Natural Gas | 3 |  | Heating and Natural Ventilation | 2012-04-28 |  | 0.67 | FALSE | 53.3445 | -2.7034 | SPM-ASTMOOR_IND_EST_T1_MACKAMAX_T1_MERSEY_RD_T1_PICOW_FARM_RD_T1 | 2427654000 | SP Energy Networks open data (API key): NDP SPM primary-group polygons + Capacity Heatmaps Information Model SPM + LTDS appendices 3/6 + NSHR
127 | 64.4 | UNIT 7, DAVY ROAD, ASTMOOR INDUSTRIAL ESTATE | RUNCORN | WA7 1PZ | Halton |  | Factory And Premises; Warehouse And Premises | industrial | 2 | 3304.55 | 35570 | GIA | 153500 | Astmoor Ind Est T1 / Mackamax T1 / Mersey Rd T1 / Picow Farm Rd T1 | inside-area | 0.22 | DUTTON GT2 / MOORE GT1 / PERCIVAL LA GT1 | FRODSHAM - INCE | SPM | 18.3 | primary | 18.28 | Green | 30 | 11.12 | thermal | 2.4 | 1.9 | 0 | 4.3 | 17.1 | DUTTON GT2 / MOORE GT1 / PERCIVAL LA GT1 | 32.616 | GREEN | 0 |  |  | 0 | 0 | 0 | 30 |  |  |  |  | Green (Over 5% headroom) | 130481 | 100 | 5.25 | 198 | 43 | 2983787 | [9 empty] | Fiddlers Ferry | FRODSHAM | 5 | 1090 | 1090 | 0 | 0 | 0 | 2029-04 | [12 empty] | 53.3422 | -2.7051 | SPM-ASTMOOR_IND_EST_T1_MACKAMAX_T1_MERSEY_RD_T1_PICOW_FARM_RD_T1 | 8656272000;634080137 | SP Energy Networks open data (API key): NDP SPM primary-group polygons + Capacity Heatmaps Information Model SPM + LTDS appendices 3/6 + NSHR
128 | 64.4 | CDL HOUSE, DAVY ROAD, ASTMOOR INDUSTRIAL ESTATE | RUNCORN | WA7 1PZ | Halton |  | Warehouse And Premises | industrial | 1 | 3136.73 | 33763 | GIA | 132000 | Astmoor Ind Est T1 / Mackamax T1 / Mersey Rd T1 / Picow Farm Rd T1 | inside-area | 0.22 | DUTTON GT2 / MOORE GT1 / PERCIVAL LA GT1 | FRODSHAM - INCE | SPM | 18.3 | primary | 18.28 | Green | 30 | 11.12 | thermal | 2.4 | 1.9 | 0 | 4.3 | 17.1 | DUTTON GT2 / MOORE GT1 / PERCIVAL LA GT1 | 32.616 | GREEN | 0 |  |  | 0 | 0 | 0 | 30 |  |  |  |  | Green (Over 5% headroom) | 130481 | 100 | 4.98 | 78 | 43 | 2985594 | [9 empty] | Fiddlers Ferry | FRODSHAM | 5 | 1090 | 1090 | 0 | 0 | 0 | 2029-04 |  | B8 Storage or Distribution | 3195 | B | Biomass | 3 | 2 | Heating and Natural Ventilation | 2020-11-17 |  | 1 | FALSE | 53.3422 | -2.7051 | SPM-ASTMOOR_IND_EST_T1_MACKAMAX_T1_MERSEY_RD_T1_PICOW_FARM_RD_T1 | 10444894000 | SP Energy Networks open data (API key): NDP SPM primary-group polygons + Capacity Heatmaps Information Model SPM + LTDS appendices 3/6 + NSHR
129 | 64.4 | FRANCIS FLOWER (NORTHERN) LTD, PERCIVAL LANE | RUNCORN | WA7 4UX | Halton | LKAB MINERALS | Warehouse And Premises | industrial | 1 | 3118.5 | 33567 | GIA | 74000 | Astmoor Ind Est T1 / Mackamax T1 / Mersey Rd T1 / Picow Farm Rd T1 | inside-area | 2.31 | DUTTON GT2 / MOORE GT1 / PERCIVAL LA GT1 | FRODSHAM - INCE | SPM | 18.3 | primary | 18.28 | Green | 30 | 11.12 | thermal | 2.4 | 1.9 | 0 | 4.3 | 17.1 | DUTTON GT2 / MOORE GT1 / PERCIVAL LA GT1 | 32.616 | GREEN | 0 |  |  | 0 | 0 | 0 | 30 |  |  |  |  | Green (Over 5% headroom) | 130481 | 100 | 4.96 | 78 | 43 | 2985790 | [9 empty] | Fiddlers Ferry | FRODSHAM | 5 | 1090 | 1090 | 0 | 0 | 0 | 2029-04 | [12 empty] | 53.3402 | -2.7422 | SPM-ASTMOOR_IND_EST_T1_MACKAMAX_T1_MERSEY_RD_T1_PICOW_FARM_RD_T1 | 7526809000 | SP Energy Networks open data (API key): NDP SPM primary-group polygons + Capacity Heatmaps Information Model SPM + LTDS appendices 3/6 + NSHR
130 | 64.4 | 7, BOLEYN COURT | RUNCORN | WA7 1SR | Halton |  | Workshop And Premises | industrial | 2 | 2814.1 | 30291 | GIA | 156000 | Astmoor Ind Est T1 / Mackamax T1 / Mersey Rd T1 / Picow Farm Rd T1 | inside-area | 2.32 | DUTTON GT2 / MOORE GT1 / PERCIVAL LA GT1 | FRODSHAM - INCE | SPM | 18.3 | primary | 18.28 | Green | 30 | 11.12 | thermal | 2.4 | 1.9 | 0 | 4.3 | 17.1 | DUTTON GT2 / MOORE GT1 / PERCIVAL LA GT1 | 32.616 | GREEN | 0 |  |  | 0 | 0 | 0 | 30 |  |  |  |  | Green (Over 5% headroom) | 130481 | 100 | 4.47 | 127 | 43 | 2989066 | [9 empty] | Fiddlers Ferry | FRODSHAM | 5 | 1090 | 1090 | 0 | 0 | 0 | 2029-04 | 10010608776 | B8 Storage or Distribution | 1384 | C | Natural Gas | 3 |  | Heating and Natural Ventilation | 2017-07-20 |  | 1 | FALSE | 53.3456 | -2.6731 | SPM-ASTMOOR_IND_EST_T1_MACKAMAX_T1_MERSEY_RD_T1_PICOW_FARM_RD_T1 | 14122203000;14122202000 | SP Energy Networks open data (API key): NDP SPM primary-group polygons + Capacity Heatmaps Information Model SPM + LTDS appendices 3/6 + NSHR
131 | 64.4 | THOMPSON & CAPPER, HARDWICK ROAD, ASTMOOR INDUSTRIAL ESTATE | RUNCORN | WA7 1PH | Halton |  | Warehouse And Premises | industrial | 1 | 2497.4 | 26882 | GIA | 132000 | Astmoor Ind Est T1 / Mackamax T1 / Mersey Rd T1 / Picow Farm Rd T1 | inside-area | 0.19 | DUTTON GT2 / MOORE GT1 / PERCIVAL LA GT1 | FRODSHAM - INCE | SPM | 18.3 | primary | 18.28 | Green | 30 | 11.12 | thermal | 2.4 | 1.9 | 0 | 4.3 | 17.1 | DUTTON GT2 / MOORE GT1 / PERCIVAL LA GT1 | 32.616 | GREEN | 0 |  |  | 0 | 0 | 0 | 30 |  |  |  |  | Green (Over 5% headroom) | 130481 | 100 | 3.97 | 62 | 43 | 2992475 | [9 empty] | Fiddlers Ferry | FRODSHAM | 5 | 1090 | 1090 | 0 | 0 | 0 | 2029-04 | [12 empty] | 53.3423 | -2.7099 | SPM-ASTMOOR_IND_EST_T1_MACKAMAX_T1_MERSEY_RD_T1_PICOW_FARM_RD_T1 | 2314867000 | SP Energy Networks open data (API key): NDP SPM primary-group polygons + Capacity Heatmaps Information Model SPM + LTDS appendices 3/6 + NSHR
132 | 64.4 | 2, GODDARD ROAD, ASTMOOR INDUSTRIAL ESTATE | RUNCORN | WA7 1QF | Halton |  | Factory And Premises | industrial | 1 | 2321.97 | 24993 | GIA | 143000 | Astmoor Ind Est T1 / Mackamax T1 / Mersey Rd T1 / Picow Farm Rd T1 | inside-area | 0.32 | DUTTON GT2 / MOORE GT1 / PERCIVAL LA GT1 | FRODSHAM - INCE | SPM | 18.3 | primary | 18.28 | Green | 30 | 11.12 | thermal | 2.4 | 1.9 | 0 | 4.3 | 17.1 | DUTTON GT2 / MOORE GT1 / PERCIVAL LA GT1 | 32.616 | GREEN | 0 |  |  | 0 | 0 | 0 | 30 |  |  |  |  | Green (Over 5% headroom) | 130481 | 100 | 3.69 | 139 | 43 | 2994364 | [9 empty] | Fiddlers Ferry | FRODSHAM | 5 | 1090 | 1090 | 0 | 0 | 0 | 2029-04 | 200002860712 | Offices and Workshop Businesses | 993 | B | Natural Gas | 4 |  | Heating and Natural Ventilation | 2023-07-13 |  | 1 | FALSE | 53.3445 | -2.7034 | SPM-ASTMOOR_IND_EST_T1_MACKAMAX_T1_MERSEY_RD_T1_PICOW_FARM_RD_T1 | 15053888000 | SP Energy Networks open data (API key): NDP SPM primary-group polygons + Capacity Heatmaps Information Model SPM + LTDS appendices 3/6 + NSHR
133 | 64.4 | 6-6A, ARAGON COURT | RUNCORN | WA7 1SP | Halton |  | Warehouse And Premises | industrial | 1 | 2151.51 | 23159 | GIA | 121000 | Astmoor Ind Est T1 / Mackamax T1 / Mersey Rd T1 / Picow Farm Rd T1 | inside-area | 2.43 | DUTTON GT2 / MOORE GT1 / PERCIVAL LA GT1 | FRODSHAM - INCE | SPM | 18.3 | primary | 18.28 | Green | 30 | 11.12 | thermal | 2.4 | 1.9 | 0 | 4.3 | 17.1 | DUTTON GT2 / MOORE GT1 / PERCIVAL LA GT1 | 32.616 | GREEN | 0 |  |  | 0 | 0 | 0 | 30 |  |  |  |  | Green (Over 5% headroom) | 130481 | 100 | 3.42 | 54 | 43 | 2996198 | [9 empty] | Fiddlers Ferry | FRODSHAM | 5 | 1090 | 1090 | 0 | 0 | 0 | 2029-04 | 10010608769 | Offices and Workshop Businesses | 2225 | C | Grid Supplied Electricity | 3 |  | Heating and Natural Ventilation | 2024-06-05 |  | 1 | FALSE | 53.3458 | -2.6714 | SPM-ASTMOOR_IND_EST_T1_MACKAMAX_T1_MERSEY_RD_T1_PICOW_FARM_RD_T1 | 14415691000 | SP Energy Networks open data (API key): NDP SPM primary-group polygons + Capacity Heatmaps Information Model SPM + LTDS appendices 3/6 + NSHR
134 | 64.4 | 3, STUART ROAD | RUNCORN | WA7 1TS | Halton |  | Warehouse And Premises | industrial | 1 | 1996.74 | 21493 | GIA | 128000 | Astmoor Ind Est T1 / Mackamax T1 / Mersey Rd T1 / Picow Farm Rd T1 | inside-area | 2.29 | DUTTON GT2 / MOORE GT1 / PERCIVAL LA GT1 | FRODSHAM - INCE | SPM | 18.3 | primary | 18.28 | Green | 30 | 11.12 | thermal | 2.4 | 1.9 | 0 | 4.3 | 17.1 | DUTTON GT2 / MOORE GT1 / PERCIVAL LA GT1 | 32.616 | GREEN | 0 |  |  | 0 | 0 | 0 | 30 |  |  |  |  | Green (Over 5% headroom) | 130481 | 100 | 3.17 | 50 | 43 | 2997864 | [9 empty] | Fiddlers Ferry | FRODSHAM | 5 | 1090 | 1090 | 0 | 0 | 0 | 2029-04 | 200002860780 | B2 to B7 General Industrial and Special Industrial Groups | 980 | C | Natural Gas | 3 |  | Heating and Natural Ventilation | 2017-12-06 |  | 0.5 | FALSE | 53.3489 | -2.6746 | SPM-ASTMOOR_IND_EST_T1_MACKAMAX_T1_MERSEY_RD_T1_PICOW_FARM_RD_T1 | 14810497000 | SP Energy Networks open data (API key): NDP SPM primary-group polygons + Capacity Heatmaps Information Model SPM + LTDS appendices 3/6 + NSHR
135 | 64.4 | UNIT 9, STUART ROAD | RUNCORN | WA7 1SF | Halton |  | Workshop And Premises | industrial | 1 | 1936.74 | 20847 | GIA | 110000 | Astmoor Ind Est T1 / Mackamax T1 / Mersey Rd T1 / Picow Farm Rd T1 | inside-area | 2.15 | DUTTON GT2 / MOORE GT1 / PERCIVAL LA GT1 | FRODSHAM - INCE | SPM | 18.3 | primary | 18.28 | Green | 30 | 11.12 | thermal | 2.4 | 1.9 | 0 | 4.3 | 17.1 | DUTTON GT2 / MOORE GT1 / PERCIVAL LA GT1 | 32.616 | GREEN | 0 |  |  | 0 | 0 | 0 | 30 |  |  |  |  | Green (Over 5% headroom) | 130481 | 100 | 3.08 | 87 | 43 | 2998510 | [9 empty] | Fiddlers Ferry | FRODSHAM | 5 | 1090 | 1090 | 0 | 0 | 0 | 2029-04 | [12 empty] | 53.3481 | -2.6763 | SPM-ASTMOOR_IND_EST_T1_MACKAMAX_T1_MERSEY_RD_T1_PICOW_FARM_RD_T1 | 11945355000 | SP Energy Networks open data (API key): NDP SPM primary-group polygons + Capacity Heatmaps Information Model SPM + LTDS appendices 3/6 + NSHR
136 | 64.3 | B&M, BOWER RETAIL PARK, EARLE ROAD | WIDNES | WA8 0TA | Halton |  | Retail Warehouse And Premises | bigbox | 1 | 6967.4 | 74996 | GIA | 292500 | Lugsdale T1 / Pilk Sullivan T1 / Pilk Sullivan T2 / Usac T1 | inside-area | 0.25 | BOLD G2A / PRESCOT GT1B / WIDNES GT1 / WIDNES GT2 | RAINHILL | SPM | 22 | primary | 21.975 | Green | 30 | 8.025 | thermal | 0 | 0 | 0 | 0 | 20.8 | BOLD G4A / PRESCOT GT1B / WIDNES GT1 / WIDNES GT2 | 23.6331 | GREEN | 4.9 |  |  | 0 | 0 | 0 | 30 |  |  |  |  | Green (Over 5% headroom) | 156863 | 100 | 11.07 | 627 | 32 | 2035452 | [9 empty] | Fiddlers Ferry | RAINHILL | 1 | 85.5 | 85.5 | 0 | 0 | 57 | 2026-09 | [12 empty] | 53.3642 | -2.7217 | SPM-LUGSDALE_T1_PILK_SULLIVAN_T1_PILK_SULLIVAN_T2_USAC_T1 | 15054534000 | SP Energy Networks open data (API key): NDP SPM primary-group polygons + Capacity Heatmaps Information Model SPM + LTDS appendices 3/6 + NSHR
137 | 64.3 | UNIT 1&8, WIDNES SHOPPING PARK | WIDNES | WA8 7TN | Halton |  | Retail Warehouse And Premises | bigbox | 1 | 5529.89 | 59523 | GIA | 457500 | Lugsdale T1 / Pilk Sullivan T1 / Pilk Sullivan T2 / Usac T1 | inside-area | 0.16 | BOLD G2A / PRESCOT GT1B / WIDNES GT1 / WIDNES GT2 | RAINHILL | SPM | 22 | primary | 21.975 | Green | 30 | 8.025 | thermal | 0 | 0 | 0 | 0 | 20.8 | BOLD G4A / PRESCOT GT1B / WIDNES GT1 / WIDNES GT2 | 23.6331 | GREEN | 4.9 |  |  | 0 | 0 | 0 | 30 |  |  |  |  | Green (Over 5% headroom) | 156863 | 100 | 8.79 | 498 | 32 | 2050925 | [9 empty] | Fiddlers Ferry | RAINHILL | 1 | 85.5 | 85.5 | 0 | 0 | 57 | 2026-09 | [12 empty] | 53.3664 | -2.7259 | SPM-LUGSDALE_T1_PILK_SULLIVAN_T1_PILK_SULLIVAN_T2_USAC_T1 | 7239905000 | SP Energy Networks open data (API key): NDP SPM primary-group polygons + Capacity Heatmaps Information Model SPM + LTDS appendices 3/6 + NSHR
138 | 64.3 | WICKES BUILDING SUPPLIES, EARLE ROAD | WIDNES | WA8 0TA | Halton |  | Retail Warehouse And Premises | bigbox | 1 | 3430.39 | 36924 | GIA | 260000 | Lugsdale T1 / Pilk Sullivan T1 / Pilk Sullivan T2 / Usac T1 | inside-area | 0.25 | BOLD G2A / PRESCOT GT1B / WIDNES GT1 / WIDNES GT2 | RAINHILL | SPM | 22 | primary | 21.975 | Green | 30 | 8.025 | thermal | 0 | 0 | 0 | 0 | 20.8 | BOLD G4A / PRESCOT GT1B / WIDNES GT1 / WIDNES GT2 | 23.6331 | GREEN | 4.9 |  |  | 0 | 0 | 0 | 30 |  |  |  |  | Green (Over 5% headroom) | 156863 | 100 | 5.45 | 309 | 32 | 2073524 | [9 empty] | Fiddlers Ferry | RAINHILL | 1 | 85.5 | 85.5 | 0 | 0 | 57 | 2026-09 | 100012877922 | Retail/Financial and Professional Services | 3451 | C | Natural Gas | 3 | 2 | Heating and Natural Ventilation | 2023-10-12 |  | 0.67 | FALSE | 53.3642 | -2.7217 | SPM-LUGSDALE_T1_PILK_SULLIVAN_T1_PILK_SULLIVAN_T2_USAC_T1 | 15035266000 | SP Energy Networks open data (API key): NDP SPM primary-group polygons + Capacity Heatmaps Information Model SPM + LTDS appendices 3/6 + NSHR
139 | 64.3 | JEWSON LTD, TAN HOUSE LANE | WIDNES | WA8 0SS | Halton |  | Builders Merchant And Premises | bigbox | 1 | 2446.62 | 26335 | GIA | 105000 | Lugsdale T1 / Pilk Sullivan T1 / Pilk Sullivan T2 / Usac T1 | inside-area | 0.46 | BOLD G2A / PRESCOT GT1B / WIDNES GT1 / WIDNES GT2 | RAINHILL | SPM | 22 | primary | 21.975 | Green | 30 | 8.025 | thermal | 0 | 0 | 0 | 0 | 20.8 | BOLD G4A / PRESCOT GT1B / WIDNES GT1 / WIDNES GT2 | 23.6331 | GREEN | 4.9 |  |  | 0 | 0 | 0 | 30 |  |  |  |  | Green (Over 5% headroom) | 156863 | 100 | 3.89 | 220 | 32 | 2084113 | [9 empty] | Fiddlers Ferry | RAINHILL | 1 | 85.5 | 85.5 | 0 | 0 | 57 | 2026-09 | [12 empty] | 53.3671 | -2.7168 | SPM-LUGSDALE_T1_PILK_SULLIVAN_T1_PILK_SULLIVAN_T2_USAC_T1 | 7106681000 | SP Energy Networks open data (API key): NDP SPM primary-group polygons + Capacity Heatmaps Information Model SPM + LTDS appendices 3/6 + NSHR
140 | 63.9 | SCIENTIFIC HOSPITAL SUPPLIES, WAVERTREE BOULEVARD | LIVERPOOL | L7 9PQ | Liverpool |  | Factory And Premises | industrial | 1 | 7702.65 | 82911 | GIA | 467500 | Edge La (Tapley Place) T1 / Lister Dv B T3 / Mill La (Wavertree) T1 / Plessey (Edge La) T1 / Stoneycroft T1 | inside-area | 1.48 | LISTER DV B GT3 / SPARLING ST GT1 / WAVERTREE GT2 | LISTER DRIVE | SPM | 17.9 | primary | 17.855 | Green | 37.5 | 19.645 | thermal | 0 | 0 | 0 | 0 | 13.2 | LISTER DV B GT3 / SPARLING ST GT1 / WAVERTREE GT2 | 51.671 | GREEN | 0 |  |  | 0 | 0 | 0 | 37.5 |  |  |  |  | Green (Over 5% headroom) | 127629 | 100 | 12.24 | 462 | 28 | 1121610 | [9 empty] | Lister Drive | LISTER DRIVE | 2 | 114 | 114 | 0 | 57 | 20 | 2026-09 | 38177623 | Offices and Workshop Businesses | 9833 | D | Natural Gas | 4 |  | Air Conditioning | 2023-07-07 |  | 0.67 | FALSE | 53.4063 | -2.935 | SPM-EDGE_LA_TAPLEY_PLACE_T1_LISTER_DV_B_T3_MILL_LA_WAVERTREE_T1_ | 504159134 | SP Energy Networks open data (API key): NDP SPM primary-group polygons + Capacity Heatmaps Information Model SPM + LTDS appendices 3/6 + NSHR
141 | 63.9 | THE OLD BUS STATION, GREEN LANE | LIVERPOOL | L13 7JN | Liverpool |  | Warehouse And Premises | industrial | 1 | 5084 | 54724 | GIA | 112000 | Edge La (Tapley Place) T1 / Lister Dv B T3 / Mill La (Wavertree) T1 / Plessey (Edge La) T1 / Stoneycroft T1 | inside-area | 0.45 | LISTER DV B GT3 / SPARLING ST GT1 / WAVERTREE GT2 | LISTER DRIVE | SPM | 17.9 | primary | 17.855 | Green | 37.5 | 19.645 | thermal | 0 | 0 | 0 | 0 | 13.2 | LISTER DV B GT3 / SPARLING ST GT1 / WAVERTREE GT2 | 51.671 | GREEN | 0 |  |  | 0 | 0 | 0 | 37.5 |  |  |  |  | Green (Over 5% headroom) | 127629 | 100 | 8.08 | 127 | 28 | 1149797 | [9 empty] | Lister Drive | LISTER DRIVE | 2 | 114 | 114 | 0 | 57 | 20 | 2026-09 | 38316343 | Storage or Distribution | 4978 | C | Grid Supplied Electricity | 3 |  | Heating and Natural Ventilation | 2025-05-23 |  | 0.75 | FALSE | 53.4197 | -2.9252 | SPM-EDGE_LA_TAPLEY_PLACE_T1_LISTER_DV_B_T3_MILL_LA_WAVERTREE_T1_ | 11501523000 | SP Energy Networks open data (API key): NDP SPM primary-group polygons + Capacity Heatmaps Information Model SPM + LTDS appendices 3/6 + NSHR
142 | 63.9 | BAXTER HEALTH CARE LTD AT 2, WAVERTREE BOULEVARD | LIVERPOOL | L7 9PE | Liverpool |  | Warehouse And Premises | industrial | 1 | 4215.75 | 45378 | GIA | 407500 | Edge La (Tapley Place) T1 / Lister Dv B T3 / Mill La (Wavertree) T1 / Plessey (Edge La) T1 / Stoneycroft T1 | inside-area | 1.46 | LISTER DV B GT3 / SPARLING ST GT1 / WAVERTREE GT2 | LISTER DRIVE | SPM | 17.9 | primary | 17.855 | Green | 37.5 | 19.645 | thermal | 0 | 0 | 0 | 0 | 13.2 | LISTER DV B GT3 / SPARLING ST GT1 / WAVERTREE GT2 | 51.671 | GREEN | 0 |  |  | 0 | 0 | 0 | 37.5 |  |  |  |  | Green (Over 5% headroom) | 127629 | 100 | 6.7 | 105 | 28 | 1159143 | [9 empty] | Lister Drive | LISTER DRIVE | 2 | 114 | 114 | 0 | 57 | 20 | 2026-09 | 38177621 | General Industrial and Special Industrial Groups | 4429 | B | Grid Supplied Electricity | 5 | 2 | Heating and Mechanical Ventilation | 2022-11-22 |  | 0.67 | FALSE | 53.4064 | -2.9319 | SPM-EDGE_LA_TAPLEY_PLACE_T1_LISTER_DV_B_T3_MILL_LA_WAVERTREE_T1_ | 7409977000 | SP Energy Networks open data (API key): NDP SPM primary-group polygons + Capacity Heatmaps Information Model SPM + LTDS appendices 3/6 + NSHR
143 | 63.9 | 339, PRESCOT ROAD | LIVERPOOL | L13 3BS | Liverpool |  | Cold Store And Premises | industrial | 1 | 3971.5 | 42749 | GIA | 84000 | Edge La (Tapley Place) T1 / Lister Dv B T3 / Mill La (Wavertree) T1 / Plessey (Edge La) T1 / Stoneycroft T1 | inside-area | 0.78 | LISTER DV B GT3 / SPARLING ST GT1 / WAVERTREE GT2 | LISTER DRIVE | SPM | 17.9 | primary | 17.855 | Green | 37.5 | 19.645 | thermal | 0 | 0 | 0 | 0 | 13.2 | LISTER DV B GT3 / SPARLING ST GT1 / WAVERTREE GT2 | 51.671 | GREEN | 0 |  |  | 0 | 0 | 0 | 37.5 |  |  |  |  | Green (Over 5% headroom) | 127629 | 100 | 6.31 | 477 | 28 | 1161772 | [9 empty] | Lister Drive | LISTER DRIVE | 2 | 114 | 114 | 0 | 57 | 20 | 2026-09 | 38120169 | Storage or Distribution | 3417 | E | Grid Supplied Electricity | 3 |  | Heating and Natural Ventilation | 2023-02-17 |  | 1 | FALSE | 53.4154 | -2.9225 | SPM-EDGE_LA_TAPLEY_PLACE_T1_LISTER_DV_B_T3_MILL_LA_WAVERTREE_T1_ | 398028134 | SP Energy Networks open data (API key): NDP SPM primary-group polygons + Capacity Heatmaps Information Model SPM + LTDS appendices 3/6 + NSHR
144 | 63.9 | BOOKER CASH AND CARRY, PIGHUE LANE | LIVERPOOL | L13 1DG | Liverpool |  | Wholesale Warehouse And Premises | industrial | 1 | 3629.17 | 39064 | GIA | 184000 | Edge La (Tapley Place) T1 / Lister Dv B T3 / Mill La (Wavertree) T1 / Plessey (Edge La) T1 / Stoneycroft T1 | inside-area | 1.75 | LISTER DV B GT3 / SPARLING ST GT1 / WAVERTREE GT2 | LISTER DRIVE | SPM | 17.9 | primary | 17.855 | Green | 37.5 | 19.645 | thermal | 0 | 0 | 0 | 0 | 13.2 | LISTER DV B GT3 / SPARLING ST GT1 / WAVERTREE GT2 | 51.671 | GREEN | 0 |  |  | 0 | 0 | 0 | 37.5 |  |  |  |  | Green (Over 5% headroom) | 127629 | 100 | 5.77 | 91 | 28 | 1165457 | [9 empty] | Lister Drive | LISTER DRIVE | 2 | 114 | 114 | 0 | 57 | 20 | 2026-09 | [12 empty] | 53.4063 | -2.9175 | SPM-EDGE_LA_TAPLEY_PLACE_T1_LISTER_DV_B_T3_MILL_LA_WAVERTREE_T1_ | 5275208000 | SP Energy Networks open data (API key): NDP SPM primary-group polygons + Capacity Heatmaps Information Model SPM + LTDS appendices 3/6 + NSHR
145 | 63.9 | DIGITAL WAY | LIVERPOOL | L7 9NP | Liverpool | THE DEPOT | Warehouse And Premises | industrial | 1 | 3534.1 | 38041 | GIA | 262500 | Edge La (Tapley Place) T1 / Lister Dv B T3 / Mill La (Wavertree) T1 / Plessey (Edge La) T1 / Stoneycroft T1 | inside-area | 1.24 | LISTER DV B GT3 / SPARLING ST GT1 / WAVERTREE GT2 | LISTER DRIVE | SPM | 17.9 | primary | 17.855 | Green | 37.5 | 19.645 | thermal | 0 | 0 | 0 | 0 | 13.2 | LISTER DV B GT3 / SPARLING ST GT1 / WAVERTREE GT2 | 51.671 | GREEN | 0 |  |  | 0 | 0 | 0 | 37.5 |  |  |  |  | Green (Over 5% headroom) | 127629 | 100 | 5.62 | 88 | 28 | 1166480 | [9 empty] | Lister Drive | LISTER DRIVE | 2 | 114 | 114 | 0 | 57 | 20 | 2026-09 | [12 empty] | 53.4085 | -2.9344 | SPM-EDGE_LA_TAPLEY_PLACE_T1_LISTER_DV_B_T3_MILL_LA_WAVERTREE_T1_ | 14129026000 | SP Energy Networks open data (API key): NDP SPM primary-group polygons + Capacity Heatmaps Information Model SPM + LTDS appendices 3/6 + NSHR
146 | 63.9 | KNOWSLEY WORKS, ETNA STREET | LIVERPOOL | L13 7EB | Liverpool | REA METAL WINDOWS LTD | Factory And Premises | industrial | 1 | 2645.99 | 28481 | GIA | 86000 | Edge La (Tapley Place) T1 / Lister Dv B T3 / Mill La (Wavertree) T1 / Plessey (Edge La) T1 / Stoneycroft T1 | inside-area | 0.4 | LISTER DV B GT3 / SPARLING ST GT1 / WAVERTREE GT2 | LISTER DRIVE | SPM | 17.9 | primary | 17.855 | Green | 37.5 | 19.645 | thermal | 0 | 0 | 0 | 0 | 13.2 | LISTER DV B GT3 / SPARLING ST GT1 / WAVERTREE GT2 | 51.671 | GREEN | 0 |  |  | 0 | 0 | 0 | 37.5 |  |  |  |  | Green (Over 5% headroom) | 127629 | 100 | 4.2 | 159 | 28 | 1176040 | [9 empty] | Lister Drive | LISTER DRIVE | 2 | 114 | 114 | 0 | 57 | 20 | 2026-09 | [12 empty] | 53.4211 | -2.9266 | SPM-EDGE_LA_TAPLEY_PLACE_T1_LISTER_DV_B_T3_MILL_LA_WAVERTREE_T1_ | 99288134 | SP Energy Networks open data (API key): NDP SPM primary-group polygons + Capacity Heatmaps Information Model SPM + LTDS appendices 3/6 + NSHR
147 | 63.9 | DALES OF LIVERPOOL, NEWTON ROAD | LIVERPOOL | L13 3HS | Liverpool |  | Warehouse And Premises | industrial | 1 | 2492.69 | 26831 | GIA | 101000 | Edge La (Tapley Place) T1 / Lister Dv B T3 / Mill La (Wavertree) T1 / Plessey (Edge La) T1 / Stoneycroft T1 | inside-area | 0.39 | LISTER DV B GT3 / SPARLING ST GT1 / WAVERTREE GT2 | LISTER DRIVE | SPM | 17.9 | primary | 17.855 | Green | 37.5 | 19.645 | thermal | 0 | 0 | 0 | 0 | 13.2 | LISTER DV B GT3 / SPARLING ST GT1 / WAVERTREE GT2 | 51.671 | GREEN | 0 |  |  | 0 | 0 | 0 | 37.5 |  |  |  |  | Green (Over 5% headroom) | 127629 | 100 | 3.96 | 62 | 28 | 1177690 | [9 empty] | Lister Drive | LISTER DRIVE | 2 | 114 | 114 | 0 | 57 | 20 | 2026-09 | [12 empty] | 53.4166 | -2.9286 | SPM-EDGE_LA_TAPLEY_PLACE_T1_LISTER_DV_B_T3_MILL_LA_WAVERTREE_T1_ | 10081728000 | SP Energy Networks open data (API key): NDP SPM primary-group polygons + Capacity Heatmaps Information Model SPM + LTDS appendices 3/6 + NSHR
148 | 63.9 | CHEADLE AVENUE | LIVERPOOL | L13 3AE | Liverpool | SOLA GLASS LTD | Factory And Premises | industrial | 1 | 1911.99 | 20580 | GIA | 65500 | Edge La (Tapley Place) T1 / Lister Dv B T3 / Mill La (Wavertree) T1 / Plessey (Edge La) T1 / Stoneycroft T1 | inside-area | 0.7 | LISTER DV B GT3 / SPARLING ST GT1 / WAVERTREE GT2 | LISTER DRIVE | SPM | 17.9 | primary | 17.855 | Green | 37.5 | 19.645 | thermal | 0 | 0 | 0 | 0 | 13.2 | LISTER DV B GT3 / SPARLING ST GT1 / WAVERTREE GT2 | 51.671 | GREEN | 0 |  |  | 0 | 0 | 0 | 37.5 |  |  |  |  | Green (Over 5% headroom) | 127629 | 100 | 3.04 | 115 | 28 | 1183941 | [9 empty] | Lister Drive | LISTER DRIVE | 2 | 114 | 114 | 0 | 57 | 20 | 2026-09 |  | Offices and Workshop Businesses | 1979 | D | Natural Gas | 3 |  | Heating and Natural Ventilation | 2023-11-29 |  | 1 | FALSE | 53.4161 | -2.9232 | SPM-EDGE_LA_TAPLEY_PLACE_T1_LISTER_DV_B_T3_MILL_LA_WAVERTREE_T1_ | 61650134 | SP Energy Networks open data (API key): NDP SPM primary-group polygons + Capacity Heatmaps Information Model SPM + LTDS appendices 3/6 + NSHR
149 | 63.9 | 14-15, RUTHERFORD CLOSE | LIVERPOOL | L13 1ER | Liverpool |  | Factory And Premises | industrial | 1 | 1905.85 | 20514 | GIA | 125000 | Edge La (Tapley Place) T1 / Lister Dv B T3 / Mill La (Wavertree) T1 / Plessey (Edge La) T1 / Stoneycroft T1 | inside-area | 1.58 | LISTER DV B GT3 / SPARLING ST GT1 / WAVERTREE GT2 | LISTER DRIVE | SPM | 17.9 | primary | 17.855 | Green | 37.5 | 19.645 | thermal | 0 | 0 | 0 | 0 | 13.2 | LISTER DV B GT3 / SPARLING ST GT1 / WAVERTREE GT2 | 51.671 | GREEN | 0 |  |  | 0 | 0 | 0 | 37.5 |  |  |  |  | Green (Over 5% headroom) | 127629 | 100 | 3.03 | 114 | 28 | 1184007 | [9 empty] | Lister Drive | LISTER DRIVE | 2 | 114 | 114 | 0 | 57 | 20 | 2026-09 | [12 empty] | 53.4054 | -2.9293 | SPM-EDGE_LA_TAPLEY_PLACE_T1_LISTER_DV_B_T3_MILL_LA_WAVERTREE_T1_ | 514424134 | SP Energy Networks open data (API key): NDP SPM primary-group polygons + Capacity Heatmaps Information Model SPM + LTDS appendices 3/6 + NSHR
150 | 63.7 | CAERNARVON ROAD | BANGOR | LL57 4SP | Gwynedd | D FERRANTI LTD | Factory And Premises | industrial | 1 | 13770.33 | 148222 | GIA | 139000 | Bangor Hosp T1 / Bangor University T1 / Eithinog T1 / Hirael T1 | inside-area | 0.77 | BANGOR GT2 / CAERNARFON GT2 | CONNAHS QUAY - PENTIR - ST ASAPH | SPM | 17.8 | primary | 17.802 | Green | 30 | 12.058 | thermal | 0.6 | 2.1 | 1.2 | 2.7 | 15.6 | BANGOR GT2 / CAERNARFON GT2 | 31.686 | GREEN | 0 |  |  | 0 | 0 | 0 | 30 |  |  |  |  | Green (Over 5% headroom) | 126916 | 86 | 21.88 | 826 | 13 | 418963 | [9 empty] | Pentir | PENTIR | 2 | 1082 | 1082 | 1025 | 57 | 39 | 2028-10 | 10070345499 | Storage or Distribution | 4956 | B | Other | 3 |  | Unconditioned | 2026-04-13 |  | 0.5 | FALSE | 53.2157 | -4.144 | SPM-BANGOR_HOSP_T1_BANGOR_UNIVERSITY_T1_EITHINOG_T1_HIRAEL_T1 | 30668202 | SP Energy Networks open data (API key): NDP SPM primary-group polygons + Capacity Heatmaps Information Model SPM + LTDS appendices 3/6 + NSHR
151 | 63.7 | PRICECOSTCO, GREAT HOWARD STREET | LIVERPOOL | L3 7HY | Liverpool |  | Warehouse And Premises | industrial | 1 | 13384.69 | 144071 | GIA | 740000 | Brook St T1 / Kingsway Tunnel T1 / Nwwa Sandon Dock T1 / Nwwa Sandon Dock T2 | inside-area | 1.67 | BOOTLE GT2A / BURLINGTON ST GT1 / LISTER DV A GT2 | LISTER DRIVE | SPM | 17.8 | primary | 17.771 | Green | 30 | 12.229 | thermal | 0 | 5.1 | 10.2 | 5.1 | 16.3 | BOOTLE GT2A / BURLINGTON ST GT1 / LISTER DV A GT2 | 61.868 | GREEN | 0 |  |  | 0 | 0 | 0 | 30 |  |  |  |  | Green (Over 5% headroom) | 126916 | 88 | 21.27 | 335 | 34 | 1272267 | [9 empty] | Lister Drive | LISTER DRIVE | 2 | 114 | 114 | 0 | 57 | 20 | 2026-09 | [12 empty] | 53.413 | -2.9982 | SPM-BROOK_ST_T1_KINGSWAY_TUNNEL_T1_NWWA_SANDON_DOCK_T1_NWWA_SAND | 9262889000 | SP Energy Networks open data (API key): NDP SPM primary-group polygons + Capacity Heatmaps Information Model SPM + LTDS appendices 3/6 + NSHR
152 | 63.7 | WARRANT DISTRIBUTION, WALTER STREET | LIVERPOOL | L5 9TP | Liverpool |  | Warehouse And Premises | industrial | 1 | 12831.23 | 138114 | GIA | 315000 | Brook St T1 / Kingsway Tunnel T1 / Nwwa Sandon Dock T1 / Nwwa Sandon Dock T2 | inside-area | 0.62 | BOOTLE GT2A / BURLINGTON ST GT1 / LISTER DV A GT2 | LISTER DRIVE | SPM | 17.8 | primary | 17.771 | Green | 30 | 12.229 | thermal | 0 | 5.1 | 10.2 | 5.1 | 16.3 | BOOTLE GT2A / BURLINGTON ST GT1 / LISTER DV A GT2 | 61.868 | GREEN | 0 |  |  | 0 | 0 | 0 | 30 |  |  |  |  | Green (Over 5% headroom) | 126916 | 92 | 20.39 | 321 | 34 | 1278224 | [9 empty] | Lister Drive | LISTER DRIVE | 2 | 114 | 114 | 0 | 57 | 20 | 2026-09 | [12 empty] | 53.4225 | -2.9981 | SPM-BROOK_ST_T1_KINGSWAY_TUNNEL_T1_NWWA_SANDON_DOCK_T1_NWWA_SAND | 4862533000 | SP Energy Networks open data (API key): NDP SPM primary-group polygons + Capacity Heatmaps Information Model SPM + LTDS appendices 3/6 + NSHR
153 | 63.7 | VACANT 3RD & 4TH FLRS 179, GREAT HOWARD STREET | LIVERPOOL | L3 7DL | Liverpool |  | Warehouse And Premises | industrial | 1 | 6500 | 69965 | GIA | 27750 | Brook St T1 / Kingsway Tunnel T1 / Nwwa Sandon Dock T1 / Nwwa Sandon Dock T2 | inside-area | 1.06 | BOOTLE GT2A / BURLINGTON ST GT1 / LISTER DV A GT2 | LISTER DRIVE | SPM | 17.8 | primary | 17.771 | Green | 30 | 12.229 | thermal | 0 | 5.1 | 10.2 | 5.1 | 16.3 | BOOTLE GT2A / BURLINGTON ST GT1 / LISTER DV A GT2 | 61.868 | GREEN | 0 |  |  | 0 | 0 | 0 | 30 |  |  |  |  | Green (Over 5% headroom) | 126916 | 100 | 10.33 | 162 | 34 | 1346373 | [9 empty] | Lister Drive | LISTER DRIVE | 2 | 114 | 114 | 0 | 57 | 20 | 2026-09 | 38065770 | B8 Storage or Distribution | 21171 | D | Grid Supplied Electricity | 3 |  | Heating and Natural Ventilation | 2021-04-21 |  | 1 | FALSE | 53.4187 | -2.9969 | SPM-BROOK_ST_T1_KINGSWAY_TUNNEL_T1_NWWA_SANDON_DOCK_T1_NWWA_SAND | 3966441000 | SP Energy Networks open data (API key): NDP SPM primary-group polygons + Capacity Heatmaps Information Model SPM + LTDS appendices 3/6 + NSHR
154 | 63.7 | 28, PORTER STREET | LIVERPOOL | L3 7BL | Liverpool |  | Factory And Premises; Warehouse And Premises; Works And Premises | industrial | 3 | 5849.77 | 62966 | GIA | 81250 | Brook St T1 / Kingsway Tunnel T1 / Nwwa Sandon Dock T1 / Nwwa Sandon Dock T2 | inside-area | 1.16 | BOOTLE GT2A / BURLINGTON ST GT1 / LISTER DV A GT2 | LISTER DRIVE | SPM | 17.8 | primary | 17.771 | Green | 30 | 12.229 | thermal | 0 | 5.1 | 10.2 | 5.1 | 16.3 | BOOTLE GT2A / BURLINGTON ST GT1 / LISTER DV A GT2 | 61.868 | GREEN | 0 |  |  | 0 | 0 | 0 | 30 |  |  |  |  | Green (Over 5% headroom) | 126916 | 100 | 9.3 | 351 | 34 | 1353372 | [9 empty] | Lister Drive | LISTER DRIVE | 2 | 114 | 114 | 0 | 57 | 20 | 2026-09 | [12 empty] | 53.4177 | -2.9979 | SPM-BROOK_ST_T1_KINGSWAY_TUNNEL_T1_NWWA_SANDON_DOCK_T1_NWWA_SAND | 410289134;204170134;410287134 | SP Energy Networks open data (API key): NDP SPM primary-group polygons + Capacity Heatmaps Information Model SPM + LTDS appendices 3/6 + NSHR
155 | 63.7 | 100, PALL MALL | LIVERPOOL | L3 7DB | Liverpool |  | Workshop And Premises | industrial | 1 | 4434.28 | 47730 | GIA | 135000 | Brook St T1 / Kingsway Tunnel T1 / Nwwa Sandon Dock T1 / Nwwa Sandon Dock T2 | inside-area | 1.72 | BOOTLE GT2A / BURLINGTON ST GT1 / LISTER DV A GT2 | LISTER DRIVE | SPM | 17.8 | primary | 17.771 | Green | 30 | 12.229 | thermal | 0 | 5.1 | 10.2 | 5.1 | 16.3 | BOOTLE GT2A / BURLINGTON ST GT1 / LISTER DV A GT2 | 61.868 | GREEN | 0 |  |  | 0 | 0 | 0 | 30 |  |  |  |  | Green (Over 5% headroom) | 126916 | 100 | 7.05 | 200 | 34 | 1368608 | [9 empty] | Lister Drive | LISTER DRIVE | 2 | 114 | 114 | 0 | 57 | 20 | 2026-09 | 38288851 | Retail/Financial and Professional Services | 3645 | B | Natural Gas | 4 | 2 | Heating and Mechanical Ventilation | 2024-07-29 |  | 0.67 | FALSE | 53.413 | -2.993 | SPM-BROOK_ST_T1_KINGSWAY_TUNNEL_T1_NWWA_SANDON_DOCK_T1_NWWA_SAND | 8661367000 | SP Energy Networks open data (API key): NDP SPM primary-group polygons + Capacity Heatmaps Information Model SPM + LTDS appendices 3/6 + NSHR
156 | 63.7 | 74-76 & 81, REGENT ROAD | LIVERPOOL | L5 9SY | Liverpool |  | Factory And Premises; Store And Premises | industrial | 2 | 3666.43 | 39465 | GIA | 126750 | Brook St T1 / Kingsway Tunnel T1 / Nwwa Sandon Dock T1 / Nwwa Sandon Dock T2 | inside-area | 0.25 | BOOTLE GT2A / BURLINGTON ST GT1 / LISTER DV A GT2 | LISTER DRIVE | SPM | 17.8 | primary | 17.771 | Green | 30 | 12.229 | thermal | 0 | 5.1 | 10.2 | 5.1 | 16.3 | BOOTLE GT2A / BURLINGTON ST GT1 / LISTER DV A GT2 | 61.868 | GREEN | 0 |  |  | 0 | 0 | 0 | 30 |  |  |  |  | Green (Over 5% headroom) | 126916 | 100 | 5.83 | 220 | 34 | 1376873 | [9 empty] | Lister Drive | LISTER DRIVE | 2 | 114 | 114 | 0 | 57 | 20 | 2026-09 | [12 empty] | 53.4258 | -2.9991 | SPM-BROOK_ST_T1_KINGSWAY_TUNNEL_T1_NWWA_SANDON_DOCK_T1_NWWA_SAND | 2044996000;2044994000 | SP Energy Networks open data (API key): NDP SPM primary-group polygons + Capacity Heatmaps Information Model SPM + LTDS appendices 3/6 + NSHR
157 | 63.7 | TERRYS TIMBER, FULTON STREET | LIVERPOOL | L5 9TG | Liverpool |  | Warehouse And Premises | industrial | 1 | 2908.84 | 31310 | GIA | 89000 | Brook St T1 / Kingsway Tunnel T1 / Nwwa Sandon Dock T1 / Nwwa Sandon Dock T2 | inside-area | 0.37 | BOOTLE GT2A / BURLINGTON ST GT1 / LISTER DV A GT2 | LISTER DRIVE | SPM | 17.8 | primary | 17.771 | Green | 30 | 12.229 | thermal | 0 | 5.1 | 10.2 | 5.1 | 16.3 | BOOTLE GT2A / BURLINGTON ST GT1 / LISTER DV A GT2 | 61.868 | GREEN | 0 |  |  | 0 | 0 | 0 | 30 |  |  |  |  | Green (Over 5% headroom) | 126916 | 100 | 4.62 | 73 | 34 | 1385028 | [9 empty] | Lister Drive | LISTER DRIVE | 2 | 114 | 114 | 0 | 57 | 20 | 2026-09 | [12 empty] | 53.4247 | -2.999 | SPM-BROOK_ST_T1_KINGSWAY_TUNNEL_T1_NWWA_SANDON_DOCK_T1_NWWA_SAND | 13080260000 | SP Energy Networks open data (API key): NDP SPM primary-group polygons + Capacity Heatmaps Information Model SPM + LTDS appendices 3/6 + NSHR
158 | 63.7 | 2-4, ROBERTS STREET | LIVERPOOL | L3 7AS | Liverpool |  | Workshop And Premises | industrial | 1 | 2635.1 | 28364 | GIA | 44500 | Brook St T1 / Kingsway Tunnel T1 / Nwwa Sandon Dock T1 / Nwwa Sandon Dock T2 | inside-area | 1.74 | BOOTLE GT2A / BURLINGTON ST GT1 / LISTER DV A GT2 | LISTER DRIVE | SPM | 17.8 | primary | 17.771 | Green | 30 | 12.229 | thermal | 0 | 5.1 | 10.2 | 5.1 | 16.3 | BOOTLE GT2A / BURLINGTON ST GT1 / LISTER DV A GT2 | 61.868 | GREEN | 0 |  |  | 0 | 0 | 0 | 30 |  |  |  |  | Green (Over 5% headroom) | 126916 | 100 | 4.19 | 119 | 34 | 1387974 | [9 empty] | Lister Drive | LISTER DRIVE | 2 | 114 | 114 | 0 | 57 | 20 | 2026-09 | [12 empty] | 53.4125 | -2.9983 | SPM-BROOK_ST_T1_KINGSWAY_TUNNEL_T1_NWWA_SANDON_DOCK_T1_NWWA_SAND | 410357134 | SP Energy Networks open data (API key): NDP SPM primary-group polygons + Capacity Heatmaps Information Model SPM + LTDS appendices 3/6 + NSHR
159 | 63.7 | PEARSONS GLASS 9-11, MADDRELL STREET | LIVERPOOL | L3 7EH | Liverpool |  | Workshop And Premises | industrial | 1 | 2495.93 | 26866 | GIA | 71000 | Brook St T1 / Kingsway Tunnel T1 / Nwwa Sandon Dock T1 / Nwwa Sandon Dock T2 | inside-area | 0.88 | BOOTLE GT2A / BURLINGTON ST GT1 / LISTER DV A GT2 | LISTER DRIVE | SPM | 17.8 | primary | 17.771 | Green | 30 | 12.229 | thermal | 0 | 5.1 | 10.2 | 5.1 | 16.3 | BOOTLE GT2A / BURLINGTON ST GT1 / LISTER DV A GT2 | 61.868 | GREEN | 0 |  |  | 0 | 0 | 0 | 30 |  |  |  |  | Green (Over 5% headroom) | 126916 | 100 | 3.97 | 112 | 34 | 1389472 | [9 empty] | Lister Drive | LISTER DRIVE | 2 | 114 | 114 | 0 | 57 | 20 | 2026-09 | 38097857 | Offices and Workshop Businesses | 2716 | D | Grid Supplied Electricity | 3 |  | Heating and Natural Ventilation | 2024-04-03 |  | 1 | FALSE | 53.4204 | -2.9956 | SPM-BROOK_ST_T1_KINGSWAY_TUNNEL_T1_NWWA_SANDON_DOCK_T1_NWWA_SAND | 1548546000 | SP Energy Networks open data (API key): NDP SPM primary-group polygons + Capacity Heatmaps Information Model SPM + LTDS appendices 3/6 + NSHR
160 | 63.7 | 207, GREAT HOWARD STREET | LIVERPOOL | L5 9ZH | Liverpool |  | Warehouse And Premises | industrial | 1 | 2313.72 | 24905 | GIA | 139000 | Brook St T1 / Kingsway Tunnel T1 / Nwwa Sandon Dock T1 / Nwwa Sandon Dock T2 | inside-area | 0.24 | BOOTLE GT2A / BURLINGTON ST GT1 / LISTER DV A GT2 | LISTER DRIVE | SPM | 17.8 | primary | 17.771 | Green | 30 | 12.229 | thermal | 0 | 5.1 | 10.2 | 5.1 | 16.3 | BOOTLE GT2A / BURLINGTON ST GT1 / LISTER DV A GT2 | 61.868 | GREEN | 0 |  |  | 0 | 0 | 0 | 30 |  |  |  |  | Green (Over 5% headroom) | 126916 | 100 | 3.68 | 58 | 34 | 1391433 | [9 empty] | Lister Drive | LISTER DRIVE | 2 | 114 | 114 | 0 | 57 | 20 | 2026-09 | 38065777 | B8 Storage or Distribution | 2526 | B | Natural Gas | 3 |  | Heating and Natural Ventilation | 2021-02-19 |  | 1 | FALSE | 53.4261 | -2.9975 | SPM-BROOK_ST_T1_KINGSWAY_TUNNEL_T1_NWWA_SANDON_DOCK_T1_NWWA_SAND | 416085134 | SP Energy Networks open data (API key): NDP SPM primary-group polygons + Capacity Heatmaps Information Model SPM + LTDS appendices 3/6 + NSHR
161 | 63.7 | 20-24, GIBRALTAR ROW | LIVERPOOL | L3 7HJ | Liverpool |  | Factory And Premises | industrial | 1 | 2256.79 | 24292 | GIA | 143000 | Brook St T1 / Kingsway Tunnel T1 / Nwwa Sandon Dock T1 / Nwwa Sandon Dock T2 | inside-area | 1.86 | BOOTLE GT2A / BURLINGTON ST GT1 / LISTER DV A GT2 | LISTER DRIVE | SPM | 17.8 | primary | 17.771 | Green | 30 | 12.229 | thermal | 0 | 5.1 | 10.2 | 5.1 | 16.3 | BOOTLE GT2A / BURLINGTON ST GT1 / LISTER DV A GT2 | 61.868 | GREEN | 0 |  |  | 0 | 0 | 0 | 30 |  |  |  |  | Green (Over 5% headroom) | 126916 | 100 | 3.59 | 135 | 34 | 1392046 | [9 empty] | Lister Drive | LISTER DRIVE | 2 | 114 | 114 | 0 | 57 | 20 | 2026-09 | 38061020 | Offices and Workshop Businesses | 648 | C | Grid Supplied Electricity | 3 |  | Heating and Natural Ventilation | 2023-10-23 |  | 0.67 | FALSE | 53.4113 | -2.9975 | SPM-BROOK_ST_T1_KINGSWAY_TUNNEL_T1_NWWA_SANDON_DOCK_T1_NWWA_SAND | 486930134 | SP Energy Networks open data (API key): NDP SPM primary-group polygons + Capacity Heatmaps Information Model SPM + LTDS appendices 3/6 + NSHR
162 | 63.7 | REGENT ROAD | LIVERPOOL | L5 9ZA | Liverpool | REPSOL PETROLEUM LTD | Storage Depot And Premises | industrial | 1 | 2216 | 23853 | OTH | 47000 | Brook St T1 / Kingsway Tunnel T1 / Nwwa Sandon Dock T1 / Nwwa Sandon Dock T2 | inside-area | 0.18 | BOOTLE GT2A / BURLINGTON ST GT1 / LISTER DV A GT2 | LISTER DRIVE | SPM | 17.8 | primary | 17.771 | Green | 30 | 12.229 | thermal | 0 | 5.1 | 10.2 | 5.1 | 16.3 | BOOTLE GT2A / BURLINGTON ST GT1 / LISTER DV A GT2 | 61.868 | GREEN | 0 |  |  | 0 | 0 | 0 | 30 |  |  |  |  | Green (Over 5% headroom) | 126916 | 100 | 3.52 | 55 | 34 | 1392485 | [9 empty] | Lister Drive | LISTER DRIVE | 2 | 114 | 114 | 0 | 57 | 20 | 2026-09 | [12 empty] | 53.4296 | -2.9977 | SPM-BROOK_ST_T1_KINGSWAY_TUNNEL_T1_NWWA_SANDON_DOCK_T1_NWWA_SAND | 465835134 | SP Energy Networks open data (API key): NDP SPM primary-group polygons + Capacity Heatmaps Information Model SPM + LTDS appendices 3/6 + NSHR
163 | 63.7 | ABBEY LOGISTICS GROUP LTD AT 199, GREAT HOWARD STREET | LIVERPOOL | L5 9SD | Liverpool |  | Warehouse And Premises | industrial | 1 | 2140.31 | 23038 | GIA | 106000 | Brook St T1 / Kingsway Tunnel T1 / Nwwa Sandon Dock T1 / Nwwa Sandon Dock T2 | inside-area | 0.43 | BOOTLE GT2A / BURLINGTON ST GT1 / LISTER DV A GT2 | LISTER DRIVE | SPM | 17.8 | primary | 17.771 | Green | 30 | 12.229 | thermal | 0 | 5.1 | 10.2 | 5.1 | 16.3 | BOOTLE GT2A / BURLINGTON ST GT1 / LISTER DV A GT2 | 61.868 | GREEN | 0 |  |  | 0 | 0 | 0 | 30 |  |  |  |  | Green (Over 5% headroom) | 126916 | 100 | 3.4 | 54 | 34 | 1393300 | [9 empty] | Lister Drive | LISTER DRIVE | 2 | 114 | 114 | 0 | 57 | 20 | 2026-09 | [12 empty] | 53.4243 | -2.9979 | SPM-BROOK_ST_T1_KINGSWAY_TUNNEL_T1_NWWA_SANDON_DOCK_T1_NWWA_SAND | 14077872000 | SP Energy Networks open data (API key): NDP SPM primary-group polygons + Capacity Heatmaps Information Model SPM + LTDS appendices 3/6 + NSHR
164 | 63.7 | GND FLR 25, CARLTON STREET | LIVERPOOL | L3 7ED | Liverpool |  | Workshop And Premises | industrial | 1 | 2066.73 | 22246 | GIA | 41500 | Brook St T1 / Kingsway Tunnel T1 / Nwwa Sandon Dock T1 / Nwwa Sandon Dock T2 | inside-area | 1.09 | BOOTLE GT2A / BURLINGTON ST GT1 / LISTER DV A GT2 | LISTER DRIVE | SPM | 17.8 | primary | 17.771 | Green | 30 | 12.229 | thermal | 0 | 5.1 | 10.2 | 5.1 | 16.3 | BOOTLE GT2A / BURLINGTON ST GT1 / LISTER DV A GT2 | 61.868 | GREEN | 0 |  |  | 0 | 0 | 0 | 30 |  |  |  |  | Green (Over 5% headroom) | 126916 | 100 | 3.28 | 93 | 34 | 1394092 | [9 empty] | Lister Drive | LISTER DRIVE | 2 | 114 | 114 | 0 | 57 | 20 | 2026-09 | [12 empty] | 53.4183 | -2.9975 | SPM-BROOK_ST_T1_KINGSWAY_TUNNEL_T1_NWWA_SANDON_DOCK_T1_NWWA_SAND | 11082276000 | SP Energy Networks open data (API key): NDP SPM primary-group polygons + Capacity Heatmaps Information Model SPM + LTDS appendices 3/6 + NSHR
165 | 63.1 | UNIT 1 ROSE RETAIL PARK, SPEKE HALL ROAD | LIVERPOOL | L24 9HW | Liverpool |  | Retail Warehouse And Premises | bigbox | 1 | 5392.78 | 58047 | GIA | 510000 | Estuary Commerce Pk T1 / Leeward Dr T1 / Leeward Dr T2 / Speke Hall Rd T1 / Speke Sky Pk T1 | inside-area | 1.17 | GARSTON GT2 / SPEKE GT3 / WAVERTREE GT1A | LISTER DRIVE | SPM | 21.1 | primary | 21.085 | Green | 30 | 8.915 | thermal | 0 | 0 | 0 | 0 | 19 | GARSTON GT2 / SPEKE GT3 / WAVERTREE GT1A | 54.021 | GREEN | 0 |  |  | 0 | 0 | 0 | 30 |  |  |  |  | Green (Over 5% headroom) | 150446 | 100 | 8.57 | 485 | 45 | 3242605 | [9 empty] | Lister Drive | LISTER DRIVE | 2 | 114 | 114 | 0 | 57 | 20 | 2026-09 | [12 empty] | 53.3542 | -2.8614 | SPM-ESTUARY_COMMERCE_PK_T1_LEEWARD_DR_T1_LEEWARD_DR_T2_SPEKE_HAL | 10163475000 | SP Energy Networks open data (API key): NDP SPM primary-group polygons + Capacity Heatmaps Information Model SPM + LTDS appendices 3/6 + NSHR
166 | 63.1 | B & M RETAIL, HUNTS CROSS SHOPPING CENTRE, SPEKE HALL ROAD | LIVERPOOL | L24 9GB | Liverpool |  | Retail Warehouse And Premises | bigbox | 1 | 3928.9 | 42290 | GIA | 280000 | Estuary Commerce Pk T1 / Leeward Dr T1 / Leeward Dr T2 / Speke Hall Rd T1 / Speke Sky Pk T1 | inside-area | 1.42 | GARSTON GT2 / SPEKE GT3 / WAVERTREE GT1A | LISTER DRIVE | SPM | 21.1 | primary | 21.085 | Green | 30 | 8.915 | thermal | 0 | 0 | 0 | 0 | 19 | GARSTON GT2 / SPEKE GT3 / WAVERTREE GT1A | 54.021 | GREEN | 0 |  |  | 0 | 0 | 0 | 30 |  |  |  |  | Green (Over 5% headroom) | 150446 | 100 | 6.24 | 354 | 45 | 3258362 | [9 empty] | Lister Drive | LISTER DRIVE | 2 | 114 | 114 | 0 | 57 | 20 | 2026-09 | 38321025 | A1/A2 Retail and Financial/Professional services | 203 | C | Grid Supplied Electricity | 3 |  | Heating and Natural Ventilation | 2019-04-09 |  | 1 | FALSE | 53.358 | -2.867 | SPM-ESTUARY_COMMERCE_PK_T1_LEEWARD_DR_T1_LEEWARD_DR_T2_SPEKE_HAL | 8087109000 | SP Energy Networks open data (API key): NDP SPM primary-group polygons + Capacity Heatmaps Information Model SPM + LTDS appendices 3/6 + NSHR
167 | 63.1 | DW FITNESS, TRIUMPH WAY | LIVERPOOL | L24 9GQ | Liverpool |  | Leisure Centre And Premises | bigbox | 1 | 3000.56 | 32298 | GIA | 199000 | Estuary Commerce Pk T1 / Leeward Dr T1 / Leeward Dr T2 / Speke Hall Rd T1 / Speke Sky Pk T1 | inside-area | 1.18 | GARSTON GT2 / SPEKE GT3 / WAVERTREE GT1A | LISTER DRIVE | SPM | 21.1 | primary | 21.085 | Green | 30 | 8.915 | thermal | 0 | 0 | 0 | 0 | 19 | GARSTON GT2 / SPEKE GT3 / WAVERTREE GT1A | 54.021 | GREEN | 0 |  |  | 0 | 0 | 0 | 30 |  |  |  |  | Green (Over 5% headroom) | 150446 | 100 | 4.77 | 240 | 45 | 3268354 | [9 empty] | Lister Drive | LISTER DRIVE | 2 | 114 | 114 | 0 | 57 | 20 | 2026-09 | [12 empty] | 53.3561 | -2.8724 | SPM-ESTUARY_COMMERCE_PK_T1_LEEWARD_DR_T1_LEEWARD_DR_T2_SPEKE_HAL | 8527257000 | SP Energy Networks open data (API key): NDP SPM primary-group polygons + Capacity Heatmaps Information Model SPM + LTDS appendices 3/6 + NSHR
168 | 63.1 | UNIT G & H1, THE TRIUMPH CENTRE, SPEKE HALL ROAD | LIVERPOOL | L24 9GB | Liverpool | MATALAN | Retail Warehouse And Premises | bigbox | 1 | 2915.8 | 31385 | GIA | 229000 | Estuary Commerce Pk T1 / Leeward Dr T1 / Leeward Dr T2 / Speke Hall Rd T1 / Speke Sky Pk T1 | inside-area | 1.42 | GARSTON GT2 / SPEKE GT3 / WAVERTREE GT1A | LISTER DRIVE | SPM | 21.1 | primary | 21.085 | Green | 30 | 8.915 | thermal | 0 | 0 | 0 | 0 | 19 | GARSTON GT2 / SPEKE GT3 / WAVERTREE GT1A | 54.021 | GREEN | 0 |  |  | 0 | 0 | 0 | 30 |  |  |  |  | Green (Over 5% headroom) | 150446 | 100 | 4.63 | 262 | 45 | 3269267 | [9 empty] | Lister Drive | LISTER DRIVE | 2 | 114 | 114 | 0 | 57 | 20 | 2026-09 | [12 empty] | 53.358 | -2.867 | SPM-ESTUARY_COMMERCE_PK_T1_LEEWARD_DR_T1_LEEWARD_DR_T2_SPEKE_HAL | 167142000 | SP Energy Networks open data (API key): NDP SPM primary-group polygons + Capacity Heatmaps Information Model SPM + LTDS appendices 3/6 + NSHR
169 | 63.1 | UNIT 3, LANGTON PARK, REGENT ROAD | BOOTLE | L20 1HA | Sefton |  | Warehouse And Premises | industrial | 1 | 10983.3 | 118223 | GIA | 425000 | Bootle Grid T1 / Kelloggs T1 / Pacific Rd T1 / Washington St T1 / Waterloo T1 | inside-area | 0.91 | BOOTLE GT1 / LITHERLAND GT1A | KIRKBY | SPM | 17.3 | primary | 17.262 | Green | 37.5 | 19.812 | thermal | 2.1 | 17.9 | 5.3 | 20 | 12.7 | BOOTLE GT1 / LITHERLAND GT1B | 21.4789 | GREEN | 0 |  |  | 0 | 0 | 0 | 37.5 |  |  |  |  | Green (Over 5% headroom) | 123351 | 100 | 17.45 | 275 | 33 | 1423091 | [9 empty] | Lister Drive | KIRKBY | 4 | 514 | 514 | 400 | 0 | 0 | 2027-08 | [12 empty] | 53.4532 | -3.0072 | SPM-BOOTLE_GRID_T1_KELLOGGS_T1_PACIFIC_RD_T1_WASHINGTON_ST_T1_WA | 12350428000 | SP Energy Networks open data (API key): NDP SPM primary-group polygons + Capacity Heatmaps Information Model SPM + LTDS appendices 3/6 + NSHR
170 | 63.1 | 143, RIMROSE ROAD | BOOTLE | L20 4HN | Sefton | GO OUTDOORS; LIVERPOOL POWER BOATS | Retail Warehouse And Premises; Workshop And Premises | industrial | 3 | 5121.16 | 55124 | GIA | 387000 | Bootle Grid T1 / Kelloggs T1 / Pacific Rd T1 / Washington St T1 / Waterloo T1 | inside-area | 0.94 | BOOTLE GT1 / LITHERLAND GT1A | KIRKBY | SPM | 17.3 | primary | 17.262 | Green | 37.5 | 19.812 | thermal | 2.1 | 17.9 | 5.3 | 20 | 12.7 | BOOTLE GT1 / LITHERLAND GT1B | 21.4789 | GREEN | 0 |  |  | 0 | 0 | 0 | 37.5 |  |  |  |  | Green (Over 5% headroom) | 123351 | 100 | 8.14 | 230 | 33 | 1486190 | [9 empty] | Lister Drive | KIRKBY | 4 | 514 | 514 | 400 | 0 | 0 | 2027-08 | 41078202 | B2 to B7 General Industrial and Special Industrial Groups | 1409 | C | Natural Gas | 3 |  | Heating and Natural Ventilation | 2021-04-20 |  | 1 | FALSE | 53.4535 | -3.0055 | SPM-BOOTLE_GRID_T1_KELLOGGS_T1_PACIFIC_RD_T1_WASHINGTON_ST_T1_WA | 9253959000;3150394000;11094100000 | SP Energy Networks open data (API key): NDP SPM primary-group polygons + Capacity Heatmaps Information Model SPM + LTDS appendices 3/6 + NSHR
171 | 63.1 | UNITS 4C-E, FREEPORT PARK, SEAFORTH CONTAINER TERMINAL | LIVERPOOL | L21 1JD | Sefton |  | Warehouse And Premises | industrial | 1 | 3774.9 | 40633 | GIA | 240000 | Bootle Grid T1 / Kelloggs T1 / Pacific Rd T1 / Washington St T1 / Waterloo T1 | inside-area | 0.88 | BOOTLE GT1 / LITHERLAND GT1A | KIRKBY | SPM | 17.3 | primary | 17.262 | Green | 37.5 | 19.812 | thermal | 2.1 | 17.9 | 5.3 | 20 | 12.7 | BOOTLE GT1 / LITHERLAND GT1B | 21.4789 | GREEN | 0 |  |  | 0 | 0 | 0 | 37.5 |  |  |  |  | Green (Over 5% headroom) | 123351 | 100 | 6 | 94 | 33 | 1500681 | [9 empty] | Lister Drive | KIRKBY | 4 | 514 | 514 | 400 | 0 | 0 | 2027-08 | [12 empty] | 53.4672 | -3.0204 | SPM-BOOTLE_GRID_T1_KELLOGGS_T1_PACIFIC_RD_T1_WASHINGTON_ST_T1_WA | 15093998000 | SP Energy Networks open data (API key): NDP SPM primary-group polygons + Capacity Heatmaps Information Model SPM + LTDS appendices 3/6 + NSHR
172 | 63.1 | WELL LANE | BOOTLE | L20 3BR | Sefton | DAVIES PRODUCTS (LIVERPOOL) LTD | Factory And Premises | industrial | 1 | 3293.38 | 35450 | GIA | 44750 | Bootle Grid T1 / Kelloggs T1 / Pacific Rd T1 / Washington St T1 / Waterloo T1 | inside-area | 2.06 | BOOTLE GT1 / LITHERLAND GT1A | KIRKBY | SPM | 17.3 | primary | 17.262 | Green | 37.5 | 19.812 | thermal | 2.1 | 17.9 | 5.3 | 20 | 12.7 | BOOTLE GT1 / LITHERLAND GT1B | 21.4789 | GREEN | 0 |  |  | 0 | 0 | 0 | 37.5 |  |  |  |  | Green (Over 5% headroom) | 123351 | 100 | 5.23 | 198 | 33 | 1505864 | [9 empty] | Lister Drive | KIRKBY | 4 | 514 | 514 | 400 | 0 | 0 | 2027-08 | [12 empty] | 53.4511 | -2.9862 | SPM-BOOTLE_GRID_T1_KELLOGGS_T1_PACIFIC_RD_T1_WASHINGTON_ST_T1_WA | 407622134 | SP Energy Networks open data (API key): NDP SPM primary-group polygons + Capacity Heatmaps Information Model SPM + LTDS appendices 3/6 + NSHR
173 | 63.1 | 1, CHURCH STREET | BOOTLE | L20 1AF | Sefton | B DUTCH & SON | Warehouse And Premises | industrial | 1 | 3201.31 | 34459 | GIA | 109000 | Bootle Grid T1 / Kelloggs T1 / Pacific Rd T1 / Washington St T1 / Waterloo T1 | inside-area | 1.47 | BOOTLE GT1 / LITHERLAND GT1A | KIRKBY | SPM | 17.3 | primary | 17.262 | Green | 37.5 | 19.812 | thermal | 2.1 | 17.9 | 5.3 | 20 | 12.7 | BOOTLE GT1 / LITHERLAND GT1B | 21.4789 | GREEN | 0 |  |  | 0 | 0 | 0 | 37.5 |  |  |  |  | Green (Over 5% headroom) | 123351 | 100 | 5.09 | 80 | 33 | 1506855 | [9 empty] | Lister Drive | KIRKBY | 4 | 514 | 514 | 400 | 0 | 0 | 2027-08 | 41111749 | Storage or Distribution | 3552 | C | Natural Gas | 3 |  | Heating and Natural Ventilation | 2023-03-17 |  | 1 | FALSE | 53.4486 | -3.0037 | SPM-BOOTLE_GRID_T1_KELLOGGS_T1_PACIFIC_RD_T1_WASHINGTON_ST_T1_WA | 403974134 | SP Energy Networks open data (API key): NDP SPM primary-group polygons + Capacity Heatmaps Information Model SPM + LTDS appendices 3/6 + NSHR
174 | 63.1 | IRLAM ROAD | BOOTLE | L20 4TU | Sefton | E H JONES LTD; MAGNET AUTOS | Factory And Premises; Workshop And Premises | industrial | 2 | 3081.08 | 33164 | GIA | 70250 | Bootle Grid T1 / Kelloggs T1 / Pacific Rd T1 / Washington St T1 / Waterloo T1 | inside-area | 1.13 | BOOTLE GT1 / LITHERLAND GT1A | KIRKBY | SPM | 17.3 | primary | 17.262 | Green | 37.5 | 19.812 | thermal | 2.1 | 17.9 | 5.3 | 20 | 12.7 | BOOTLE GT1 / LITHERLAND GT1B | 21.4789 | GREEN | 0 |  |  | 0 | 0 | 0 | 37.5 |  |  |  |  | Green (Over 5% headroom) | 123351 | 100 | 4.9 | 185 | 33 | 1508150 | [9 empty] | Lister Drive | KIRKBY | 4 | 514 | 514 | 400 | 0 | 0 | 2027-08 | [12 empty] | 53.4534 | -3.0011 | SPM-BOOTLE_GRID_T1_KELLOGGS_T1_PACIFIC_RD_T1_WASHINGTON_ST_T1_WA | 518049134;6564134 | SP Energy Networks open data (API key): NDP SPM primary-group polygons + Capacity Heatmaps Information Model SPM + LTDS appendices 3/6 + NSHR
175 | 63.1 | 2, JUNCTION ROAD | LIVERPOOL | L20 8AD | Liverpool |  | Workshop And Premises | industrial | 1 | 2787 | 29999 | GIA | 198000 | Bootle Grid T1 / Kelloggs T1 / Pacific Rd T1 / Washington St T1 / Waterloo T1 | inside-area | 3.13 | BOOTLE GT1 / LITHERLAND GT1A | KIRKBY | SPM | 17.3 | primary | 17.262 | Green | 37.5 | 19.812 | thermal | 2.1 | 17.9 | 5.3 | 20 | 12.7 | BOOTLE GT1 / LITHERLAND GT1B | 21.4789 | GREEN | 0 |  |  | 0 | 0 | 0 | 37.5 |  |  |  |  | Green (Over 5% headroom) | 123351 | 100 | 4.43 | 125 | 33 | 1511315 | [9 empty] | Lister Drive | KIRKBY | 4 | 514 | 514 | 400 | 0 | 0 | 2027-08 | 38312249 | Storage or Distribution | 3013 | A | Natural Gas | 3 |  | Air Conditioning | 2026-07-22 |  | 1 | FALSE | 53.4349 | -2.9935 | SPM-BOOTLE_GRID_T1_KELLOGGS_T1_PACIFIC_RD_T1_WASHINGTON_ST_T1_WA | 11215696000 | SP Energy Networks open data (API key): NDP SPM primary-group polygons + Capacity Heatmaps Information Model SPM + LTDS appendices 3/6 + NSHR
176 | 63.1 | 15-21, STRAND ROAD | BOOTLE | L20 3HJ | Sefton |  | Warehouse And Premises | industrial | 1 | 2781 | 29934 | GIA | 73500 | Bootle Grid T1 / Kelloggs T1 / Pacific Rd T1 / Washington St T1 / Waterloo T1 | inside-area | 1.79 | BOOTLE GT1 / LITHERLAND GT1A | KIRKBY | SPM | 17.3 | primary | 17.262 | Green | 37.5 | 19.812 | thermal | 2.1 | 17.9 | 5.3 | 20 | 12.7 | BOOTLE GT1 / LITHERLAND GT1B | 21.4789 | GREEN | 0 |  |  | 0 | 0 | 0 | 37.5 |  |  |  |  | Green (Over 5% headroom) | 123351 | 100 | 4.42 | 70 | 33 | 1511380 | [9 empty] | Lister Drive | KIRKBY | 4 | 514 | 514 | 400 | 0 | 0 | 2027-08 | [12 empty] | 53.4528 | -2.9894 | SPM-BOOTLE_GRID_T1_KELLOGGS_T1_PACIFIC_RD_T1_WASHINGTON_ST_T1_WA | 4762381000 | SP Energy Networks open data (API key): NDP SPM primary-group polygons + Capacity Heatmaps Information Model SPM + LTDS appendices 3/6 + NSHR
177 | 63.1 | UNIT 5, FREEPORT PARK, SEAFORTH CONTAINER TERMINAL | LIVERPOOL | L21 1JD | Sefton |  | Warehouse And Premises | industrial | 1 | 2571.39 | 27678 | GIA | 159000 | Bootle Grid T1 / Kelloggs T1 / Pacific Rd T1 / Washington St T1 / Waterloo T1 | inside-area | 0.88 | BOOTLE GT1 / LITHERLAND GT1A | KIRKBY | SPM | 17.3 | primary | 17.262 | Green | 37.5 | 19.812 | thermal | 2.1 | 17.9 | 5.3 | 20 | 12.7 | BOOTLE GT1 / LITHERLAND GT1B | 21.4789 | GREEN | 0 |  |  | 0 | 0 | 0 | 37.5 |  |  |  |  | Green (Over 5% headroom) | 123351 | 100 | 4.09 | 64 | 33 | 1513636 | [9 empty] | Lister Drive | KIRKBY | 4 | 514 | 514 | 400 | 0 | 0 | 2027-08 | [12 empty] | 53.4672 | -3.0204 | SPM-BOOTLE_GRID_T1_KELLOGGS_T1_PACIFIC_RD_T1_WASHINGTON_ST_T1_WA | 15093999000 | SP Energy Networks open data (API key): NDP SPM primary-group polygons + Capacity Heatmaps Information Model SPM + LTDS appendices 3/6 + NSHR
178 | 63.1 | 6, RIMROSE ROAD | BOOTLE | L20 4TX | Sefton |  | Workshop And Premises | industrial | 2 | 2489.8 | 26800 | GIA | 94500 | Bootle Grid T1 / Kelloggs T1 / Pacific Rd T1 / Washington St T1 / Waterloo T1 | inside-area | 1.01 | BOOTLE GT1 / LITHERLAND GT1A | KIRKBY | SPM | 17.3 | primary | 17.262 | Green | 37.5 | 19.812 | thermal | 2.1 | 17.9 | 5.3 | 20 | 12.7 | BOOTLE GT1 / LITHERLAND GT1B | 21.4789 | GREEN | 0 |  |  | 0 | 0 | 0 | 37.5 |  |  |  |  | Green (Over 5% headroom) | 123351 | 100 | 3.96 | 112 | 33 | 1514514 | [9 empty] | Lister Drive | KIRKBY | 4 | 514 | 514 | 400 | 0 | 0 | 2027-08 | [12 empty] | 53.4534 | -3.0038 | SPM-BOOTLE_GRID_T1_KELLOGGS_T1_PACIFIC_RD_T1_WASHINGTON_ST_T1_WA | 395455134;395455134 | SP Energy Networks open data (API key): NDP SPM primary-group polygons + Capacity Heatmaps Information Model SPM + LTDS appendices 3/6 + NSHR
179 | 63.1 | SHEET METAL SERVICES, SANDY ROAD | LIVERPOOL | L21 1AF | Sefton |  | Workshop And Premises | industrial | 1 | 2106.59 | 22675 | GIA | 77500 | Bootle Grid T1 / Kelloggs T1 / Pacific Rd T1 / Washington St T1 / Waterloo T1 | inside-area | 0.83 | BOOTLE GT1 / LITHERLAND GT1A | KIRKBY | SPM | 17.3 | primary | 17.262 | Green | 37.5 | 19.812 | thermal | 2.1 | 17.9 | 5.3 | 20 | 12.7 | BOOTLE GT1 / LITHERLAND GT1B | 21.4789 | GREEN | 0 |  |  | 0 | 0 | 0 | 37.5 |  |  |  |  | Green (Over 5% headroom) | 123351 | 100 | 3.35 | 95 | 33 | 1518639 | [9 empty] | Lister Drive | KIRKBY | 4 | 514 | 514 | 400 | 0 | 0 | 2027-08 | [12 empty] | 53.4678 | -3.0098 | SPM-BOOTLE_GRID_T1_KELLOGGS_T1_PACIFIC_RD_T1_WASHINGTON_ST_T1_WA | 11091181000 | SP Energy Networks open data (API key): NDP SPM primary-group polygons + Capacity Heatmaps Information Model SPM + LTDS appendices 3/6 + NSHR
180 | 63.1 | WAREHOUSE B & C, BALTIC ROAD | BOOTLE | L20 1AW | Sefton |  | Warehouse And Premises | industrial | 1 | 1955.3 | 21047 | GIA | 63500 | Bootle Grid T1 / Kelloggs T1 / Pacific Rd T1 / Washington St T1 / Waterloo T1 | inside-area | 1.37 | BOOTLE GT1 / LITHERLAND GT1A | KIRKBY | SPM | 17.3 | primary | 17.262 | Green | 37.5 | 19.812 | thermal | 2.1 | 17.9 | 5.3 | 20 | 12.7 | BOOTLE GT1 / LITHERLAND GT1B | 21.4789 | GREEN | 0 |  |  | 0 | 0 | 0 | 37.5 |  |  |  |  | Green (Over 5% headroom) | 123351 | 100 | 3.11 | 49 | 33 | 1520267 | [9 empty] | Lister Drive | KIRKBY | 4 | 514 | 514 | 400 | 0 | 0 | 2027-08 | 41210555 | B8 Storage or Distribution | 973 | C | Other | 3 |  | Unconditioned | 2015-08-10 |  | 1 | FALSE | 53.4506 | -3.0009 | SPM-BOOTLE_GRID_T1_KELLOGGS_T1_PACIFIC_RD_T1_WASHINGTON_ST_T1_WA | 13964258000 | SP Energy Networks open data (API key): NDP SPM primary-group polygons + Capacity Heatmaps Information Model SPM + LTDS appendices 3/6 + NSHR
181 | 63.1 | WAREHOUSE A, ATLANTIC ROAD | BOOTLE | L20 1DR | Sefton |  | Warehouse And Premises | industrial | 1 | 1934.86 | 20827 | GIA | 30500 | Bootle Grid T1 / Kelloggs T1 / Pacific Rd T1 / Washington St T1 / Waterloo T1 | inside-area | 1.26 | BOOTLE GT1 / LITHERLAND GT1A | KIRKBY | SPM | 17.3 | primary | 17.262 | Green | 37.5 | 19.812 | thermal | 2.1 | 17.9 | 5.3 | 20 | 12.7 | BOOTLE GT1 / LITHERLAND GT1B | 21.4789 | GREEN | 0 |  |  | 0 | 0 | 0 | 37.5 |  |  |  |  | Green (Over 5% headroom) | 123351 | 100 | 3.07 | 48 | 33 | 1520487 | [9 empty] | Lister Drive | KIRKBY | 4 | 514 | 514 | 400 | 0 | 0 | 2027-08 | 41210552 | B2 to B7 General Industrial and Special Industrial Groups | 924 | E | Grid Supplied Electricity | 3 |  | Heating and Natural Ventilation | 2015-07-03 |  | 0.5 | FALSE | 53.4514 | -3.0019 | SPM-BOOTLE_GRID_T1_KELLOGGS_T1_PACIFIC_RD_T1_WASHINGTON_ST_T1_WA | 397186134 | SP Energy Networks open data (API key): NDP SPM primary-group polygons + Capacity Heatmaps Information Model SPM + LTDS appendices 3/6 + NSHR
182 | 63.1 | REGENT ROAD | BOOTLE | L20 4RD | Sefton | ABAC TANKER CLEANING SERVICES LTD | Tanker Cleaning Depot And Premises | industrial | 1 | 1904.19 | 20497 | GIA | 201000 | Bootle Grid T1 / Kelloggs T1 / Pacific Rd T1 / Washington St T1 / Waterloo T1 | inside-area | 0.63 | BOOTLE GT1 / LITHERLAND GT1A | KIRKBY | SPM | 17.3 | primary | 17.262 | Green | 37.5 | 19.812 | thermal | 2.1 | 17.9 | 5.3 | 20 | 12.7 | BOOTLE GT1 / LITHERLAND GT1B | 21.4789 | GREEN | 0 |  |  | 0 | 0 | 0 | 37.5 |  |  |  |  | Green (Over 5% headroom) | 123351 | 100 | 3.03 | 48 | 33 | 1520817 | [9 empty] | Lister Drive | KIRKBY | 4 | 514 | 514 | 400 | 0 | 0 | 2027-08 | [12 empty] | 53.4554 | -3.0093 | SPM-BOOTLE_GRID_T1_KELLOGGS_T1_PACIFIC_RD_T1_WASHINGTON_ST_T1_WA | 1848200000 | SP Energy Networks open data (API key): NDP SPM primary-group polygons + Capacity Heatmaps Information Model SPM + LTDS appendices 3/6 + NSHR
183 | 63.1 | REGENT WORKS, SEAVIEW ROAD | BOOTLE | L20 4DU | Sefton | VASTRING LTD | Works And Premises | industrial | 1 | 1903.78 | 20492 | GIA | 43250 | Bootle Grid T1 / Kelloggs T1 / Pacific Rd T1 / Washington St T1 / Waterloo T1 | inside-area | 1.08 | BOOTLE GT1 / LITHERLAND GT1A | KIRKBY | SPM | 17.3 | primary | 17.262 | Green | 37.5 | 19.812 | thermal | 2.1 | 17.9 | 5.3 | 20 | 12.7 | BOOTLE GT1 / LITHERLAND GT1B | 21.4789 | GREEN | 0 |  |  | 0 | 0 | 0 | 37.5 |  |  |  |  | Green (Over 5% headroom) | 123351 | 100 | 3.03 | 114 | 33 | 1520822 | [9 empty] | Lister Drive | KIRKBY | 4 | 514 | 514 | 400 | 0 | 0 | 2027-08 | 41210721 | General Industrial and Special Industrial Groups | 1853 | D | Grid Supplied Electricity | 3 |  | Heating and Natural Ventilation | 2026-06-23 |  | 0.67 | FALSE | 53.4539 | -3.0011 | SPM-BOOTLE_GRID_T1_KELLOGGS_T1_PACIFIC_RD_T1_WASHINGTON_ST_T1_WA | 417646134 | SP Energy Networks open data (API key): NDP SPM primary-group polygons + Capacity Heatmaps Information Model SPM + LTDS appendices 3/6 + NSHR
184 | 62.9 | 1A, SENATE BUSINESS PARK, FARRIERS WAY | BOOTLE | L30 4XL | Sefton |  | Factory And Premises | industrial | 1 | 16519.03 | 177809 | GIA | 1080000 | Almonds Turn T1 / Atlantic Complex T1 / Giro T1 / Midland Bank T1 / Netherton T1 | inside-area | 2.23 | AINTREE GT1 / FORMBY GT2A / LITHERLAND GT1B | KIRKBY | SPM | 24.7 | bsp | 25.857 | Green | 37.5 | 11.643 | thermal | 0 | 1.6 | 0 | 1.6 | 22.7 | AINTREE GT1 / FORMBY GT2A / LITHERLAND GT1A | 24.7 | GREEN | 1.5 |  |  | 0 | 0 | 0 | 37.5 |  |  |  |  | Green (Over 5% headroom) | 176114 | 99 | 26.25 | 991 | 27 | 1654707 | [9 empty] | Lister Drive | KIRKBY | 4 | 514 | 514 | 400 | 0 | 0 | 2027-08 | [12 empty] | 53.4741 | -2.9696 | SPM-ALMONDS_TURN_T1_ATLANTIC_COMPLEX_T1_GIRO_T1_MIDLAND_BANK_T1_ | 11764212000 | SP Energy Networks open data (API key): NDP SPM primary-group polygons + Capacity Heatmaps Information Model SPM + LTDS appendices 3/6 + NSHR
185 | 62.9 | FORMER HSBC BANK PLC 51, BRIDLE ROAD | BOOTLE | L30 4XE | Sefton |  | Computer Centre And Premises | office | 1 | 13849 | 149069 | GIA | 78000 | Almonds Turn T1 / Atlantic Complex T1 / Giro T1 / Midland Bank T1 / Netherton T1 | inside-area | 2.44 | AINTREE GT1 / FORMBY GT2A / LITHERLAND GT1B | KIRKBY | SPM | 24.7 | bsp | 25.857 | Green | 37.5 | 11.643 | thermal | 0 | 1.6 | 0 | 1.6 | 22.7 | AINTREE GT1 / FORMBY GT2A / LITHERLAND GT1A | 24.7 | GREEN | 1.5 |  |  | 0 | 0 | 0 | 37.5 |  |  |  |  | Green (Over 5% headroom) | 176114 | 100 | 22.01 | 969 | 27 | 1683447 | [9 empty] | Lister Drive | KIRKBY | 4 | 514 | 514 | 400 | 0 | 0 | 2027-08 | [12 empty] | 53.4724 | -2.9683 | SPM-ALMONDS_TURN_T1_ATLANTIC_COMPLEX_T1_GIRO_T1_MIDLAND_BANK_T1_ | 13693141000 | SP Energy Networks open data (API key): NDP SPM primary-group polygons + Capacity Heatmaps Information Model SPM + LTDS appendices 3/6 + NSHR
186 | 62.9 | MERSEYSIDE FIRE & CIVIL AUTHORITY, BRIDLE ROAD | BOOTLE | L30 4XQ | Sefton |  | Offices And Premises | office | 1 | 6989.93 | 75239 | NIA | 545000 | Almonds Turn T1 / Atlantic Complex T1 / Giro T1 / Midland Bank T1 / Netherton T1 | inside-area | 2.47 | AINTREE GT1 / FORMBY GT2A / LITHERLAND GT1B | KIRKBY | SPM | 24.7 | bsp | 25.857 | Green | 37.5 | 11.643 | thermal | 0 | 1.6 | 0 | 1.6 | 22.7 | AINTREE GT1 / FORMBY GT2A / LITHERLAND GT1A | 24.7 | GREEN | 1.5 |  |  | 0 | 0 | 0 | 37.5 |  |  |  |  | Green (Over 5% headroom) | 176114 | 100 | 11.11 | 489 | 27 | 1757277 | [9 empty] | Lister Drive | KIRKBY | 4 | 514 | 514 | 400 | 0 | 0 | 2027-08 | [12 empty] | 53.4724 | -2.9672 | SPM-ALMONDS_TURN_T1_ATLANTIC_COMPLEX_T1_GIRO_T1_MIDLAND_BANK_T1_ | 11945640000 | SP Energy Networks open data (API key): NDP SPM primary-group polygons + Capacity Heatmaps Information Model SPM + LTDS appendices 3/6 + NSHR
187 | 62.9 | SHOP DIRECT, PARK LANE | BOOTLE | L68 1AA | Sefton |  | Offices And Premises | office | 1 | 6634.86 | 71417 | NIA | 525000 | Almonds Turn T1 / Atlantic Complex T1 / Giro T1 / Midland Bank T1 / Netherton T1 | inside-area | 2.66 | AINTREE GT1 / FORMBY GT2A / LITHERLAND GT1B | KIRKBY | SPM | 24.7 | bsp | 25.857 | Green | 37.5 | 11.643 | thermal | 0 | 1.6 | 0 | 1.6 | 22.7 | AINTREE GT1 / FORMBY GT2A / LITHERLAND GT1A | 24.7 | GREEN | 1.5 |  |  | 0 | 0 | 0 | 37.5 |  |  |  |  | Green (Over 5% headroom) | 176114 | 100 | 10.54 | 464 | 27 | 1761099 | [9 empty] | Lister Drive | KIRKBY | 4 | 514 | 514 | 400 | 0 | 0 | 2027-08 | [12 empty] | 53.4731 | -2.9607 | SPM-ALMONDS_TURN_T1_ATLANTIC_COMPLEX_T1_GIRO_T1_MIDLAND_BANK_T1_ | 9085239000 | SP Energy Networks open data (API key): NDP SPM primary-group polygons + Capacity Heatmaps Information Model SPM + LTDS appendices 3/6 + NSHR
188 | 62.9 | UNITS 7C 8A & 8B, MERSEY REACH PARK, GALGATE DRIVE | BOOTLE | L30 6AD | Sefton |  | Warehouse And Premises | industrial | 1 | 1665 | 17922 | GIA | 140000 | Almonds Turn T1 / Atlantic Complex T1 / Giro T1 / Midland Bank T1 / Netherton T1 | inside-area | 1.84 | AINTREE GT1 / FORMBY GT2A / LITHERLAND GT1B | KIRKBY | SPM | 24.7 | bsp | 25.857 | Green | 37.5 | 11.643 | thermal | 0 | 1.6 | 0 | 1.6 | 22.7 | AINTREE GT1 / FORMBY GT2A / LITHERLAND GT1A | 24.7 | GREEN | 1.5 |  |  | 0 | 0 | 0 | 37.5 |  |  |  |  | Green (Over 5% headroom) | 176114 | 100 | 2.65 | 42 | 27 | 1814594 | [9 empty] | Lister Drive | KIRKBY | 4 | 514 | 514 | 400 | 0 | 0 | 2027-08 | 41237921 | B8 Storage or Distribution | 577 | B | Grid Supplied Electricity | 4 |  | Heating and Natural Ventilation | 2022-03-14 |  | 1 | FALSE | 53.4821 | -2.9635 | SPM-ALMONDS_TURN_T1_ATLANTIC_COMPLEX_T1_GIRO_T1_MIDLAND_BANK_T1_ | 14730771000 | SP Energy Networks open data (API key): NDP SPM primary-group polygons + Capacity Heatmaps Information Model SPM + LTDS appendices 3/6 + NSHR
189 | 62.9 | UNIT B, BRIDLE ROAD | BOOTLE | L30 4UG | Sefton | ADAMS SELF STORE | Warehouse And Premises | industrial | 1 | 1642.01 | 17674 | GIA | 50500 | Almonds Turn T1 / Atlantic Complex T1 / Giro T1 / Midland Bank T1 / Netherton T1 | inside-area | 2.6 | AINTREE GT1 / FORMBY GT2A / LITHERLAND GT1B | KIRKBY | SPM | 24.7 | bsp | 25.857 | Green | 37.5 | 11.643 | thermal | 0 | 1.6 | 0 | 1.6 | 22.7 | AINTREE GT1 / FORMBY GT2A / LITHERLAND GT1A | 24.7 | GREEN | 1.5 |  |  | 0 | 0 | 0 | 37.5 |  |  |  |  | Green (Over 5% headroom) | 176114 | 100 | 2.61 | 41 | 27 | 1814842 | [9 empty] | Lister Drive | KIRKBY | 4 | 514 | 514 | 400 | 0 | 0 | 2027-08 | 41207132 | B2 to B7 General Industrial and Special Industrial Groups | 3145 | C | Natural Gas | 3 |  | Heating and Natural Ventilation | 2014-02-02 |  | 1 | FALSE | 53.4717 | -2.9655 | SPM-ALMONDS_TURN_T1_ATLANTIC_COMPLEX_T1_GIRO_T1_MIDLAND_BANK_T1_ | 4299632000 | SP Energy Networks open data (API key): NDP SPM primary-group polygons + Capacity Heatmaps Information Model SPM + LTDS appendices 3/6 + NSHR
190 | 62.9 | MSP HOUSE, BRIDLE WAY | BOOTLE | L30 4UA | Sefton |  | Warehouse And Training Centre And Premises | industrial | 1 | 1380.77 | 14862 | GIA | 51000 | Almonds Turn T1 / Atlantic Complex T1 / Giro T1 / Midland Bank T1 / Netherton T1 | inside-area | 2.71 | AINTREE GT1 / FORMBY GT2A / LITHERLAND GT1B | KIRKBY | SPM | 24.7 | bsp | 25.857 | Green | 37.5 | 11.643 | thermal | 0 | 1.6 | 0 | 1.6 | 22.7 | AINTREE GT1 / FORMBY GT2A / LITHERLAND GT1A | 24.7 | GREEN | 1.5 |  |  | 0 | 0 | 0 | 37.5 |  |  |  |  | Green (Over 5% headroom) | 176114 | 100 | 2.19 | 35 | 27 | 1817654 | [9 empty] | Lister Drive | KIRKBY | 4 | 514 | 514 | 400 | 0 | 0 | 2027-08 | 41218019 | B2 to B7 General Industrial and Special Industrial Groups | 2971 | D | Natural Gas | 3 |  | Heating and Natural Ventilation | 2012-05-18 |  | 0.5 | FALSE | 53.4706 | -2.9651 | SPM-ALMONDS_TURN_T1_ATLANTIC_COMPLEX_T1_GIRO_T1_MIDLAND_BANK_T1_ | 13020002000 | SP Energy Networks open data (API key): NDP SPM primary-group polygons + Capacity Heatmaps Information Model SPM + LTDS appendices 3/6 + NSHR
191 | 62.9 | NORTH WEST TRUCKS, WAKEFIELD ROAD | BOOTLE | L30 6TA | Sefton |  | Warehouse And Premises | industrial | 1 | 1338.81 | 14411 | GIA | 49000 | Almonds Turn T1 / Atlantic Complex T1 / Giro T1 / Midland Bank T1 / Netherton T1 | inside-area | 1.65 | AINTREE GT1 / FORMBY GT2A / LITHERLAND GT1B | KIRKBY | SPM | 24.7 | bsp | 25.857 | Green | 37.5 | 11.643 | thermal | 0 | 1.6 | 0 | 1.6 | 22.7 | AINTREE GT1 / FORMBY GT2A / LITHERLAND GT1A | 24.7 | GREEN | 1.5 |  |  | 0 | 0 | 0 | 37.5 |  |  |  |  | Green (Over 5% headroom) | 176114 | 100 | 2.13 | 33 | 27 | 1818105 | [9 empty] | Lister Drive | KIRKBY | 4 | 514 | 514 | 400 | 0 | 0 | 2027-08 | 41232348 | B1 Offices and Workshop businesses | 389 | C | Natural Gas | 3 |  | Heating and Natural Ventilation | 2012-09-10 |  | 0.5 | FALSE | 53.4835 | -2.9655 | SPM-ALMONDS_TURN_T1_ATLANTIC_COMPLEX_T1_GIRO_T1_MIDLAND_BANK_T1_ | 9982002000 | SP Energy Networks open data (API key): NDP SPM primary-group polygons + Capacity Heatmaps Information Model SPM + LTDS appendices 3/6 + NSHR
192 | 62.9 | 1, OLYMPIC WAY | BOOTLE | L30 1RD | Sefton |  | Factory And Premises | industrial | 1 | 1336.12 | 14382 | GIA | 69500 | Almonds Turn T1 / Atlantic Complex T1 / Giro T1 / Midland Bank T1 / Netherton T1 | inside-area | 2.86 | AINTREE GT1 / FORMBY GT2A / LITHERLAND GT1B | KIRKBY | SPM | 24.7 | bsp | 25.857 | Green | 37.5 | 11.643 | thermal | 0 | 1.6 | 0 | 1.6 | 22.7 | AINTREE GT1 / FORMBY GT2A / LITHERLAND GT1A | 24.7 | GREEN | 1.5 |  |  | 0 | 0 | 0 | 37.5 |  |  |  |  | Green (Over 5% headroom) | 176114 | 100 | 2.12 | 80 | 27 | 1818134 | [9 empty] | Lister Drive | KIRKBY | 4 | 514 | 514 | 400 | 0 | 0 | 2027-08 | 41113172 | Offices and Workshop Businesses | 1431 | C | Natural Gas | 3 |  | Heating and Natural Ventilation | 2023-04-21 |  | 1 | FALSE | 53.4722 | -2.958 | SPM-ALMONDS_TURN_T1_ATLANTIC_COMPLEX_T1_GIRO_T1_MIDLAND_BANK_T1_ | 137746000 | SP Energy Networks open data (API key): NDP SPM primary-group polygons + Capacity Heatmaps Information Model SPM + LTDS appendices 3/6 + NSHR
193 | 62.9 | UNITS 2A & 2B, PRIORITY SITES BUSINESS PARK, VESTY ROAD | BOOTLE | L30 1NY | Sefton |  | Workshop And Premises | industrial | 1 | 1158.6 | 12471 | GIA | 73500 | Almonds Turn T1 / Atlantic Complex T1 / Giro T1 / Midland Bank T1 / Netherton T1 | inside-area | 2.71 | AINTREE GT1 / FORMBY GT2A / LITHERLAND GT1B | KIRKBY | SPM | 24.7 | bsp | 25.857 | Green | 37.5 | 11.643 | thermal | 0 | 1.6 | 0 | 1.6 | 22.7 | AINTREE GT1 / FORMBY GT2A / LITHERLAND GT1A | 24.7 | GREEN | 1.5 |  |  | 0 | 0 | 0 | 37.5 |  |  |  |  | Green (Over 5% headroom) | 176114 | 100 | 1.84 | 52 | 27 | 1820045 | [9 empty] | Lister Drive | KIRKBY | 4 | 514 | 514 | 400 | 0 | 0 | 2027-08 | 41227320 | B8 Storage or Distribution | 1463 | C | Natural Gas | 3 |  | Heating and Natural Ventilation | 2019-05-17 |  | 1 | FALSE | 53.4717 | -2.9625 | SPM-ALMONDS_TURN_T1_ATLANTIC_COMPLEX_T1_GIRO_T1_MIDLAND_BANK_T1_ | 8913599000 | SP Energy Networks open data (API key): NDP SPM primary-group polygons + Capacity Heatmaps Information Model SPM + LTDS appendices 3/6 + NSHR
194 | 62.9 | UNIT 6D & 7A, MERSEY REACH PARK, GALGATE DRIVE | BOOTLE | L30 6AD | Sefton |  | Warehouse And Premises | industrial | 1 | 1141 | 12282 | GIA | 96000 | Almonds Turn T1 / Atlantic Complex T1 / Giro T1 / Midland Bank T1 / Netherton T1 | inside-area | 1.84 | AINTREE GT1 / FORMBY GT2A / LITHERLAND GT1B | KIRKBY | SPM | 24.7 | bsp | 25.857 | Green | 37.5 | 11.643 | thermal | 0 | 1.6 | 0 | 1.6 | 22.7 | AINTREE GT1 / FORMBY GT2A / LITHERLAND GT1A | 24.7 | GREEN | 1.5 |  |  | 0 | 0 | 0 | 37.5 |  |  |  |  | Green (Over 5% headroom) | 176114 | 100 | 1.81 | 29 | 27 | 1820234 | [9 empty] | Lister Drive | KIRKBY | 4 | 514 | 514 | 400 | 0 | 0 | 2027-08 | 41237917 | B8 Storage or Distribution | 634 | B | Grid Supplied Electricity | 4 |  | Heating and Natural Ventilation | 2022-03-14 |  | 1 | FALSE | 53.4821 | -2.9635 | SPM-ALMONDS_TURN_T1_ATLANTIC_COMPLEX_T1_GIRO_T1_MIDLAND_BANK_T1_ | 15037544000 | SP Energy Networks open data (API key): NDP SPM primary-group polygons + Capacity Heatmaps Information Model SPM + LTDS appendices 3/6 + NSHR
195 | 62.9 | UNITS 18-21, SEFTON BUSINESS PARK, OLYMPIC WAY | BOOTLE | L30 1RD | Sefton |  | Workshop And Premises | industrial | 1 | 1053.38 | 11338 | GIA | 73000 | Almonds Turn T1 / Atlantic Complex T1 / Giro T1 / Midland Bank T1 / Netherton T1 | inside-area | 2.86 | AINTREE GT1 / FORMBY GT2A / LITHERLAND GT1B | KIRKBY | SPM | 24.7 | bsp | 25.857 | Green | 37.5 | 11.643 | thermal | 0 | 1.6 | 0 | 1.6 | 22.7 | AINTREE GT1 / FORMBY GT2A / LITHERLAND GT1A | 24.7 | GREEN | 1.5 |  |  | 0 | 0 | 0 | 37.5 |  |  |  |  | Green (Over 5% headroom) | 176114 | 100 | 1.67 | 47 | 27 | 1821178 | [9 empty] | Lister Drive | KIRKBY | 4 | 514 | 514 | 400 | 0 | 0 | 2027-08 | 41125827 | B1 Offices and Workshop businesses | 549 | D | Natural Gas | 3 |  | Heating and Natural Ventilation | 2022-03-15 |  | 0.67 | FALSE | 53.4722 | -2.958 | SPM-ALMONDS_TURN_T1_ATLANTIC_COMPLEX_T1_GIRO_T1_MIDLAND_BANK_T1_ | 13625323000 | SP Energy Networks open data (API key): NDP SPM primary-group polygons + Capacity Heatmaps Information Model SPM + LTDS appendices 3/6 + NSHR
196 | 62.7 | NR MOTIVE POWER SHEDS, SALTNEY FERRY ROAD | CHESTER | CH4 0BN | Flintshire | P DOBBIN (CHESTER) LTD | Scrap Metal Depot & Premises | industrial | 1 | 12141 | 130685 | OTH | 46250 | Herons Way T1 / Lache T1 / Mbna T1 / Smfs Kingsmeadow T1 | inside-area | 3.9 | CHESTER MAIN GT4 / CRANE BANK GT1 / GUILDEN SUTTON GT1 / SALTNEY G2A | CAPENHURST | SPM | 17 | primary | 17.012 | Green | 30 | 10.843 | thermal | 8.6 | 0.3 | 0.3 | 8.9 | 17.3 | CHESTER MAIN GT4 / CRANE BANK GT1 / GUILDEN SUTTON GT1 / SALTNEY G2A | 31.649 | GREEN | 39.8 |  |  | 0 | 0 | 0 | 30 |  |  |  |  | Green (Over 5% headroom) | 121212 | 93 | 19.29 | 304 | 15 | 842852 | [9 empty] | Capenhurst | CAPENHURST | 4 | 896.6 | 896.6 | 0 | 0 | 304 | 2029-10 | 200002940221 | Storage or Distribution | 4852 | B | Natural Gas | 3 |  | Heating and Natural Ventilation | 2026-06-24 |  | 0.67 | FALSE | 53.1778 | -2.9453 | SPM-HERONS_WAY_T1_LACHE_T1_MBNA_T1_SMFS_KINGSMEADOW_T1 | 144502206 | SP Energy Networks open data (API key): NDP SPM primary-group polygons + Capacity Heatmaps Information Model SPM + LTDS appendices 3/6 + NSHR
197 | 62.7 | GND FLR 1 LAKESIDE, CHESTER BUSINESS PARK, WREXHAM ROAD | CHESTER | CH4 9QT | Cheshire West And Chester |  | Warehouse And Premises | industrial | 1 | 6371.79 | 68585 | GIA | 337500 | Herons Way T1 / Lache T1 / Mbna T1 / Smfs Kingsmeadow T1 | inside-area | 0.53 | CHESTER MAIN GT4 / CRANE BANK GT1 / GUILDEN SUTTON GT1 / SALTNEY G2A | CAPENHURST | SPM | 17 | primary | 17.012 | Green | 30 | 10.843 | thermal | 8.6 | 0.3 | 0.3 | 8.9 | 17.3 | CHESTER MAIN GT4 / CRANE BANK GT1 / GUILDEN SUTTON GT1 / SALTNEY G2A | 31.649 | GREEN | 39.8 |  |  | 0 | 0 | 0 | 30 |  |  |  |  | Green (Over 5% headroom) | 121212 | 100 | 10.13 | 159 | 15 | 904952 | [9 empty] | Capenhurst | CAPENHURST | 4 | 896.6 | 896.6 | 0 | 0 | 304 | 2029-10 | 10093486711 | B1 Offices and Workshop businesses | 1984 | B | Grid Supplied Electricity | 4 |  | Air Conditioning | 2017-12-18 |  | 0.5 | FALSE | 53.1586 | -2.9025 | SPM-HERONS_WAY_T1_LACHE_T1_MBNA_T1_SMFS_KINGSMEADOW_T1 | 15114031000 | SP Energy Networks open data (API key): NDP SPM primary-group polygons + Capacity Heatmaps Information Model SPM + LTDS appendices 3/6 + NSHR
198 | 62.7 | PROJECT 7, DOCK ROAD | LIVERPOOL | L19 2JR | Liverpool |  | Warehouse And Premises | industrial | 1 | 5564.4 | 59895 | GIA | 230000 | Aigburth Vale T1 / Ivy Ave T1 / Mather Ave T1 / Mossley Hill T1 / Wavertree T1 | inside-area | 2.87 | GARSTON GT2 / SPEKE GT3 / WAVERTREE GT1A | LISTER DRIVE | SPM | 17 | primary | 17.042 | Green | 37.5 | 18.823 | thermal | 8.2 | 6.8 | 0 | 15 | 14.8 | GARSTON GT2 / SPEKE GT3 / WAVERTREE GT1A | 54.021 | GREEN | 0 |  |  | 0 | 0 | 0 | 37.5 |  |  |  |  | Green (Over 5% headroom) | 121212 | 100 | 8.84 | 139 | 7 | 183337 | [9 empty] | Lister Drive | LISTER DRIVE | 2 | 114 | 114 | 0 | 57 | 20 | 2026-09 | [12 empty] | 53.3509 | -2.9053 | SPM-AIGBURTH_VALE_T1_IVY_AVE_T1_MATHER_AVE_T1_MOSSLEY_HILL_T1_WA | 14189456000 | SP Energy Networks open data (API key): NDP SPM primary-group polygons + Capacity Heatmaps Information Model SPM + LTDS appendices 3/6 + NSHR
199 | 62.7 | BEDSDIRECT WAREHOUSE OFF, FLINT ROAD | CHESTER | CH4 0BN | Flintshire |  | Warehouse And Premises | industrial | 1 | 4823 | 51914 | GIA | 75500 | Herons Way T1 / Lache T1 / Mbna T1 / Smfs Kingsmeadow T1 | inside-area | 3.9 | CHESTER MAIN GT4 / CRANE BANK GT1 / GUILDEN SUTTON GT1 / SALTNEY G2A | CAPENHURST | SPM | 17 | primary | 17.012 | Green | 30 | 10.843 | thermal | 8.6 | 0.3 | 0.3 | 8.9 | 17.3 | CHESTER MAIN GT4 / CRANE BANK GT1 / GUILDEN SUTTON GT1 / SALTNEY G2A | 31.649 | GREEN | 39.8 |  |  | 0 | 0 | 0 | 30 |  |  |  |  | Green (Over 5% headroom) | 121212 | 100 | 7.66 | 121 | 15 | 921623 | [9 empty] | Capenhurst | CAPENHURST | 4 | 896.6 | 896.6 | 0 | 0 | 304 | 2029-10 | [12 empty] | 53.1778 | -2.9453 | SPM-HERONS_WAY_T1_LACHE_T1_MBNA_T1_SMFS_KINGSMEADOW_T1 | 6935159000 | SP Energy Networks open data (API key): NDP SPM primary-group polygons + Capacity Heatmaps Information Model SPM + LTDS appendices 3/6 + NSHR
200 | 62.7 | 74-82, ROSE LANE | LIVERPOOL | L18 8AG | Liverpool |  | Warehouse And Premises | industrial | 1 | 2398.27 | 25815 | GIA | 51000 | Aigburth Vale T1 / Ivy Ave T1 / Mather Ave T1 / Mossley Hill T1 / Wavertree T1 | inside-area | 0.53 | GARSTON GT2 / SPEKE GT3 / WAVERTREE GT1A | LISTER DRIVE | SPM | 17 | primary | 17.042 | Green | 37.5 | 18.823 | thermal | 8.2 | 6.8 | 0 | 15 | 14.8 | GARSTON GT2 / SPEKE GT3 / WAVERTREE GT1A | 54.021 | GREEN | 0 |  |  | 0 | 0 | 0 | 37.5 |  |  |  |  | Green (Over 5% headroom) | 121212 | 100 | 3.81 | 60 | 7 | 217417 | [9 empty] | Lister Drive | LISTER DRIVE | 2 | 114 | 114 | 0 | 57 | 20 | 2026-09 | [12 empty] | 53.3787 | -2.9161 | SPM-AIGBURTH_VALE_T1_IVY_AVE_T1_MATHER_AVE_T1_MOSSLEY_HILL_T1_WA | 399976134 | SP Energy Networks open data (API key): NDP SPM primary-group polygons + Capacity Heatmaps Information Model SPM + LTDS appendices 3/6 + NSHR
201 | 62.7 | R/O 201-233, ST MARYS ROAD | LIVERPOOL | L19 0NE | Liverpool |  | Warehouse And Premises | industrial | 1 | 2387.48 | 25699 | GIA | 59000 | Aigburth Vale T1 / Ivy Ave T1 / Mather Ave T1 / Mossley Hill T1 / Wavertree T1 | inside-area | 2.04 | GARSTON GT2 / SPEKE GT3 / WAVERTREE GT1A | LISTER DRIVE | SPM | 17 | primary | 17.042 | Green | 37.5 | 18.823 | thermal | 8.2 | 6.8 | 0 | 15 | 14.8 | GARSTON GT2 / SPEKE GT3 / WAVERTREE GT1A | 54.021 | GREEN | 0 |  |  | 0 | 0 | 0 | 37.5 |  |  |  |  | Green (Over 5% headroom) | 121212 | 100 | 3.79 | 60 | 7 | 217533 | [9 empty] | Lister Drive | LISTER DRIVE | 2 | 114 | 114 | 0 | 57 | 20 | 2026-09 | [12 empty] | 53.3584 | -2.9083 | SPM-AIGBURTH_VALE_T1_IVY_AVE_T1_MATHER_AVE_T1_MOSSLEY_HILL_T1_WA | 393177134 | SP Energy Networks open data (API key): NDP SPM primary-group polygons + Capacity Heatmaps Information Model SPM + LTDS appendices 3/6 + NSHR
202 | 62.5 | UNIT 33 GREYHOUND RETAIL PARK, GREYHOUND PARK ROAD | CHESTER | CH1 4QG | Cheshire West And Chester |  | Superstore And Premises | bigbox | 1 | 7114 | 76574 | GIA | 1290000 | Blacon T1 / Cocoa Barry T1 / Crane Bank T1 / Knutsford Way T1 / Tower Wharf T1 | inside-area | 0.3 | CHESTER MAIN GT4 / CRANE BANK GT1 / GUILDEN SUTTON GT1 / SALTNEY G2A | CAPENHURST | SPM | 20.6 | primary | 20.5888 | Green | 37.5 | 16.6932 | thermal | 1.3 | 4.8 | 1.5 | 6.1 | 17.1 | CHESTER MAIN GT4 / CRANE BANK GT1 / GUILDEN SUTTON GT1 / SALTNEY G2A | 31.649 | GREEN | 39.8 |  |  | 0 | 0 | 0 | 37.5 |  |  |  |  | Green (Over 5% headroom) | 146881 | 100 | 11.3 | 640 | 47 | 1870947 | [9 empty] | Capenhurst | CAPENHURST | 4 | 896.6 | 896.6 | 0 | 0 | 304 | 2029-10 | 200000987293 | A1/A2 Retail and Financial/Professional services | 7013 | A | Grid Supplied Electricity | 5 | 2 | Air Conditioning | 2014-11-10 |  | 0.67 | FALSE | 53.1969 | -2.9144 | SPM-BLACON_T1_COCOA_BARRY_T1_CRANE_BANK_T1_KNUTSFORD_WAY_T1_TOWE | 14180513000 | SP Energy Networks open data (API key): NDP SPM primary-group polygons + Capacity Heatmaps Information Model SPM + LTDS appendices 3/6 + NSHR
203 | 62.5 | INCHCAPE JAGUAR LAND ROVER CHESTER, SEALAND ROAD | CHESTER | CH1 4LD | Cheshire West And Chester |  | Car Showroom And Premises | bigbox | 1 | 5924.52 | 63771 | GIA | 780000 | Blacon T1 / Cocoa Barry T1 / Crane Bank T1 / Knutsford Way T1 / Tower Wharf T1 | inside-area | 0.56 | CHESTER MAIN GT4 / CRANE BANK GT1 / GUILDEN SUTTON GT1 / SALTNEY G2A | CAPENHURST | SPM | 20.6 | primary | 20.5888 | Green | 37.5 | 16.6932 | thermal | 1.3 | 4.8 | 1.5 | 6.1 | 17.1 | CHESTER MAIN GT4 / CRANE BANK GT1 / GUILDEN SUTTON GT1 / SALTNEY G2A | 31.649 | GREEN | 39.8 |  |  | 0 | 0 | 0 | 37.5 |  |  |  |  | Green (Over 5% headroom) | 146881 | 100 | 9.41 | 533 | 47 | 1883750 | [9 empty] | Capenhurst | CAPENHURST | 4 | 896.6 | 896.6 | 0 | 0 | 304 | 2029-10 | 200000990163 | Retail/Financial and Professional Services | 5704 | B | Natural Gas | 4 |  | Heating and Natural Ventilation | 2026-03-27 |  | 1 | FALSE | 53.195 | -2.9086 | SPM-BLACON_T1_COCOA_BARRY_T1_CRANE_BANK_T1_KNUTSFORD_WAY_T1_TOWE | 11772062000 | SP Energy Networks open data (API key): NDP SPM primary-group polygons + Capacity Heatmaps Information Model SPM + LTDS appendices 3/6 + NSHR
204 | 62.5 | STOKERS LTD, SEALAND ROAD | CHESTER | CH1 4LT | Cheshire West And Chester |  | Retail Warehouse And Premises | bigbox | 1 | 4822 | 51904 | GIA | 635000 | Blacon T1 / Cocoa Barry T1 / Crane Bank T1 / Knutsford Way T1 / Tower Wharf T1 | inside-area | 0.24 | CHESTER MAIN GT4 / CRANE BANK GT1 / GUILDEN SUTTON GT1 / SALTNEY G2A | CAPENHURST | SPM | 20.6 | primary | 20.5888 | Green | 37.5 | 16.6932 | thermal | 1.3 | 4.8 | 1.5 | 6.1 | 17.1 | CHESTER MAIN GT4 / CRANE BANK GT1 / GUILDEN SUTTON GT1 / SALTNEY G2A | 31.649 | GREEN | 39.8 |  |  | 0 | 0 | 0 | 37.5 |  |  |  |  | Green (Over 5% headroom) | 146881 | 100 | 7.66 | 434 | 47 | 1895617 | [9 empty] | Capenhurst | CAPENHURST | 4 | 896.6 | 896.6 | 0 | 0 | 304 | 2029-10 | [12 empty] | 53.1926 | -2.9165 | SPM-BLACON_T1_COCOA_BARRY_T1_CRANE_BANK_T1_KNUTSFORD_WAY_T1_TOWE | 7800306000 | SP Energy Networks open data (API key): NDP SPM primary-group polygons + Capacity Heatmaps Information Model SPM + LTDS appendices 3/6 + NSHR
205 | 62.5 | TESCO, HARTFORD WAY | CHESTER | CH1 4NT | Cheshire West And Chester |  | Superstore And Premises | bigbox | 1 | 4507.6 | 48519 | GIA | 785000 | Blacon T1 / Cocoa Barry T1 / Crane Bank T1 / Knutsford Way T1 / Tower Wharf T1 | inside-area | 0.28 | CHESTER MAIN GT4 / CRANE BANK GT1 / GUILDEN SUTTON GT1 / SALTNEY G2A | CAPENHURST | SPM | 20.6 | primary | 20.5888 | Green | 37.5 | 16.6932 | thermal | 1.3 | 4.8 | 1.5 | 6.1 | 17.1 | CHESTER MAIN GT4 / CRANE BANK GT1 / GUILDEN SUTTON GT1 / SALTNEY G2A | 31.649 | GREEN | 39.8 |  |  | 0 | 0 | 0 | 37.5 |  |  |  |  | Green (Over 5% headroom) | 146881 | 100 | 7.16 | 406 | 47 | 1899002 | [9 empty] | Capenhurst | CAPENHURST | 4 | 896.6 | 896.6 | 0 | 0 | 304 | 2029-10 | 200000835987 | A1/A2 Retail and Financial/Professional services | 3935 | C | Natural Gas | 3 |  | Air Conditioning | 2020-09-02 |  | 1 | FALSE | 53.1935 | -2.9133 | SPM-BLACON_T1_COCOA_BARRY_T1_CRANE_BANK_T1_KNUTSFORD_WAY_T1_TOWE | 9330519000 | SP Energy Networks open data (API key): NDP SPM primary-group polygons + Capacity Heatmaps Information Model SPM + LTDS appendices 3/6 + NSHR
206 | 62.5 | INCHCAPE VW, SEALAND ROAD | CHESTER | CH1 4LD | Cheshire West And Chester |  | Car Showroom And Premises | bigbox | 1 | 4427.5 | 47657 | GIA | 475000 | Blacon T1 / Cocoa Barry T1 / Crane Bank T1 / Knutsford Way T1 / Tower Wharf T1 | inside-area | 0.56 | CHESTER MAIN GT4 / CRANE BANK GT1 / GUILDEN SUTTON GT1 / SALTNEY G2A | CAPENHURST | SPM | 20.6 | primary | 20.5888 | Green | 37.5 | 16.6932 | thermal | 1.3 | 4.8 | 1.5 | 6.1 | 17.1 | CHESTER MAIN GT4 / CRANE BANK GT1 / GUILDEN SUTTON GT1 / SALTNEY G2A | 31.649 | GREEN | 39.8 |  |  | 0 | 0 | 0 | 37.5 |  |  |  |  | Green (Over 5% headroom) | 146881 | 100 | 7.04 | 398 | 47 | 1899864 | [9 empty] | Capenhurst | CAPENHURST | 4 | 896.6 | 896.6 | 0 | 0 | 304 | 2029-10 | [12 empty] | 53.195 | -2.9086 | SPM-BLACON_T1_COCOA_BARRY_T1_CRANE_BANK_T1_KNUTSFORD_WAY_T1_TOWE | 8943568000 | SP Energy Networks open data (API key): NDP SPM primary-group polygons + Capacity Heatmaps Information Model SPM + LTDS appendices 3/6 + NSHR
207 | 62.5 | UNIT 7, OLD SEALS WAY | CHESTER | CH1 4RY | Cheshire West And Chester |  | Retail Warehouse And Premises | bigbox | 1 | 3543 | 38136 | GIA | 432500 | Blacon T1 / Cocoa Barry T1 / Crane Bank T1 / Knutsford Way T1 / Tower Wharf T1 | inside-area | 0.5 | CHESTER MAIN GT4 / CRANE BANK GT1 / GUILDEN SUTTON GT1 / SALTNEY G2A | CAPENHURST | SPM | 20.6 | primary | 20.5888 | Green | 37.5 | 16.6932 | thermal | 1.3 | 4.8 | 1.5 | 6.1 | 17.1 | CHESTER MAIN GT4 / CRANE BANK GT1 / GUILDEN SUTTON GT1 / SALTNEY G2A | 31.649 | GREEN | 39.8 |  |  | 0 | 0 | 0 | 37.5 |  |  |  |  | Green (Over 5% headroom) | 146881 | 100 | 5.63 | 319 | 47 | 1909385 | [9 empty] | Capenhurst | CAPENHURST | 4 | 896.6 | 896.6 | 0 | 0 | 304 | 2029-10 | 200000835424 | Retail/Financial and Professional Services | 3070 | A | Grid Supplied Electricity | 3 | 1 | Air Conditioning | 2022-10-03 |  | 1 | FALSE | 53.1964 | -2.9101 | SPM-BLACON_T1_COCOA_BARRY_T1_CRANE_BANK_T1_KNUTSFORD_WAY_T1_TOWE | 293127132 | SP Energy Networks open data (API key): NDP SPM primary-group polygons + Capacity Heatmaps Information Model SPM + LTDS appendices 3/6 + NSHR
208 | 62.5 | UNITS 5B & 6 CHESTER RETAIL PARK, OLD SEALS WAY | CHESTER | CH1 4RY | Cheshire West And Chester |  | Bowling Alley & Premises | bigbox | 1 | 3187.61 | 34311 | GIA | 585000 | Blacon T1 / Cocoa Barry T1 / Crane Bank T1 / Knutsford Way T1 / Tower Wharf T1 | inside-area | 0.5 | CHESTER MAIN GT4 / CRANE BANK GT1 / GUILDEN SUTTON GT1 / SALTNEY G2A | CAPENHURST | SPM | 20.6 | primary | 20.5888 | Green | 37.5 | 16.6932 | thermal | 1.3 | 4.8 | 1.5 | 6.1 | 17.1 | CHESTER MAIN GT4 / CRANE BANK GT1 / GUILDEN SUTTON GT1 / SALTNEY G2A | 31.649 | GREEN | 39.8 |  |  | 0 | 0 | 0 | 37.5 |  |  |  |  | Green (Over 5% headroom) | 146881 | 100 | 5.07 | 255 | 47 | 1913210 | [9 empty] | Capenhurst | CAPENHURST | 4 | 896.6 | 896.6 | 0 | 0 | 304 | 2029-10 | 10000084024 | Retail/Financial and Professional Services | 1404 | B | Grid Supplied Electricity | 3 | 1 | Air Conditioning | 2022-10-03 |  | 1 | FALSE | 53.1964 | -2.9101 | SPM-BLACON_T1_COCOA_BARRY_T1_CRANE_BANK_T1_KNUTSFORD_WAY_T1_TOWE | 14781360000 | SP Energy Networks open data (API key): NDP SPM primary-group polygons + Capacity Heatmaps Information Model SPM + LTDS appendices 3/6 + NSHR
209 | 62.5 | UNIT 1, OLD SEALS WAY | CHESTER | CH1 4DA | Cheshire West And Chester |  | Retail Warehouse And Premises | bigbox | 1 | 3097 | 33336 | GIA | 442500 | Blacon T1 / Cocoa Barry T1 / Crane Bank T1 / Knutsford Way T1 / Tower Wharf T1 | inside-area | 1.76 | CHESTER MAIN GT4 / CRANE BANK GT1 / GUILDEN SUTTON GT1 / SALTNEY G2A | CAPENHURST | SPM | 20.6 | primary | 20.5888 | Green | 37.5 | 16.6932 | thermal | 1.3 | 4.8 | 1.5 | 6.1 | 17.1 | CHESTER MAIN GT4 / CRANE BANK GT1 / GUILDEN SUTTON GT1 / SALTNEY G2A | 31.649 | GREEN | 39.8 |  |  | 0 | 0 | 0 | 37.5 |  |  |  |  | Green (Over 5% headroom) | 146881 | 100 | 4.92 | 279 | 47 | 1914185 | [9 empty] | Capenhurst | CAPENHURST | 4 | 896.6 | 896.6 | 0 | 0 | 304 | 2029-10 | [12 empty] | 53.2053 | -2.8973 | SPM-BLACON_T1_COCOA_BARRY_T1_CRANE_BANK_T1_KNUTSFORD_WAY_T1_TOWE | 9334106000 | SP Energy Networks open data (API key): NDP SPM primary-group polygons + Capacity Heatmaps Information Model SPM + LTDS appendices 3/6 + NSHR
210 | 62.5 | UNIT 3, GREYHOUND PARK ROAD | CHESTER | CH1 4QG | Cheshire West And Chester | JOHN LEWIS AT HOME | Retail Warehouse And Premises | bigbox | 1 | 2896.19 | 31174 | GIA | 457500 | Blacon T1 / Cocoa Barry T1 / Crane Bank T1 / Knutsford Way T1 / Tower Wharf T1 | inside-area | 0.3 | CHESTER MAIN GT4 / CRANE BANK GT1 / GUILDEN SUTTON GT1 / SALTNEY G2A | CAPENHURST | SPM | 20.6 | primary | 20.5888 | Green | 37.5 | 16.6932 | thermal | 1.3 | 4.8 | 1.5 | 6.1 | 17.1 | CHESTER MAIN GT4 / CRANE BANK GT1 / GUILDEN SUTTON GT1 / SALTNEY G2A | 31.649 | GREEN | 39.8 |  |  | 0 | 0 | 0 | 37.5 |  |  |  |  | Green (Over 5% headroom) | 146881 | 100 | 4.6 | 261 | 47 | 1916347 | [9 empty] | Capenhurst | CAPENHURST | 4 | 896.6 | 896.6 | 0 | 0 | 304 | 2029-10 | 10012217938 | A1/A2 Retail and Financial/Professional services | 5620 | C | Natural Gas | 4 | 350 | Air Conditioning | 2022-03-24 |  | 1 | FALSE | 53.1969 | -2.9144 | SPM-BLACON_T1_COCOA_BARRY_T1_CRANE_BANK_T1_KNUTSFORD_WAY_T1_TOWE | 7955407000 | SP Energy Networks open data (API key): NDP SPM primary-group polygons + Capacity Heatmaps Information Model SPM + LTDS appendices 3/6 + NSHR
211 | 62.5 | UNIT 1B, SOVEREIGN WAY, CHESTER WEST EMPLOYMENT PARK | CHESTER | CH1 4QJ | Cheshire West And Chester | EVANS HALSHAW | Car Showroom And Premises | bigbox | 1 | 2840 | 30569 | GIA | 377500 | Blacon T1 / Cocoa Barry T1 / Crane Bank T1 / Knutsford Way T1 / Tower Wharf T1 | inside-area | 0.63 | CHESTER MAIN GT4 / CRANE BANK GT1 / GUILDEN SUTTON GT1 / SALTNEY G2A | CAPENHURST | SPM | 20.6 | primary | 20.5888 | Green | 37.5 | 16.6932 | thermal | 1.3 | 4.8 | 1.5 | 6.1 | 17.1 | CHESTER MAIN GT4 / CRANE BANK GT1 / GUILDEN SUTTON GT1 / SALTNEY G2A | 31.649 | GREEN | 39.8 |  |  | 0 | 0 | 0 | 37.5 |  |  |  |  | Green (Over 5% headroom) | 146881 | 100 | 4.51 | 256 | 47 | 1916952 | [9 empty] | Capenhurst | CAPENHURST | 4 | 896.6 | 896.6 | 0 | 0 | 304 | 2029-10 | [12 empty] | 53.1928 | -2.9259 | SPM-BLACON_T1_COCOA_BARRY_T1_CRANE_BANK_T1_KNUTSFORD_WAY_T1_TOWE | 12617405000 | SP Energy Networks open data (API key): NDP SPM primary-group polygons + Capacity Heatmaps Information Model SPM + LTDS appendices 3/6 + NSHR
212 | 62.5 | HALLIWELL JONES (CHESTER) LTD, SEALAND ROAD | CHESTER | CH1 4LS | Cheshire West And Chester |  | Car Showroom And Premises | bigbox | 1 | 2656.85 | 28598 | GIA | 370000 | Blacon T1 / Cocoa Barry T1 / Crane Bank T1 / Knutsford Way T1 / Tower Wharf T1 | inside-area | 0.08 | CHESTER MAIN GT4 / CRANE BANK GT1 / GUILDEN SUTTON GT1 / SALTNEY G2A | CAPENHURST | SPM | 20.6 | primary | 20.5888 | Green | 37.5 | 16.6932 | thermal | 1.3 | 4.8 | 1.5 | 6.1 | 17.1 | CHESTER MAIN GT4 / CRANE BANK GT1 / GUILDEN SUTTON GT1 / SALTNEY G2A | 31.649 | GREEN | 39.8 |  |  | 0 | 0 | 0 | 37.5 |  |  |  |  | Green (Over 5% headroom) | 146881 | 100 | 4.22 | 239 | 47 | 1918923 | [9 empty] | Capenhurst | CAPENHURST | 4 | 896.6 | 896.6 | 0 | 0 | 304 | 2029-10 | 200000990135 | Retail/Financial and Professional Services | 1127 | D | Natural Gas | 4 | 2 | Heating and Natural Ventilation | 2022-11-10 |  | 0.67 | FALSE | 53.1952 | -2.9161 | SPM-BLACON_T1_COCOA_BARRY_T1_CRANE_BANK_T1_KNUTSFORD_WAY_T1_TOWE | 274959132 | SP Energy Networks open data (API key): NDP SPM primary-group polygons + Capacity Heatmaps Information Model SPM + LTDS appendices 3/6 + NSHR
213 | 62.5 | LOOKERS 302, SEALAND ROAD | CHESTER | CH1 4LQ | Cheshire West And Chester |  | Car Showroom And Premises | bigbox | 1 | 2644.69 | 28467 | GIA | 300000 | Blacon T1 / Cocoa Barry T1 / Crane Bank T1 / Knutsford Way T1 / Tower Wharf T1 | inside-area | 0.68 | CHESTER MAIN GT4 / CRANE BANK GT1 / GUILDEN SUTTON GT1 / SALTNEY G2A | CAPENHURST | SPM | 20.6 | primary | 20.5888 | Green | 37.5 | 16.6932 | thermal | 1.3 | 4.8 | 1.5 | 6.1 | 17.1 | CHESTER MAIN GT4 / CRANE BANK GT1 / GUILDEN SUTTON GT1 / SALTNEY G2A | 31.649 | GREEN | 39.8 |  |  | 0 | 0 | 0 | 37.5 |  |  |  |  | Green (Over 5% headroom) | 146881 | 100 | 4.2 | 238 | 47 | 1919054 | [9 empty] | Capenhurst | CAPENHURST | 4 | 896.6 | 896.6 | 0 | 0 | 304 | 2029-10 | [12 empty] | 53.1958 | -2.927 | SPM-BLACON_T1_COCOA_BARRY_T1_CRANE_BANK_T1_KNUTSFORD_WAY_T1_TOWE | 15004964000 | SP Energy Networks open data (API key): NDP SPM primary-group polygons + Capacity Heatmaps Information Model SPM + LTDS appendices 3/6 + NSHR
214 | 62.5 | CHESTER CAR SUPERMARKET STADIUM GARAGE, SEALAND ROAD | CHESTER | CH1 4LD | Cheshire West And Chester |  | Storage Land,Car Showroom And Premises | bigbox | 1 | 2492.41 | 26828 | OTH | 42000 | Blacon T1 / Cocoa Barry T1 / Crane Bank T1 / Knutsford Way T1 / Tower Wharf T1 | inside-area | 0.56 | CHESTER MAIN GT4 / CRANE BANK GT1 / GUILDEN SUTTON GT1 / SALTNEY G2A | CAPENHURST | SPM | 20.6 | primary | 20.5888 | Green | 37.5 | 16.6932 | thermal | 1.3 | 4.8 | 1.5 | 6.1 | 17.1 | CHESTER MAIN GT4 / CRANE BANK GT1 / GUILDEN SUTTON GT1 / SALTNEY G2A | 31.649 | GREEN | 39.8 |  |  | 0 | 0 | 0 | 37.5 |  |  |  |  | Green (Over 5% headroom) | 146881 | 100 | 3.96 | 224 | 47 | 1920693 | [9 empty] | Capenhurst | CAPENHURST | 4 | 896.6 | 896.6 | 0 | 0 | 304 | 2029-10 | 200000990156 | B1 Offices and Workshop businesses | 103 | E | Grid Supplied Electricity | 3 |  | Heating and Natural Ventilation | 2019-02-14 |  | 1 | FALSE | 53.195 | -2.9086 | SPM-BLACON_T1_COCOA_BARRY_T1_CRANE_BANK_T1_KNUTSFORD_WAY_T1_TOWE | 7195987000 | SP Energy Networks open data (API key): NDP SPM primary-group polygons + Capacity Heatmaps Information Model SPM + LTDS appendices 3/6 + NSHR
215 | 62.5 | WICKES BUILDING SUPPLIES LTD, SEALAND ROAD | CHESTER | CH1 4LS | Cheshire West And Chester |  | Retail Warehouse And Premises | bigbox | 1 | 2218.4 | 23879 | GIA | 387500 | Blacon T1 / Cocoa Barry T1 / Crane Bank T1 / Knutsford Way T1 / Tower Wharf T1 | inside-area | 0.08 | CHESTER MAIN GT4 / CRANE BANK GT1 / GUILDEN SUTTON GT1 / SALTNEY G2A | CAPENHURST | SPM | 20.6 | primary | 20.5888 | Green | 37.5 | 16.6932 | thermal | 1.3 | 4.8 | 1.5 | 6.1 | 17.1 | CHESTER MAIN GT4 / CRANE BANK GT1 / GUILDEN SUTTON GT1 / SALTNEY G2A | 31.649 | GREEN | 39.8 |  |  | 0 | 0 | 0 | 37.5 |  |  |  |  | Green (Over 5% headroom) | 146881 | 100 | 3.53 | 200 | 47 | 1923642 | [9 empty] | Capenhurst | CAPENHURST | 4 | 896.6 | 896.6 | 0 | 0 | 304 | 2029-10 | 200000990155 | Retail/Financial and Professional Services | 2457 | D | Natural Gas | 3 |  | Heating and Natural Ventilation | 2022-09-02 |  | 1 | FALSE | 53.1952 | -2.9161 | SPM-BLACON_T1_COCOA_BARRY_T1_CRANE_BANK_T1_KNUTSFORD_WAY_T1_TOWE | 281865132 | SP Energy Networks open data (API key): NDP SPM primary-group polygons + Capacity Heatmaps Information Model SPM + LTDS appendices 3/6 + NSHR
216 | 62.5 | GRAHAM WALKER LTD 28, BUMPERS LANE | CHESTER | CH1 4LT | Cheshire West And Chester |  | Car Showroom And Premises | bigbox | 1 | 2128.33 | 22909 | GIA | 121000 | Blacon T1 / Cocoa Barry T1 / Crane Bank T1 / Knutsford Way T1 / Tower Wharf T1 | inside-area | 0.24 | CHESTER MAIN GT4 / CRANE BANK GT1 / GUILDEN SUTTON GT1 / SALTNEY G2A | CAPENHURST | SPM | 20.6 | primary | 20.5888 | Green | 37.5 | 16.6932 | thermal | 1.3 | 4.8 | 1.5 | 6.1 | 17.1 | CHESTER MAIN GT4 / CRANE BANK GT1 / GUILDEN SUTTON GT1 / SALTNEY G2A | 31.649 | GREEN | 39.8 |  |  | 0 | 0 | 0 | 37.5 |  |  |  |  | Green (Over 5% headroom) | 146881 | 100 | 3.38 | 192 | 47 | 1924612 | [9 empty] | Capenhurst | CAPENHURST | 4 | 896.6 | 896.6 | 0 | 0 | 304 | 2029-10 | [12 empty] | 53.1926 | -2.9165 | SPM-BLACON_T1_COCOA_BARRY_T1_CRANE_BANK_T1_KNUTSFORD_WAY_T1_TOWE | 3046419000 | SP Energy Networks open data (API key): NDP SPM primary-group polygons + Capacity Heatmaps Information Model SPM + LTDS appendices 3/6 + NSHR
217 | 62.4 | 4, GARSTON SHORE ROAD | LIVERPOOL | L24 8RL | Liverpool |  | Warehouse And Premises | industrial | 2 | 20122.42 | 216596 | GIA | 1277000 | Allerton T1 / Ecp West-Banks Rd T1 / Garston T1 / Weaver Ind Est T1 / Yew Tree Rd T1 | inside-area | 0.41 | GARSTON GT2 / SPEKE GT3 / WAVERTREE GT1A | LISTER DRIVE | SPM | 24.3 | primary | 24.318 | Green | 37.5 | 13.182 | thermal | 0 | 12.8 | 7.5 | 12.8 | 21.3 | GARSTON GT2 / SPEKE GT3 / WAVERTREE GT1A | 54.021 | GREEN | 0 |  |  | 0 | 0 | 0 | 37.5 |  |  |  |  | Green (Over 5% headroom) | 173262 | 80 | 31.98 | 503 | 15 | 1758398 | [9 empty] | Lister Drive | LISTER DRIVE | 2 | 114 | 114 | 0 | 57 | 20 | 2026-09 | [12 empty] | 53.3421 | -2.8801 | SPM-ALLERTON_T1_ECP_WEST_BANKS_RD_T1_GARSTON_T1_WEAVER_IND_EST_T | 12440451000;10438174000 | SP Energy Networks open data (API key): NDP SPM primary-group polygons + Capacity Heatmaps Information Model SPM + LTDS appendices 3/6 + NSHR
218 | 62.4 | ESTUARY POINT 28, ESTUARY BOULEVARD, ESTUARY COMMERCE PARK | LIVERPOOL | L24 8QD | Liverpool |  | Offices And Premises | office | 1 | 2480.5 | 26700 | NIA | 243000 | Allerton T1 / Ecp West-Banks Rd T1 / Garston T1 / Weaver Ind Est T1 / Yew Tree Rd T1 | inside-area | 0.43 | GARSTON GT2 / SPEKE GT3 / WAVERTREE GT1A | LISTER DRIVE | SPM | 24.3 | primary | 24.318 | Green | 37.5 | 13.182 | thermal | 0 | 12.8 | 7.5 | 12.8 | 21.3 | GARSTON GT2 / SPEKE GT3 / WAVERTREE GT1A | 54.021 | GREEN | 0 |  |  | 0 | 0 | 0 | 37.5 |  |  |  |  | Green (Over 5% headroom) | 173262 | 100 | 3.94 | 174 | 15 | 1948294 | [9 empty] | Lister Drive | LISTER DRIVE | 2 | 114 | 114 | 0 | 57 | 20 | 2026-09 | [12 empty] | 53.3491 | -2.8819 | SPM-ALLERTON_T1_ECP_WEST_BANKS_RD_T1_GARSTON_T1_WEAVER_IND_EST_T | 11579646000 | SP Energy Networks open data (API key): NDP SPM primary-group polygons + Capacity Heatmaps Information Model SPM + LTDS appendices 3/6 + NSHR
219 | 62.4 | PAVILION 3 & 4A, THE MATCHWORKS 142, SPEKE ROAD | LIVERPOOL | L19 2RF | Liverpool |  | Offices And Premises | office | 1 | 2208.2 | 23769 | NIA | 231000 | Allerton T1 / Ecp West-Banks Rd T1 / Garston T1 / Weaver Ind Est T1 / Yew Tree Rd T1 | inside-area | 0.61 | GARSTON GT2 / SPEKE GT3 / WAVERTREE GT1A | LISTER DRIVE | SPM | 24.3 | primary | 24.318 | Green | 37.5 | 13.182 | thermal | 0 | 12.8 | 7.5 | 12.8 | 21.3 | GARSTON GT2 / SPEKE GT3 / WAVERTREE GT1A | 54.021 | GREEN | 0 |  |  | 0 | 0 | 0 | 37.5 |  |  |  |  | Green (Over 5% headroom) | 173262 | 100 | 3.51 | 155 | 15 | 1951225 | [9 empty] | Lister Drive | LISTER DRIVE | 2 | 114 | 114 | 0 | 57 | 20 | 2026-09 | [12 empty] | 53.3505 | -2.8861 | SPM-ALLERTON_T1_ECP_WEST_BANKS_RD_T1_GARSTON_T1_WEAVER_IND_EST_T | 15027446000 | SP Energy Networks open data (API key): NDP SPM primary-group polygons + Capacity Heatmaps Information Model SPM + LTDS appendices 3/6 + NSHR
220 | 62.4 | UNIT 1 GARSTON QUAYS, WINDOW LANE | LIVERPOOL | L19 8EL | Liverpool |  | Warehouse And Premises | industrial | 1 | 1285.22 | 13834 | GIA | 62000 | Allerton T1 / Ecp West-Banks Rd T1 / Garston T1 / Weaver Ind Est T1 / Yew Tree Rd T1 | inside-area | 1 | GARSTON GT2 / SPEKE GT3 / WAVERTREE GT1A | LISTER DRIVE | SPM | 24.3 | primary | 24.318 | Green | 37.5 | 13.182 | thermal | 0 | 12.8 | 7.5 | 12.8 | 21.3 | GARSTON GT2 / SPEKE GT3 / WAVERTREE GT1A | 54.021 | GREEN | 0 |  |  | 0 | 0 | 0 | 37.5 |  |  |  |  | Green (Over 5% headroom) | 173262 | 100 | 2.04 | 32 | 15 | 1961160 | [9 empty] | Lister Drive | LISTER DRIVE | 2 | 114 | 114 | 0 | 57 | 20 | 2026-09 | [12 empty] | 53.3496 | -2.8963 | SPM-ALLERTON_T1_ECP_WEST_BANKS_RD_T1_GARSTON_T1_WEAVER_IND_EST_T | 516078134 | SP Energy Networks open data (API key): NDP SPM primary-group polygons + Capacity Heatmaps Information Model SPM + LTDS appendices 3/6 + NSHR
221 | 62.4 | 51, SPEKE ROAD | LIVERPOOL | L19 2JA | Liverpool | JOLODA LOADING SYSTEMS LTD | Workshop And Premises | industrial | 1 | 1167.32 | 12565 | GIA | 58000 | Allerton T1 / Ecp West-Banks Rd T1 / Garston T1 / Weaver Ind Est T1 / Yew Tree Rd T1 | inside-area | 1.84 | GARSTON GT2 / SPEKE GT3 / WAVERTREE GT1A | LISTER DRIVE | SPM | 24.3 | primary | 24.318 | Green | 37.5 | 13.182 | thermal | 0 | 12.8 | 7.5 | 12.8 | 21.3 | GARSTON GT2 / SPEKE GT3 / WAVERTREE GT1A | 54.021 | GREEN | 0 |  |  | 0 | 0 | 0 | 37.5 |  |  |  |  | Green (Over 5% headroom) | 173262 | 100 | 1.85 | 53 | 15 | 1962429 | [9 empty] | Lister Drive | LISTER DRIVE | 2 | 114 | 114 | 0 | 57 | 20 | 2026-09 | [12 empty] | 53.3562 | -2.904 | SPM-ALLERTON_T1_ECP_WEST_BANKS_RD_T1_GARSTON_T1_WEAVER_IND_EST_T | 1378463000 | SP Energy Networks open data (API key): NDP SPM primary-group polygons + Capacity Heatmaps Information Model SPM + LTDS appendices 3/6 + NSHR
222 | 62.4 | 17A, WEAVER INDUSTRIAL ESTATE, BLACKBURNE STREET | LIVERPOOL | L19 8JA | Liverpool |  | Factory And Premises | industrial | 1 | 1022.06 | 11001 | GIA | 17250 | Allerton T1 / Ecp West-Banks Rd T1 / Garston T1 / Weaver Ind Est T1 / Yew Tree Rd T1 | inside-area | 1.13 | GARSTON GT2 / SPEKE GT3 / WAVERTREE GT1A | LISTER DRIVE | SPM | 24.3 | primary | 24.318 | Green | 37.5 | 13.182 | thermal | 0 | 12.8 | 7.5 | 12.8 | 21.3 | GARSTON GT2 / SPEKE GT3 / WAVERTREE GT1A | 54.021 | GREEN | 0 |  |  | 0 | 0 | 0 | 37.5 |  |  |  |  | Green (Over 5% headroom) | 173262 | 100 | 1.62 | 61 | 15 | 1963993 | [9 empty] | Lister Drive | LISTER DRIVE | 2 | 114 | 114 | 0 | 57 | 20 | 2026-09 | [12 empty] | 53.3454 | -2.9001 | SPM-ALLERTON_T1_ECP_WEST_BANKS_RD_T1_GARSTON_T1_WEAVER_IND_EST_T | 10501296000 | SP Energy Networks open data (API key): NDP SPM primary-group polygons + Capacity Heatmaps Information Model SPM + LTDS appendices 3/6 + NSHR
223 | 62.3 | 2ND FLR, ATLANTIC PAVILION, ALBERT DOCK | LIVERPOOL | L3 4AE | Liverpool |  | Offices And Premises | office | 2 | 3351.97 | 36080 | NIA | 607500 | Albert Dock T1 / Kings Dock T1 / Kings Dock T2 / Wapping T1 | inside-area | 0.44 | LISTER DV B GT3 / SPARLING ST GT1 / WAVERTREE GT2 | LISTER DRIVE | SPM | 24.2 | primary | 24.215 | Green | 30 | 5.785 | thermal | 0 | 18.2 | 0 | 18.2 | 23.9 | LISTER DV B GT3 / SPARLING ST GT1 / WAVERTREE GT2 | 51.671 | GREEN | 0 |  |  | 0 | 0 | 0 | 30 |  |  |  |  | Green (Over 5% headroom) | 172549 | 100 | 5.33 | 235 | 3 | 41656 | [9 empty] | Lister Drive | LISTER DRIVE | 2 | 114 | 114 | 0 | 57 | 20 | 2026-09 | [12 empty] | 53.3999 | -2.9909 | SPM-ALBERT_DOCK_T1_KINGS_DOCK_T1_KINGS_DOCK_T2_WAPPING_T1 | 13125912000;13125913000 | SP Energy Networks open data (API key): NDP SPM primary-group polygons + Capacity Heatmaps Information Model SPM + LTDS appendices 3/6 + NSHR
224 | 62.3 | UNIT 3 GLACIER BUILDING WEST, HARRINGTON DOCK | LIVERPOOL | L3 4AT | Liverpool |  | Workshop And Premises | industrial | 1 | 1017.15 | 10949 | GIA | 81500 | Albert Dock T1 / Kings Dock T1 / Kings Dock T2 / Wapping T1 | inside-area | 0.56 | LISTER DV B GT3 / SPARLING ST GT1 / WAVERTREE GT2 | LISTER DRIVE | SPM | 24.2 | primary | 24.215 | Green | 30 | 5.785 | thermal | 0 | 18.2 | 0 | 18.2 | 23.9 | LISTER DV B GT3 / SPARLING ST GT1 / WAVERTREE GT2 | 51.671 | GREEN | 0 |  |  | 0 | 0 | 0 | 30 |  |  |  |  | Green (Over 5% headroom) | 172549 | 100 | 1.62 | 46 | 3 | 66787 | [9 empty] | Lister Drive | LISTER DRIVE | 2 | 114 | 114 | 0 | 57 | 20 | 2026-09 | [12 empty] | 53.4008 | -2.9923 | SPM-ALBERT_DOCK_T1_KINGS_DOCK_T1_KINGS_DOCK_T2_WAPPING_T1 | 504059134 | SP Energy Networks open data (API key): NDP SPM primary-group polygons + Capacity Heatmaps Information Model SPM + LTDS appendices 3/6 + NSHR
225 | 61.9 | MORRISONS SUPERMARKET 1, PENKETH DRIVE | LIVERPOOL | L24 2WZ | Liverpool |  | Superstore And Premises | bigbox | 1 | 7667.2 | 82529 | GIA | 1420000 | Airport T1 / Alderwood Ave (Croyde Rd) T1 / Harefield Rd T1 / Metal Box (Speke) T1 | inside-area | 1.23 | GARSTON GT2 / SPEKE GT3 / WAVERTREE GT1A | LISTER DRIVE | SPM | 20.2 | primary | 20.2021 | Green | 30 | 9.7979 | thermal | 0 | 0 | 0 | 0 | 17.2 | GARSTON GT2 / SPEKE GT3 / WAVERTREE GT1A | 54.021 | GREEN | 0 |  |  | 0 | 0 | 0 | 30 |  |  |  |  | Green (Over 5% headroom) | 144029 | 100 | 12.18 | 690 | 16 | 1012474 | [9 empty] | Frodsham | LISTER DRIVE | 2 | 114 | 114 | 0 | 57 | 20 | 2026-09 | [12 empty] | 53.3453 | -2.8394 | SPM-AIRPORT_T1_ALDERWOOD_AVE_CROYDE_RD_T1_HAREFIELD_RD_T1_METAL_ | 14781107000 | SP Energy Networks open data (API key): NDP SPM primary-group polygons + Capacity Heatmaps Information Model SPM + LTDS appendices 3/6 + NSHR
226 | 61.9 | SPEKE HALL ROAD | LIVERPOOL | L24 9HQ | Liverpool | PEOPLES | Car Showroom And Premises | bigbox | 1 | 4661.3 | 50174 | GIA | 265000 | Airport T1 / Alderwood Ave (Croyde Rd) T1 / Harefield Rd T1 / Metal Box (Speke) T1 | inside-area | 1.36 | GARSTON GT2 / SPEKE GT3 / WAVERTREE GT1A | LISTER DRIVE | SPM | 20.2 | primary | 20.2021 | Green | 30 | 9.7979 | thermal | 0 | 0 | 0 | 0 | 17.2 | GARSTON GT2 / SPEKE GT3 / WAVERTREE GT1A | 54.021 | GREEN | 0 |  |  | 0 | 0 | 0 | 30 |  |  |  |  | Green (Over 5% headroom) | 144029 | 100 | 7.41 | 420 | 16 | 1044829 | [9 empty] | Frodsham | LISTER DRIVE | 2 | 114 | 114 | 0 | 57 | 20 | 2026-09 | [12 empty] | 53.3504 | -2.8645 | SPM-AIRPORT_T1_ALDERWOOD_AVE_CROYDE_RD_T1_HAREFIELD_RD_T1_METAL_ | 1796130000 | SP Energy Networks open data (API key): NDP SPM primary-group polygons + Capacity Heatmaps Information Model SPM + LTDS appendices 3/6 + NSHR
227 | 61.9 | 10, PENKETH DRIVE | LIVERPOOL | L24 2WZ | Liverpool |  | Retail Warehouse And Premises | bigbox | 2 | 4620 | 49729 | GIA | 580000 | Airport T1 / Alderwood Ave (Croyde Rd) T1 / Harefield Rd T1 / Metal Box (Speke) T1 | inside-area | 1.23 | GARSTON GT2 / SPEKE GT3 / WAVERTREE GT1A | LISTER DRIVE | SPM | 20.2 | primary | 20.2021 | Green | 30 | 9.7979 | thermal | 0 | 0 | 0 | 0 | 17.2 | GARSTON GT2 / SPEKE GT3 / WAVERTREE GT1A | 54.021 | GREEN | 0 |  |  | 0 | 0 | 0 | 30 |  |  |  |  | Green (Over 5% headroom) | 144029 | 100 | 7.34 | 416 | 16 | 1045274 | [9 empty] | Frodsham | LISTER DRIVE | 2 | 114 | 114 | 0 | 57 | 20 | 2026-09 | 38250335 | Retail/Financial and Professional Services | 93 | C | Grid Supplied Electricity | 3 |  | Heating and Natural Ventilation | 2025-10-22 |  | 1 | FALSE | 53.3453 | -2.8394 | SPM-AIRPORT_T1_ALDERWOOD_AVE_CROYDE_RD_T1_HAREFIELD_RD_T1_METAL_ | 6096354000;6096354000 | SP Energy Networks open data (API key): NDP SPM primary-group polygons + Capacity Heatmaps Information Model SPM + LTDS appendices 3/6 + NSHR
228 | 61.9 | UNIT 1 BOULEVARD RETAIL PARK, SPEKE BOULEVARD | LIVERPOOL | L24 9PQ | Liverpool |  | Retail Warehouse And Premises | bigbox | 1 | 2379.9 | 25617 | GIA | 367500 | Airport T1 / Alderwood Ave (Croyde Rd) T1 / Harefield Rd T1 / Metal Box (Speke) T1 | inside-area | 1.19 | GARSTON GT2 / SPEKE GT3 / WAVERTREE GT1A | LISTER DRIVE | SPM | 20.2 | primary | 20.2021 | Green | 30 | 9.7979 | thermal | 0 | 0 | 0 | 0 | 17.2 | GARSTON GT2 / SPEKE GT3 / WAVERTREE GT1A | 54.021 | GREEN | 0 |  |  | 0 | 0 | 0 | 30 |  |  |  |  | Green (Over 5% headroom) | 144029 | 100 | 3.78 | 214 | 16 | 1069386 | [9 empty] | Frodsham | LISTER DRIVE | 2 | 114 | 114 | 0 | 57 | 20 | 2026-09 | 38289986 | Retail/Financial and Professional Services | 1305 | B | Grid Supplied Electricity | 3 |  | Heating and Natural Ventilation | 2023-09-18 |  | 0.75 | FALSE | 53.3497 | -2.8605 | SPM-AIRPORT_T1_ALDERWOOD_AVE_CROYDE_RD_T1_HAREFIELD_RD_T1_METAL_ | 12576897000 | SP Energy Networks open data (API key): NDP SPM primary-group polygons + Capacity Heatmaps Information Model SPM + LTDS appendices 3/6 + NSHR
229 | 61.9 | ICI ANODE COATING PLANT WINNINGTON HALL SITE, WINNINGTON LANE | NORTHWICH | CW8 4DL | Cheshire West And Chester |  | Factory And Premises | industrial | 1 | 3972.96 | 42765 | GIA | 219000 | Castle Beeston St T1 / Hartford T2 / Leicester St T1 / Northwich Town T1 / Winnington T1 | inside-area | 1.2 | HARTFORD GT1 / LOSTOCK GT2 / WINSFORD GT1 / WINSFORD GT2 | CARRINGTON - FIDDLERS FERRY | SPM | 16.4 | primary | 16.399 | Green | 37.5 | 21.101 | thermal | 0 | 0 | 0 | 0 | 11.4 | HARTFORD GT1 / LOSTOCK GT2 / WINSFORD GT1 / WINSFORD GT2 | 35.88 | GREEN | 0 |  |  | 0 | 0 | 0 | 37.5 |  |  |  |  | Green (Over 5% headroom) | 116934 | 100 | 6.31 | 238 | 13 | 623466 | [9 empty] | Frodsham | CARRINGTON | 5 | 2186.9 | 2186.9 | 0 | 0 | 930 | 2026-05 | [12 empty] | 53.2571 | -2.5387 | SPM-CASTLE_BEESTON_ST_T1_HARTFORD_T2_LEICESTER_ST_T1_NORTHWICH_T | 379550133 | SP Energy Networks open data (API key): NDP SPM primary-group polygons + Capacity Heatmaps Information Model SPM + LTDS appendices 3/6 + NSHR
230 | 61.9 | UNIT 1-2, CHESTER WAY RETAIL PARK, CHESTER WAY | NORTHWICH | CW9 5JF | Cheshire West And Chester |  | Warehouse And Premises | industrial | 1 | 3359.67 | 36163 | GIA | 93500 | Castle Beeston St T1 / Hartford T2 / Leicester St T1 / Northwich Town T1 / Winnington T1 | inside-area | 1.11 | HARTFORD GT1 / LOSTOCK GT2 / WINSFORD GT1 / WINSFORD GT2 | CARRINGTON - FIDDLERS FERRY | SPM | 16.4 | primary | 16.399 | Green | 37.5 | 21.101 | thermal | 0 | 0 | 0 | 0 | 11.4 | HARTFORD GT1 / LOSTOCK GT2 / WINSFORD GT1 / WINSFORD GT2 | 35.88 | GREEN | 0 |  |  | 0 | 0 | 0 | 37.5 |  |  |  |  | Green (Over 5% headroom) | 116934 | 100 | 5.34 | 84 | 13 | 630068 | [9 empty] | Frodsham | CARRINGTON | 5 | 2186.9 | 2186.9 | 0 | 0 | 930 | 2026-05 | 10095487633 | A1/A2 Retail and Financial/Professional services | 804 | C | Natural Gas | 3 |  | Heating and Natural Ventilation | 2017-07-20 |  | 1 | FALSE | 53.2614 | -2.5071 | SPM-CASTLE_BEESTON_ST_T1_HARTFORD_T2_LEICESTER_ST_T1_NORTHWICH_T | 15168605000 | SP Energy Networks open data (API key): NDP SPM primary-group polygons + Capacity Heatmaps Information Model SPM + LTDS appendices 3/6 + NSHR
231 | 61.9 | UNITS 1 & 2, CHESTER WAY | NORTHWICH | CW9 5JT | Cheshire West And Chester |  | Warehouse And Premises | industrial | 1 | 3359.67 | 36163 | GIA | 91500 | Castle Beeston St T1 / Hartford T2 / Leicester St T1 / Northwich Town T1 / Winnington T1 | inside-area | 1.18 | HARTFORD GT1 / LOSTOCK GT2 / WINSFORD GT1 / WINSFORD GT2 | CARRINGTON - FIDDLERS FERRY | SPM | 16.4 | primary | 16.399 | Green | 37.5 | 21.101 | thermal | 0 | 0 | 0 | 0 | 11.4 | HARTFORD GT1 / LOSTOCK GT2 / WINSFORD GT1 / WINSFORD GT2 | 35.88 | GREEN | 0 |  |  | 0 | 0 | 0 | 37.5 |  |  |  |  | Green (Over 5% headroom) | 116934 | 100 | 5.34 | 84 | 13 | 630068 | [9 empty] | Frodsham | CARRINGTON | 5 | 2186.9 | 2186.9 | 0 | 0 | 930 | 2026-05 | [12 empty] | 53.2611 | -2.5055 | SPM-CASTLE_BEESTON_ST_T1_HARTFORD_T2_LEICESTER_ST_T1_NORTHWICH_T | 12901673000 | SP Energy Networks open data (API key): NDP SPM primary-group polygons + Capacity Heatmaps Information Model SPM + LTDS appendices 3/6 + NSHR
232 | 61.9 | WEAVER SHIPYARD, SAXONS LANE | NORTHWICH | CW8 1LB | Cheshire West And Chester |  | Workshop And Premises | industrial | 1 | 2511.18 | 27030 | GIA | 22000 | Castle Beeston St T1 / Hartford T2 / Leicester St T1 / Northwich Town T1 / Winnington T1 | inside-area | 0.82 | HARTFORD GT1 / LOSTOCK GT2 / WINSFORD GT1 / WINSFORD GT2 | CARRINGTON - FIDDLERS FERRY | SPM | 16.4 | primary | 16.399 | Green | 37.5 | 21.101 | thermal | 0 | 0 | 0 | 0 | 11.4 | HARTFORD GT1 / LOSTOCK GT2 / WINSFORD GT1 / WINSFORD GT2 | 35.88 | GREEN | 0 |  |  | 0 | 0 | 0 | 37.5 |  |  |  |  | Green (Over 5% headroom) | 116934 | 100 | 3.99 | 113 | 13 | 639201 | [9 empty] | Frodsham | CARRINGTON | 5 | 2186.9 | 2186.9 | 0 | 0 | 930 | 2026-05 | [12 empty] | 53.2484 | -2.5229 | SPM-CASTLE_BEESTON_ST_T1_HARTFORD_T2_LEICESTER_ST_T1_NORTHWICH_T | 14167753000 | SP Energy Networks open data (API key): NDP SPM primary-group polygons + Capacity Heatmaps Information Model SPM + LTDS appendices 3/6 + NSHR
233 | 61.9 | UNITS 39 & 40, WINNINGTON BUSINESS PARK, WOLSTEN CROFT | NORTHWICH | CW8 4DL | Cheshire West And Chester |  | Warehouse And Premises; Workshop And Premises | industrial | 2 | 2472.28 | 26611 | GIA | 192500 | Castle Beeston St T1 / Hartford T2 / Leicester St T1 / Northwich Town T1 / Winnington T1 | inside-area | 1.2 | HARTFORD GT1 / LOSTOCK GT2 / WINSFORD GT1 / WINSFORD GT2 | CARRINGTON - FIDDLERS FERRY | SPM | 16.4 | primary | 16.399 | Green | 37.5 | 21.101 | thermal | 0 | 0 | 0 | 0 | 11.4 | HARTFORD GT1 / LOSTOCK GT2 / WINSFORD GT1 / WINSFORD GT2 | 35.88 | GREEN | 0 |  |  | 0 | 0 | 0 | 37.5 |  |  |  |  | Green (Over 5% headroom) | 116934 | 100 | 3.93 | 111 | 13 | 639620 | [9 empty] | Frodsham | CARRINGTON | 5 | 2186.9 | 2186.9 | 0 | 0 | 930 | 2026-05 | [12 empty] | 53.2571 | -2.5387 | SPM-CASTLE_BEESTON_ST_T1_HARTFORD_T2_LEICESTER_ST_T1_NORTHWICH_T | 14662138000;14921325000 | SP Energy Networks open data (API key): NDP SPM primary-group polygons + Capacity Heatmaps Information Model SPM + LTDS appendices 3/6 + NSHR
234 | 61.9 | INDUSTRIAL DOOR ENGINEERING, WINNINGTON AVENUE | NORTHWICH | CW8 4EQ | Cheshire West And Chester |  | Factory And Premises | industrial | 1 | 2262.3 | 24351 | GIA | 81500 | Castle Beeston St T1 / Hartford T2 / Leicester St T1 / Northwich Town T1 / Winnington T1 | inside-area | 1.33 | HARTFORD GT1 / LOSTOCK GT2 / WINSFORD GT1 / WINSFORD GT2 | CARRINGTON - FIDDLERS FERRY | SPM | 16.4 | primary | 16.399 | Green | 37.5 | 21.101 | thermal | 0 | 0 | 0 | 0 | 11.4 | HARTFORD GT1 / LOSTOCK GT2 / WINSFORD GT1 / WINSFORD GT2 | 35.88 | GREEN | 0 |  |  | 0 | 0 | 0 | 37.5 |  |  |  |  | Green (Over 5% headroom) | 116934 | 100 | 3.59 | 136 | 13 | 641880 | [9 empty] | Frodsham | CARRINGTON | 5 | 2186.9 | 2186.9 | 0 | 0 | 930 | 2026-05 | 10014510081 | B1 Offices and Workshop businesses | 3087 | C | Natural Gas | 3 | 3 | Heating and Natural Ventilation | 2019-11-28 |  | 1 | FALSE | 53.2617 | -2.5381 | SPM-CASTLE_BEESTON_ST_T1_HARTFORD_T2_LEICESTER_ST_T1_NORTHWICH_T | 321718133 | SP Energy Networks open data (API key): NDP SPM primary-group polygons + Capacity Heatmaps Information Model SPM + LTDS appendices 3/6 + NSHR
235 | 61.5 | TESCO, PONTERWYL | MOLD | CH7 1UB | Flintshire |  | Superstore And Premises | bigbox | 1 | 5466.53 | 58841 | GIA | 810000 | Bromfield T1 / Bromfield T2 / Ponterwyl T1 / Rhyd-Y-Goleu T1 / Synthite T1 | inside-area | 1.16 | BRYMBO GT2 / HAWARDEN GT2 / HOLYWELL GT2 | CONNAHS QUAY - PENTIR - ST ASAPH | SPM | 19.9 | bsp | 20.363 | Green | 37.5 | 17.137 | thermal | 0 | 0 | 1.1 | 0 | 16.3 | BRYMBO GT2 / HAWARDEN GT2 / HOLYWELL GT2 | 19.9178 | GREEN | 0 |  |  | 0 | 0 | 0 | 37.5 |  |  |  |  | Green (Over 5% headroom) | 141889 | 100 | 8.69 | 492 | 19 | 1077837 | [9 empty] | Connahs Quay / SASA | [8 empty] | 10013697027 | Retail/Financial and Professional Services | 5662 | B | Grid Supplied Electricity | 5 | 3 | Air Conditioning | 2026-05-29 |  | 1 | FALSE | 53.1671 | -3.1377 | SPM-BROMFIELD_T1_BROMFIELD_T2_PONTERWYL_T1_RHYD_Y_GOLEU_T1_SYNTH | 11774035000 | SP Energy Networks open data (API key): NDP SPM primary-group polygons + Capacity Heatmaps Information Model SPM + LTDS appendices 3/6 + NSHR
236 | 61.5 | HOME BARGAINS, CHESTER ROAD | MOLD | CH7 1UF | Flintshire |  | Retail Warehouse And Premises | bigbox | 1 | 2258.98 | 24315 | GIA | 335000 | Bromfield T1 / Bromfield T2 / Ponterwyl T1 / Rhyd-Y-Goleu T1 / Synthite T1 | inside-area | 1.13 | BRYMBO GT2 / HAWARDEN GT2 / HOLYWELL GT2 | CONNAHS QUAY - PENTIR - ST ASAPH | SPM | 19.9 | bsp | 20.363 | Green | 37.5 | 17.137 | thermal | 0 | 0 | 1.1 | 0 | 16.3 | BRYMBO GT2 / HAWARDEN GT2 / HOLYWELL GT2 | 19.9178 | GREEN | 0 |  |  | 0 | 0 | 0 | 37.5 |  |  |  |  | Green (Over 5% headroom) | 141889 | 100 | 3.59 | 203 | 19 | 1112363 | [9 empty] | Connahs Quay / SASA | [20 empty] | 53.1672 | -3.1335 | SPM-BROMFIELD_T1_BROMFIELD_T2_PONTERWYL_T1_RHYD_Y_GOLEU_T1_SYNTH | 12212925000 | SP Energy Networks open data (API key): NDP SPM primary-group polygons + Capacity Heatmaps Information Model SPM + LTDS appendices 3/6 + NSHR
237 | 60.9 | GLYN O EVANS, FFORDD MAELGWYN | LLANDUDNO JUNCTION | LL31 9PN | Conwy |  | Workshop Storage Land And Premises | industrial | 1 | 7156 | 77026 | GIA | 38000 | Conwy T1 / Deganwy T1 / Llandudno Junction T1 | inside-area | 2.34 | COLWYN BAY GT1 / COLWYN BAY GT2 / DOLGARROG GT2 | CONNAHS QUAY - PENTIR - ST ASAPH | SPM | 15.7 | primary | 15.74 | Green | 27.3 | 11.491 | thermal | 0.2 | 0.2 | 0.1 | 0.4 | 12.2 | COLWYN BAY GT1 / COLWYN BAY GT2 / DOLGARROG GT2 | 16.642 | GREEN | 0 |  |  | 0 | 0 | 0 | 27.3 |  |  |  |  | Green (Over 5% headroom) | 111943 | 100 | 11.37 | 322 | 23 | 732710 | [9 empty] | Pentir | PENTIR | 2 | 1082 | 1082 | 1025 | 57 | 39 | 2028-10 | [12 empty] | 53.2804 | -3.8036 | SPM-CONWY_T1_DEGANWY_T1_LLANDUDNO_JUNCTION_T1 | 5839700000 | SP Energy Networks open data (API key): NDP SPM primary-group polygons + Capacity Heatmaps Information Model SPM + LTDS appendices 3/6 + NSHR
238 | 60.9 | BOOKER CASH & CARRY, FFORDD MAELGWYN | LLANDUDNO JUNCTION | LL31 9PN | Conwy |  | Warehouse And Premises | industrial | 1 | 3978.26 | 42822 | GIA | 178000 | Conwy T1 / Deganwy T1 / Llandudno Junction T1 | inside-area | 2.34 | COLWYN BAY GT1 / COLWYN BAY GT2 / DOLGARROG GT2 | CONNAHS QUAY - PENTIR - ST ASAPH | SPM | 15.7 | primary | 15.74 | Green | 27.3 | 11.491 | thermal | 0.2 | 0.2 | 0.1 | 0.4 | 12.2 | COLWYN BAY GT1 / COLWYN BAY GT2 / DOLGARROG GT2 | 16.642 | GREEN | 0 |  |  | 0 | 0 | 0 | 27.3 |  |  |  |  | Green (Over 5% headroom) | 111943 | 100 | 6.32 | 99 | 23 | 766914 | [9 empty] | Pentir | PENTIR | 2 | 1082 | 1082 | 1025 | 57 | 39 | 2028-10 | 10023740222 | B2 to B7 General Industrial and Special Industrial Groups | 1121 | D | Natural Gas | 3 |  | Heating and Natural Ventilation | 2017-09-18 |  | 0.67 | FALSE | 53.2804 | -3.8036 | SPM-CONWY_T1_DEGANWY_T1_LLANDUDNO_JUNCTION_T1 | 143163202 | SP Energy Networks open data (API key): NDP SPM primary-group polygons + Capacity Heatmaps Information Model SPM + LTDS appendices 3/6 + NSHR
239 | 60.9 | UNIT 9, PARC CAER SEION | CONWY | LL32 8FA | Conwy |  | Factory And Premises; Warehouse Offices And Premises | industrial | 2 | 3399.79 | 36595 | GIA | 158500 | Conwy T1 / Deganwy T1 / Llandudno Junction T1 | inside-area | 0.89 | COLWYN BAY GT1 / COLWYN BAY GT2 / DOLGARROG GT2 | CONNAHS QUAY - PENTIR - ST ASAPH | SPM | 15.7 | primary | 15.74 | Green | 27.3 | 11.491 | thermal | 0.2 | 0.2 | 0.1 | 0.4 | 12.2 | COLWYN BAY GT1 / COLWYN BAY GT2 / DOLGARROG GT2 | 16.642 | GREEN | 0 |  |  | 0 | 0 | 0 | 27.3 |  |  |  |  | Green (Over 5% headroom) | 111943 | 100 | 5.4 | 204 | 23 | 773141 | [9 empty] | Pentir | PENTIR | 2 | 1082 | 1082 | 1025 | 57 | 39 | 2028-10 | 10035043987 | B2 to B7 General Industrial and Special Industrial Groups | 3103 | B | Grid Supplied Electricity | 3 |  | Air Conditioning | 2021-12-03 |  | 1 | FALSE | 53.2884 | -3.8493 | SPM-CONWY_T1_DEGANWY_T1_LLANDUDNO_JUNCTION_T1 | 10403234000;1330428000 | SP Energy Networks open data (API key): NDP SPM primary-group polygons + Capacity Heatmaps Information Model SPM + LTDS appendices 3/6 + NSHR
240 | 60.9 | MAELGWN HOUSE UNIT 12, PARC CAER SEION | CONWY | LL32 8FA | Conwy |  | Warehouse And Premises | industrial | 1 | 3024.4 | 32554 | GIA | 141000 | Conwy T1 / Deganwy T1 / Llandudno Junction T1 | inside-area | 0.89 | COLWYN BAY GT1 / COLWYN BAY GT2 / DOLGARROG GT2 | CONNAHS QUAY - PENTIR - ST ASAPH | SPM | 15.7 | primary | 15.74 | Green | 27.3 | 11.491 | thermal | 0.2 | 0.2 | 0.1 | 0.4 | 12.2 | COLWYN BAY GT1 / COLWYN BAY GT2 / DOLGARROG GT2 | 16.642 | GREEN | 0 |  |  | 0 | 0 | 0 | 27.3 |  |  |  |  | Green (Over 5% headroom) | 111943 | 100 | 4.81 | 76 | 23 | 777182 | [9 empty] | Pentir | PENTIR | 2 | 1082 | 1082 | 1025 | 57 | 39 | 2028-10 | 10035305353 | B8 Storage or Distribution | 6565 | C | Grid Supplied Electricity | 3 |  | Air Conditioning | 2021-11-29 |  | 1 | FALSE | 53.2884 | -3.8493 | SPM-CONWY_T1_DEGANWY_T1_LLANDUDNO_JUNCTION_T1 | 7129104000 | SP Energy Networks open data (API key): NDP SPM primary-group polygons + Capacity Heatmaps Information Model SPM + LTDS appendices 3/6 + NSHR
241 | 60.9 | UNIT 20, TRE MARL INDUSTRIAL ESTATE | LLANDUDNO JUNCTION | LL31 9PN | Conwy |  | Warehouse And Premises | industrial | 1 | 1954.02 | 21033 | GIA | 92000 | Conwy T1 / Deganwy T1 / Llandudno Junction T1 | inside-area | 2.34 | COLWYN BAY GT1 / COLWYN BAY GT2 / DOLGARROG GT2 | CONNAHS QUAY - PENTIR - ST ASAPH | SPM | 15.7 | primary | 15.74 | Green | 27.3 | 11.491 | thermal | 0.2 | 0.2 | 0.1 | 0.4 | 12.2 | COLWYN BAY GT1 / COLWYN BAY GT2 / DOLGARROG GT2 | 16.642 | GREEN | 0 |  |  | 0 | 0 | 0 | 27.3 |  |  |  |  | Green (Over 5% headroom) | 111943 | 100 | 3.11 | 49 | 23 | 788703 | [9 empty] | Pentir | PENTIR | 2 | 1082 | 1082 | 1025 | 57 | 39 | 2028-10 |  | B8 Storage or Distribution | 1008 | C | Natural Gas | 3 |  | Heating and Natural Ventilation | 2023-03-05 |  | 0.67 | FALSE | 53.2804 | -3.8036 | SPM-CONWY_T1_DEGANWY_T1_LLANDUDNO_JUNCTION_T1 | 139404202 | SP Energy Networks open data (API key): NDP SPM primary-group polygons + Capacity Heatmaps Information Model SPM + LTDS appendices 3/6 + NSHR
242 | 60.7 | UNITS 11-11A & UNITS 17-18, GATEWAY PARK, LLANDEGAI ROAD | BANGOR | LL57 4YH | Gwynedd |  | Warehouse And Premises | industrial | 1 | 4399.02 | 47351 | GIA | 209000 | Minffordd T1 / Parc Bryn Cegin T1 / Parc Bryn Cegin T2 | inside-area | 1.32 | BANGOR GT2 / CAERNARFON GT2 | CONNAHS QUAY - PENTIR - ST ASAPH | SPM | 15.5 | primary | 15.538 | Green | 20 | 4.042 | thermal | 1.3 | 11 | 2.6 | 12.3 | 14.8 | BANGOR GT2 / CAERNARFON GT2 | 31.686 | GREEN | 0 |  |  | 0 | 0 | 0 | 20 |  |  |  |  | Green (Over 5% headroom) | 110517 | 100 | 6.99 | 110 | 10 | 232694 | [9 empty] | Pentir | PENTIR | 2 | 1082 | 1082 | 1025 | 57 | 39 | 2028-10 |  | B8 Storage or Distribution | 1773 | C | Grid Supplied Electricity | 3 |  | Heating and Natural Ventilation | 2020-10-02 |  | 1 | FALSE | 53.218 | -4.1115 | SPM-MINFFORDD_T1_PARC_BRYN_CEGIN_T1_PARC_BRYN_CEGIN_T2 | 14984016000 | SP Energy Networks open data (API key): NDP SPM primary-group polygons + Capacity Heatmaps Information Model SPM + LTDS appendices 3/6 + NSHR
243 | 60.7 | UNIT 13 ZONE 2, LLANDYGAI INDUSTRIAL ESTATE | BANGOR | LL57 4YH | Gwynedd | CITI CYCLE CORPORATION | Factory And Premises | industrial | 1 | 3766.47 | 40542 | GIA | 104000 | Minffordd T1 / Parc Bryn Cegin T1 / Parc Bryn Cegin T2 | inside-area | 1.32 | BANGOR GT2 / CAERNARFON GT2 | CONNAHS QUAY - PENTIR - ST ASAPH | SPM | 15.5 | primary | 15.538 | Green | 20 | 4.042 | thermal | 1.3 | 11 | 2.6 | 12.3 | 14.8 | BANGOR GT2 / CAERNARFON GT2 | 31.686 | GREEN | 0 |  |  | 0 | 0 | 0 | 20 |  |  |  |  | Green (Over 5% headroom) | 110517 | 100 | 5.99 | 226 | 10 | 239503 | [9 empty] | Pentir | PENTIR | 2 | 1082 | 1082 | 1025 | 57 | 39 | 2028-10 | 10070349998 | Storage or Distribution | 423 | C | Grid Supplied Electricity | 3 | 2 | Heating and Natural Ventilation | 2024-03-06 |  | 1 | FALSE | 53.218 | -4.1115 | SPM-MINFFORDD_T1_PARC_BRYN_CEGIN_T1_PARC_BRYN_CEGIN_T2 | 5723657000 | SP Energy Networks open data (API key): NDP SPM primary-group polygons + Capacity Heatmaps Information Model SPM + LTDS appendices 3/6 + NSHR
244 | 60.7 | PLOT 2, INDUSTRIAL ESTATE | BANGOR | LL57 4YH | Gwynedd |  | Factory And Premises | industrial | 1 | 2523.39 | 27162 | GIA | 69000 | Minffordd T1 / Parc Bryn Cegin T1 / Parc Bryn Cegin T2 | inside-area | 1.32 | BANGOR GT2 / CAERNARFON GT2 | CONNAHS QUAY - PENTIR - ST ASAPH | SPM | 15.5 | primary | 15.538 | Green | 20 | 4.042 | thermal | 1.3 | 11 | 2.6 | 12.3 | 14.8 | BANGOR GT2 / CAERNARFON GT2 | 31.686 | GREEN | 0 |  |  | 0 | 0 | 0 | 20 |  |  |  |  | Green (Over 5% headroom) | 110517 | 100 | 4.01 | 151 | 10 | 252883 | [9 empty] | Pentir | PENTIR | 2 | 1082 | 1082 | 1025 | 57 | 39 | 2028-10 | [12 empty] | 53.218 | -4.1115 | SPM-MINFFORDD_T1_PARC_BRYN_CEGIN_T1_PARC_BRYN_CEGIN_T2 | 197724202 | SP Energy Networks open data (API key): NDP SPM primary-group polygons + Capacity Heatmaps Information Model SPM + LTDS appendices 3/6 + NSHR
245 | 60.7 | THE YARD PERFEDDGOED, CAERNARVON ROAD | BANGOR | LL57 4DS | Gwynedd |  | Scrapyard Stores And Office | industrial | 1 | 2050 | 22066 | OTH | 13750 | Minffordd T1 / Parc Bryn Cegin T1 / Parc Bryn Cegin T2 | inside-area | 1.56 | BANGOR GT2 / CAERNARFON GT2 | CONNAHS QUAY - PENTIR - ST ASAPH | SPM | 15.5 | primary | 15.538 | Green | 20 | 4.042 | thermal | 1.3 | 11 | 2.6 | 12.3 | 14.8 | BANGOR GT2 / CAERNARFON GT2 | 31.686 | GREEN | 0 |  |  | 0 | 0 | 0 | 20 |  |  |  |  | Green (Over 5% headroom) | 110517 | 100 | 3.26 | 144 | 10 | 257979 | [9 empty] | Pentir | PENTIR | 2 | 1082 | 1082 | 1025 | 57 | 39 | 2028-10 | [12 empty] | 53.2029 | -4.1379 | SPM-MINFFORDD_T1_PARC_BRYN_CEGIN_T1_PARC_BRYN_CEGIN_T2 | 5634584000 | SP Energy Networks open data (API key): NDP SPM primary-group polygons + Capacity Heatmaps Information Model SPM + LTDS appendices 3/6 + NSHR
246 | 60.7 | PLOT 14, LLANDYGAI INDUSTRIAL ESTATE | BANGOR | LL57 4YH | Gwynedd |  | Workshop Offices Land And Premises | industrial | 1 | 1888.71 | 20330 | GIA | 71500 | Minffordd T1 / Parc Bryn Cegin T1 / Parc Bryn Cegin T2 | inside-area | 1.32 | BANGOR GT2 / CAERNARFON GT2 | CONNAHS QUAY - PENTIR - ST ASAPH | SPM | 15.5 | primary | 15.538 | Green | 20 | 4.042 | thermal | 1.3 | 11 | 2.6 | 12.3 | 14.8 | BANGOR GT2 / CAERNARFON GT2 | 31.686 | GREEN | 0 |  |  | 0 | 0 | 0 | 20 |  |  |  |  | Green (Over 5% headroom) | 110517 | 100 | 3 | 85 | 10 | 259715 | [9 empty] | Pentir | PENTIR | 2 | 1082 | 1082 | 1025 | 57 | 39 | 2028-10 | 10094366873 | B1 Offices and Workshop businesses | 670 | D | Grid Supplied Electricity | 3 |  | Heating and Natural Ventilation | 2014-11-13 |  | 0.5 | FALSE | 53.218 | -4.1115 | SPM-MINFFORDD_T1_PARC_BRYN_CEGIN_T1_PARC_BRYN_CEGIN_T2 | 7473264000 | SP Energy Networks open data (API key): NDP SPM primary-group polygons + Capacity Heatmaps Information Model SPM + LTDS appendices 3/6 + NSHR
247 | 60.7 | INDUSTRIAL ESTATE | BANGOR | LL57 4SS | Gwynedd | TELEPHONE ENGINEERING CENTRE | Workshop And Premises | industrial | 1 | 1863.82 | 20062 | GIA | 66000 | Minffordd T1 / Parc Bryn Cegin T1 / Parc Bryn Cegin T2 | inside-area | 1.51 | BANGOR GT2 / CAERNARFON GT2 | CONNAHS QUAY - PENTIR - ST ASAPH | SPM | 15.5 | primary | 15.538 | Green | 20 | 4.042 | thermal | 1.3 | 11 | 2.6 | 12.3 | 14.8 | BANGOR GT2 / CAERNARFON GT2 | 31.686 | GREEN | 0 |  |  | 0 | 0 | 0 | 20 |  |  |  |  | Green (Over 5% headroom) | 110517 | 100 | 2.96 | 84 | 10 | 259983 | [9 empty] | Pentir | PENTIR | 2 | 1082 | 1082 | 1025 | 57 | 39 | 2028-10 | 100100960589 | B1 Offices and Workshop businesses | 529 | C | Natural Gas | 3 |  | Heating and Natural Ventilation | 2019-03-19 |  | 0.5 | FALSE | 53.2165 | -4.1084 | SPM-MINFFORDD_T1_PARC_BRYN_CEGIN_T1_PARC_BRYN_CEGIN_T2 | 37369202 | SP Energy Networks open data (API key): NDP SPM primary-group polygons + Capacity Heatmaps Information Model SPM + LTDS appendices 3/6 + NSHR
248 | 60.4 | DITTON ROAD | WIDNES | WA8 0PH | Halton | ALCAN CHEMICALS EUROPE WATER TREATMENT | Works And Premises | industrial | 1 | 5441.81 | 58575 | GIA | 116000 | Desoto Rd T1 / Mersey Bridge T1 / Pitt St T1 | inside-area | 0.91 | BOLD G2A / PRESCOT GT1B / WIDNES GT1 / WIDNES GT2 | RAINHILL | SPM | 15.3 | primary | 15.33 | Green | 20 | 4.67 | thermal | 0 | 0 | 12.2 | 0 | 14.7 | BOLD G4A / PRESCOT GT1B / WIDNES GT1 / WIDNES GT2 | 23.6331 | GREEN | 4.9 |  |  | 0 | 0 | 0 | 20 |  |  |  |  | Green (Over 5% headroom) | 109091 | 100 | 8.65 | 327 | 20 | 1727532 | [9 empty] | Frodsham | RAINHILL | 1 | 85.5 | 85.5 | 0 | 0 | 57 | 2026-09 | [12 empty] | 53.358 | -2.7525 | SPM-DESOTO_RD_T1_MERSEY_BRIDGE_T1_PITT_ST_T1 | 620633137 | SP Energy Networks open data (API key): NDP SPM primary-group polygons + Capacity Heatmaps Information Model SPM + LTDS appendices 3/6 + NSHR
249 | 60.4 | FOUNDRY POINT HALEBANK INDUSTRIAL EST, FOUNDRY LANE | WIDNES | WA8 8TZ | Halton |  | Warehouse And Premises | industrial | 1 | 4504.48 | 48486 | GIA | 190000 | Desoto Rd T1 / Mersey Bridge T1 / Pitt St T1 | inside-area | 2.02 | BOLD G2A / PRESCOT GT1B / WIDNES GT1 / WIDNES GT2 | RAINHILL | SPM | 15.3 | primary | 15.33 | Green | 20 | 4.67 | thermal | 0 | 0 | 12.2 | 0 | 14.7 | BOLD G4A / PRESCOT GT1B / WIDNES GT1 / WIDNES GT2 | 23.6331 | GREEN | 4.9 |  |  | 0 | 0 | 0 | 20 |  |  |  |  | Green (Over 5% headroom) | 109091 | 100 | 7.16 | 113 | 20 | 1737621 | [9 empty] | Frodsham | RAINHILL | 1 | 85.5 | 85.5 | 0 | 0 | 57 | 2026-09 | [12 empty] | 53.3519 | -2.767 | SPM-DESOTO_RD_T1_MERSEY_BRIDGE_T1_PITT_ST_T1 | 14725009000 | SP Energy Networks open data (API key): NDP SPM primary-group polygons + Capacity Heatmaps Information Model SPM + LTDS appendices 3/6 + NSHR
250 | 60.4 | WARBURTONS LTD, VIKING PARK, MATHIESON ROAD | WIDNES | WA8 0NX | Halton |  | Warehouse And Premises | industrial | 1 | 4263.3 | 45890 | GIA | 320000 | Desoto Rd T1 / Mersey Bridge T1 / Pitt St T1 | inside-area | 0.62 | BOLD G2A / PRESCOT GT1B / WIDNES GT1 / WIDNES GT2 | RAINHILL | SPM | 15.3 | primary | 15.33 | Green | 20 | 4.67 | thermal | 0 | 0 | 12.2 | 0 | 14.7 | BOLD G4A / PRESCOT GT1B / WIDNES GT1 / WIDNES GT2 | 23.6331 | GREEN | 4.9 |  |  | 0 | 0 | 0 | 20 |  |  |  |  | Green (Over 5% headroom) | 109091 | 100 | 6.77 | 107 | 20 | 1740217 | [9 empty] | Frodsham | RAINHILL | 1 | 85.5 | 85.5 | 0 | 0 | 57 | 2026-09 | 10093158444 | B8 Storage or Distribution | 4097 | A | Grid Supplied Electricity | 5 | 2 | Heating and Natural Ventilation | 2021-08-07 |  | 1 | FALSE | 53.3591 | -2.7482 | SPM-DESOTO_RD_T1_MERSEY_BRIDGE_T1_PITT_ST_T1 | 13504153000 | SP Energy Networks open data (API key): NDP SPM primary-group polygons + Capacity Heatmaps Information Model SPM + LTDS appendices 3/6 + NSHR
251 | 60.4 | UNIT 12, WIDNES BUSINESS PARK, FOUNDRY LANE | WIDNES | WA8 8UD | Halton |  | Warehouse And Premises | industrial | 2 | 2628.89 | 28297 | GIA | 96750 | Desoto Rd T1 / Mersey Bridge T1 / Pitt St T1 | inside-area | 1.81 | BOLD G2A / PRESCOT GT1B / WIDNES GT1 / WIDNES GT2 | RAINHILL | SPM | 15.3 | primary | 15.33 | Green | 20 | 4.67 | thermal | 0 | 0 | 12.2 | 0 | 14.7 | BOLD G4A / PRESCOT GT1B / WIDNES GT1 / WIDNES GT2 | 23.6331 | GREEN | 4.9 |  |  | 0 | 0 | 0 | 20 |  |  |  |  | Green (Over 5% headroom) | 109091 | 100 | 4.18 | 66 | 20 | 1757810 | [9 empty] | Frodsham | RAINHILL | 1 | 85.5 | 85.5 | 0 | 0 | 57 | 2026-09 | [12 empty] | 53.3525 | -2.7641 | SPM-DESOTO_RD_T1_MERSEY_BRIDGE_T1_PITT_ST_T1 | 10369812000;11677270000 | SP Energy Networks open data (API key): NDP SPM primary-group polygons + Capacity Heatmaps Information Model SPM + LTDS appendices 3/6 + NSHR
252 | 60.4 | HUTCHINSON STREET | WIDNES | WA8 0PZ | Halton | SMART STORAGE | Warehouse And Premises | industrial | 1 | 2159.17 | 23241 | GIA | 31500 | Desoto Rd T1 / Mersey Bridge T1 / Pitt St T1 | inside-area | 0.45 | BOLD G2A / PRESCOT GT1B / WIDNES GT1 / WIDNES GT2 | RAINHILL | SPM | 15.3 | primary | 15.33 | Green | 20 | 4.67 | thermal | 0 | 0 | 12.2 | 0 | 14.7 | BOLD G4A / PRESCOT GT1B / WIDNES GT1 / WIDNES GT2 | 23.6331 | GREEN | 4.9 |  |  | 0 | 0 | 0 | 20 |  |  |  |  | Green (Over 5% headroom) | 109091 | 100 | 3.43 | 54 | 20 | 1762866 | [9 empty] | Frodsham | RAINHILL | 1 | 85.5 | 85.5 | 0 | 0 | 57 | 2026-09 | 100012827683 | General Industrial and Special Industrial Groups | 580 | C | Other | 3 |  | Unconditioned | 2025-07-31 |  | 1 | FALSE | 53.3558 | -2.7341 | SPM-DESOTO_RD_T1_MERSEY_BRIDGE_T1_PITT_ST_T1 | 148233137 | SP Energy Networks open data (API key): NDP SPM primary-group polygons + Capacity Heatmaps Information Model SPM + LTDS appendices 3/6 + NSHR
253 | 60.4 | FALLON BROTHERS, DITTON ROAD | WIDNES | WA8 0QW | Halton |  | Workshop And Premises | industrial | 1 | 1859 | 20010 | GIA | 59000 | Desoto Rd T1 / Mersey Bridge T1 / Pitt St T1 | inside-area | 0.79 | BOLD G2A / PRESCOT GT1B / WIDNES GT1 / WIDNES GT2 | RAINHILL | SPM | 15.3 | primary | 15.33 | Green | 20 | 4.67 | thermal | 0 | 0 | 12.2 | 0 | 14.7 | BOLD G4A / PRESCOT GT1B / WIDNES GT1 / WIDNES GT2 | 23.6331 | GREEN | 4.9 |  |  | 0 | 0 | 0 | 20 |  |  |  |  | Green (Over 5% headroom) | 109091 | 100 | 2.95 | 84 | 20 | 1766097 | [9 empty] | Frodsham | RAINHILL | 1 | 85.5 | 85.5 | 0 | 0 | 57 | 2026-09 | [12 empty] | 53.3581 | -2.7507 | SPM-DESOTO_RD_T1_MERSEY_BRIDGE_T1_PITT_ST_T1 | 9073320000 | SP Energy Networks open data (API key): NDP SPM primary-group polygons + Capacity Heatmaps Information Model SPM + LTDS appendices 3/6 + NSHR
254 | 60.3 | BRISTOL MYERS SQUIBB PHARMACEUTICALS LTD, REEDS LANE | WIRRAL | CH46 1QW | Wirral |  | Laboratory And Office Premises | industrial | 1 | 8582.93 | 92386 | GIA | 730000 | New Brighton T1 / Seaview Rd T2 / Wallasey T1 / Wallasey Village T1 | inside-area | 4.81 | WALLASEY GT1 / WALLASEY GT2 / WOODSIDE GT2 | BIRKENHEAD | SPM | 15.2 | primary | 15.153 | Green | 30 | 14.847 | thermal | 0 | 0 | 0 | 0 | 11.3 | WALLASEY GT1 / WALLASEY GT2 / WOODSIDE GT2 | 42.195 | GREEN | 0 |  |  | 0 | 0 | 0 | 30 |  |  |  |  | Green (Over 5% headroom) | 108378 | 100 | 13.64 | 858 | 11 | 506660 | [9 empty] | Birkenhead | BIRKENHEAD | 0 | 0 | 0 | 0 | 0 | 90 | [13 empty] | 53.4092 | -3.0974 | SPM-NEW_BRIGHTON_T1_SEAVIEW_RD_T2_WALLASEY_T1_WALLASEY_VILLAGE_T | 667476000 | SP Energy Networks open data (API key): NDP SPM primary-group polygons + Capacity Heatmaps Information Model SPM + LTDS appendices 3/6 + NSHR
255 | 60.3 | CROSS LANE | WALLASEY | CH45 8RH | Wirral | FLEET HIRE SERVICES LTD | Factory And Premises | industrial | 1 | 3982.8 | 42870 | GIA | 174000 | New Brighton T1 / Seaview Rd T2 / Wallasey T1 / Wallasey Village T1 | inside-area | 2.97 | WALLASEY GT1 / WALLASEY GT2 / WOODSIDE GT2 | BIRKENHEAD | SPM | 15.2 | primary | 15.153 | Green | 30 | 14.847 | thermal | 0 | 0 | 0 | 0 | 11.3 | WALLASEY GT1 / WALLASEY GT2 / WOODSIDE GT2 | 42.195 | GREEN | 0 |  |  | 0 | 0 | 0 | 30 |  |  |  |  | Green (Over 5% headroom) | 108378 | 100 | 6.33 | 239 | 11 | 556176 | [9 empty] | Birkenhead | BIRKENHEAD | 0 | 0 | 0 | 0 | 0 | 90 |  | 42197070 | B1 Offices and Workshop businesses | 656 | A | Grid Supplied Electricity | 4 |  | Air Conditioning | 2017-02-06 |  | 1 | FALSE | 53.419 | -3.0749 | SPM-NEW_BRIGHTON_T1_SEAVIEW_RD_T2_WALLASEY_T1_WALLASEY_VILLAGE_T | 6826059000 | SP Energy Networks open data (API key): NDP SPM primary-group polygons + Capacity Heatmaps Information Model SPM + LTDS appendices 3/6 + NSHR
256 | 60.3 | 125, PASTURE ROAD | WIRRAL | CH46 4TH | Wirral |  | Factory And Premises | industrial | 1 | 3458.8 | 37230 | GIA | 147000 | New Brighton T1 / Seaview Rd T2 / Wallasey T1 / Wallasey Village T1 | inside-area | 5.75 | WALLASEY GT1 / WALLASEY GT2 / WOODSIDE GT2 | BIRKENHEAD | SPM | 15.2 | primary | 15.153 | Green | 30 | 14.847 | thermal | 0 | 0 | 0 | 0 | 11.3 | WALLASEY GT1 / WALLASEY GT2 / WOODSIDE GT2 | 42.195 | GREEN | 0 |  |  | 0 | 0 | 0 | 30 |  |  |  |  | Green (Over 5% headroom) | 108378 | 100 | 5.5 | 208 | 11 | 561816 | [9 empty] | Birkenhead | BIRKENHEAD | 0 | 0 | 0 | 0 | 0 | 90 |  | 42088077 | B8 Storage or Distribution | 3673 | D | Natural Gas | 4 | 2 | Heating and Natural Ventilation | 2017-06-15 |  | 1 | FALSE | 53.4124 | -3.1176 | SPM-NEW_BRIGHTON_T1_SEAVIEW_RD_T2_WALLASEY_T1_WALLASEY_VILLAGE_T | 229814132 | SP Energy Networks open data (API key): NDP SPM primary-group polygons + Capacity Heatmaps Information Model SPM + LTDS appendices 3/6 + NSHR
257 | 60.3 | DANTEC LTD, TARRAN WAY SOUTH | WIRRAL | CH46 4TZ | Wirral |  | Warehouse And Premises | industrial | 1 | 2441.3 | 26278 | GIA | 107000 | New Brighton T1 / Seaview Rd T2 / Wallasey T1 / Wallasey Village T1 | inside-area | 5.84 | WALLASEY GT1 / WALLASEY GT2 / WOODSIDE GT2 | BIRKENHEAD | SPM | 15.2 | primary | 15.153 | Green | 30 | 14.847 | thermal | 0 | 0 | 0 | 0 | 11.3 | WALLASEY GT1 / WALLASEY GT2 / WOODSIDE GT2 | 42.195 | GREEN | 0 |  |  | 0 | 0 | 0 | 30 |  |  |  |  | Green (Over 5% headroom) | 108378 | 100 | 3.88 | 61 | 11 | 572768 | [9 empty] | Birkenhead | BIRKENHEAD | 0 | 0 | 0 | 0 | 0 | 90 | [13 empty] | 53.4104 | -3.1174 | SPM-NEW_BRIGHTON_T1_SEAVIEW_RD_T2_WALLASEY_T1_WALLASEY_VILLAGE_T | 281881132 | SP Energy Networks open data (API key): NDP SPM primary-group polygons + Capacity Heatmaps Information Model SPM + LTDS appendices 3/6 + NSHR
258 | 60 | 14-15, ASTON FIELDS ROAD, WHITEHOUSE INDUSTRIAL ESTATE | RUNCORN | WA7 3DL | Halton |  | Factory And Premises; Warehouse And Premises; Workshop And Premises | industrial | 7 | 10816.79 | 116431 | GIA | 510500 | Bass Charrington T1 / Bass Charrington T2 / Clifton T1 / Ykk T1 | inside-area | 3.66 | DUTTON GT2 / MOORE GT1 / PERCIVAL LA GT1 | FRODSHAM - INCE | SPM | 15 | primary | 14.99 | Green | 30 | 15.01 | thermal | 0 | 6.4 | 0 | 6.4 | 12.2 | DUTTON GT2 / MOORE GT1 / PERCIVAL LA GT1 | 32.616 | GREEN | 0 |  |  | 0 | 0 | 0 | 30 |  |  |  |  | Green (Over 5% headroom) | 106952 | 92 | 17.19 | 649 | 36 | 3730059 | [9 empty] | Frodsham | FRODSHAM | 5 | 1090 | 1090 | 0 | 0 | 0 | 2029-04 | 10012253822 | B8 Storage or Distribution | 1110 | C | Natural Gas | 3 |  | Heating and Natural Ventilation | 2022-04-04 |  | 1 | FALSE | 53.3125 | -2.663 | SPM-BASS_CHARRINGTON_T1_BASS_CHARRINGTON_T2_CLIFTON_T1_YKK_T1 | 7624093000;132511137;7336636000;132512137;7336637000;7336638000;7787222000 | SP Energy Networks open data (API key): NDP SPM primary-group polygons + Capacity Heatmaps Information Model SPM + LTDS appendices 3/6 + NSHR
259 | 60 | COUNCIL OFFICES, RUTHIN ROAD | WREXHAM | LL13 7NU | Wrexham |  | Factory And Premises | industrial | 1 | 10775.34 | 115985 | GIA | 282500 | Bersham Rd T1 / Ind Coope T1 / Rhyd Broughton La T1 / Tuttle St T1 | inside-area | 0.93 | BRYMBO GT1 / LEGACY LOCAL GT1 / MARCHWIEL GT1 / MARCHWIEL GT2 / WREXHAM GT1 | LEGACY | SPM | 15 | primary | 14.957 | Green | 30 | 15.043 | thermal | 0 | 0 | 0 | 0 | 11.6 | BRYMBO GT1 / LEGACY LOCAL GT1 / MARCHWIEL GT1 / MARCHWIEL GT2 / WREXHAM GT1 | 41.8508 | GREEN | 1.6 |  |  | 0 | 0 | 0 | 30 |  |  |  |  | Green (Over 5% headroom) | 106952 | 92 | 17.12 | 647 | 21 | 858771 | [9 empty] | Legacy | LEGACY | 5 | 1714 | 1714 | 0 | 0 | 0 | 2024-08 | [12 empty] | 53.0419 | -2.9987 | SPM-BERSHAM_RD_T1_IND_COOPE_T1_RHYD_BROUGHTON_LA_T1_TUTTLE_ST_T1 | 5006871000 | SP Energy Networks open data (API key): NDP SPM primary-group polygons + Capacity Heatmaps Information Model SPM + LTDS appendices 3/6 + NSHR
260 | 60 | UNIT 2 PREMIER POINT AT WHITEHOUSE INDUSTRIAL ESTATE | RUNCORN | WA7 3GG | Halton |  | Warehouse And Premises | industrial | 1 | 10065.7 | 108346 | GIA | 382500 | Bass Charrington T1 / Bass Charrington T2 / Clifton T1 / Ykk T1 | inside-area | 4.19 | DUTTON GT2 / MOORE GT1 / PERCIVAL LA GT1 | FRODSHAM - INCE | SPM | 15 | primary | 14.99 | Green | 30 | 15.01 | thermal | 0 | 6.4 | 0 | 6.4 | 12.2 | DUTTON GT2 / MOORE GT1 / PERCIVAL LA GT1 | 32.616 | GREEN | 0 |  |  | 0 | 0 | 0 | 30 |  |  |  |  | Green (Over 5% headroom) | 106952 | 99 | 16 | 252 | 36 | 3738144 | [9 empty] | Frodsham | FRODSHAM | 5 | 1090 | 1090 | 0 | 0 | 0 | 2029-04 | 10012261612 | B8 Storage or Distribution | 9056 | C | Natural Gas | 3 |  | Heating and Natural Ventilation | 2021-06-25 |  | 1 | FALSE | 53.312 | -2.6551 | SPM-BASS_CHARRINGTON_T1_BASS_CHARRINGTON_T2_CLIFTON_T1_YKK_T1 | 14640882000 | SP Energy Networks open data (API key): NDP SPM primary-group polygons + Capacity Heatmaps Information Model SPM + LTDS appendices 3/6 + NSHR
261 | 60 | UNITS 2-6, RIVINGTON ROAD, WHITEHOUSE INDUSTRIAL ESTATE | RUNCORN | WA7 3DT | Halton |  | Factory And Premises; Workshop And Premises | industrial | 3 | 9534.93 | 102633 | GIA | 373000 | Bass Charrington T1 / Bass Charrington T2 / Clifton T1 / Ykk T1 | inside-area | 4.29 | DUTTON GT2 / MOORE GT1 / PERCIVAL LA GT1 | FRODSHAM - INCE | SPM | 15 | primary | 14.99 | Green | 30 | 15.01 | thermal | 0 | 6.4 | 0 | 6.4 | 12.2 | DUTTON GT2 / MOORE GT1 / PERCIVAL LA GT1 | 32.616 | GREEN | 0 |  |  | 0 | 0 | 0 | 30 |  |  |  |  | Green (Over 5% headroom) | 106952 | 100 | 15.15 | 572 | 36 | 3743857 | [9 empty] | Frodsham | FRODSHAM | 5 | 1090 | 1090 | 0 | 0 | 0 | 2029-04 | [12 empty] | 53.3109 | -2.6539 | SPM-BASS_CHARRINGTON_T1_BASS_CHARRINGTON_T2_CLIFTON_T1_YKK_T1 | 13142844000;13142847000;117623137 | SP Energy Networks open data (API key): NDP SPM primary-group polygons + Capacity Heatmaps Information Model SPM + LTDS appendices 3/6 + NSHR
262 | 60 | UNIT 1 PREMIER POINT, WHITEHOUSE INDUSTRIAL ESTATE | RUNCORN | WA7 3GG | Halton |  | Workshop And Premises | industrial | 1 | 5595.9 | 60234 | GIA | 201000 | Bass Charrington T1 / Bass Charrington T2 / Clifton T1 / Ykk T1 | inside-area | 4.19 | DUTTON GT2 / MOORE GT1 / PERCIVAL LA GT1 | FRODSHAM - INCE | SPM | 15 | primary | 14.99 | Green | 30 | 15.01 | thermal | 0 | 6.4 | 0 | 6.4 | 12.2 | DUTTON GT2 / MOORE GT1 / PERCIVAL LA GT1 | 32.616 | GREEN | 0 |  |  | 0 | 0 | 0 | 30 |  |  |  |  | Green (Over 5% headroom) | 106952 | 100 | 8.89 | 252 | 36 | 3786256 | [9 empty] | Frodsham | FRODSHAM | 5 | 1090 | 1090 | 0 | 0 | 0 | 2029-04 | 10012261612 | B8 Storage or Distribution | 9056 | C | Natural Gas | 3 |  | Heating and Natural Ventilation | 2021-06-25 |  | 0.75 | FALSE | 53.312 | -2.6551 | SPM-BASS_CHARRINGTON_T1_BASS_CHARRINGTON_T2_CLIFTON_T1_YKK_T1 | 7371398000 | SP Energy Networks open data (API key): NDP SPM primary-group polygons + Capacity Heatmaps Information Model SPM + LTDS appendices 3/6 + NSHR
263 | 60 | L ROWLAND AND CO LTD, DOLYDD ROAD | WREXHAM | LL13 7TE | Wrexham |  | Warehouse And Premises | industrial | 1 | 5545.48 | 59691 | GIA | 135000 | Bersham Rd T1 / Ind Coope T1 / Rhyd Broughton La T1 / Tuttle St T1 | inside-area | 0.87 | BRYMBO GT1 / LEGACY LOCAL GT1 / MARCHWIEL GT1 / MARCHWIEL GT2 / WREXHAM GT1 | LEGACY | SPM | 15 | primary | 14.957 | Green | 30 | 15.043 | thermal | 0 | 0 | 0 | 0 | 11.6 | BRYMBO GT1 / LEGACY LOCAL GT1 / MARCHWIEL GT1 / MARCHWIEL GT2 / WREXHAM GT1 | 41.8508 | GREEN | 1.6 |  |  | 0 | 0 | 0 | 30 |  |  |  |  | Green (Over 5% headroom) | 106952 | 100 | 8.81 | 139 | 21 | 915065 | [9 empty] | Legacy | LEGACY | 5 | 1714 | 1714 | 0 | 0 | 0 | 2024-08 | [12 empty] | 53.0463 | -3.0054 | SPM-BERSHAM_RD_T1_IND_COOPE_T1_RHYD_BROUGHTON_LA_T1_TUTTLE_ST_T1 | 258208206 | SP Energy Networks open data (API key): NDP SPM primary-group polygons + Capacity Heatmaps Information Model SPM + LTDS appendices 3/6 + NSHR
264 | 60 | FAIR OAK LANE, WHITEHOUSE INDUSTRIAL ESTATE | RUNCORN | WA7 3DU | Halton | FIBREFORCE COMPOSITES LTD | Factory And Premises | industrial | 2 | 5125.19 | 55167 | GIA | 243500 | Bass Charrington T1 / Bass Charrington T2 / Clifton T1 / Ykk T1 | inside-area | 4.7 | DUTTON GT2 / MOORE GT1 / PERCIVAL LA GT1 | FRODSHAM - INCE | SPM | 15 | primary | 14.99 | Green | 30 | 15.01 | thermal | 0 | 6.4 | 0 | 6.4 | 12.2 | DUTTON GT2 / MOORE GT1 / PERCIVAL LA GT1 | 32.616 | GREEN | 0 |  |  | 0 | 0 | 0 | 30 |  |  |  |  | Green (Over 5% headroom) | 106952 | 100 | 8.14 | 308 | 36 | 3791323 | [9 empty] | Frodsham | FRODSHAM | 5 | 1090 | 1090 | 0 | 0 | 0 | 2029-04 | [12 empty] | 53.3094 | -2.6482 | SPM-BASS_CHARRINGTON_T1_BASS_CHARRINGTON_T2_CLIFTON_T1_YKK_T1 | 117601137;2787702000 | SP Energy Networks open data (API key): NDP SPM primary-group polygons + Capacity Heatmaps Information Model SPM + LTDS appendices 3/6 + NSHR
265 | 60 | HOSOKAWA MICRON LTD, RIVINGTON ROAD, WHITEHOUSE INDUSTRIAL ESTATE | RUNCORN | WA7 3DS | Halton |  | Factory And Premises | industrial | 1 | 4731.96 | 50934 | GIA | 221000 | Bass Charrington T1 / Bass Charrington T2 / Clifton T1 / Ykk T1 | inside-area | 4.5 | DUTTON GT2 / MOORE GT1 / PERCIVAL LA GT1 | FRODSHAM - INCE | SPM | 15 | primary | 14.99 | Green | 30 | 15.01 | thermal | 0 | 6.4 | 0 | 6.4 | 12.2 | DUTTON GT2 / MOORE GT1 / PERCIVAL LA GT1 | 32.616 | GREEN | 0 |  |  | 0 | 0 | 0 | 30 |  |  |  |  | Green (Over 5% headroom) | 106952 | 100 | 7.52 | 284 | 36 | 3795556 | [9 empty] | Frodsham | FRODSHAM | 5 | 1090 | 1090 | 0 | 0 | 0 | 2029-04 | [12 empty] | 53.3093 | -2.6515 | SPM-BASS_CHARRINGTON_T1_BASS_CHARRINGTON_T2_CLIFTON_T1_YKK_T1 | 662272000 | SP Energy Networks open data (API key): NDP SPM primary-group polygons + Capacity Heatmaps Information Model SPM + LTDS appendices 3/6 + NSHR
266 | 60 | ASTON POINT, ASTON LANE SOUTH, WHITEHOUSE INDUSTRIAL ESTATE | RUNCORN | WA7 3BG | Halton |  | Warehouse Offices And Premises | industrial | 1 | 4299.02 | 46274 | GIA | 231000 | Bass Charrington T1 / Bass Charrington T2 / Clifton T1 / Ykk T1 | inside-area | 4.01 | DUTTON GT2 / MOORE GT1 / PERCIVAL LA GT1 | FRODSHAM - INCE | SPM | 15 | primary | 14.99 | Green | 30 | 15.01 | thermal | 0 | 6.4 | 0 | 6.4 | 12.2 | DUTTON GT2 / MOORE GT1 / PERCIVAL LA GT1 | 32.616 | GREEN | 0 |  |  | 0 | 0 | 0 | 30 |  |  |  |  | Green (Over 5% headroom) | 106952 | 100 | 6.83 | 301 | 36 | 3800216 | [9 empty] | Frodsham | FRODSHAM | 5 | 1090 | 1090 | 0 | 0 | 0 | 2029-04 | [12 empty] | 53.3148 | -2.657 | SPM-BASS_CHARRINGTON_T1_BASS_CHARRINGTON_T2_CLIFTON_T1_YKK_T1 | 8352050000 | SP Energy Networks open data (API key): NDP SPM primary-group polygons + Capacity Heatmaps Information Model SPM + LTDS appendices 3/6 + NSHR
267 | 60 | 2A-2D ZIP56, ASTON LANE SOUTH, DORMEX WORKS, WHITEHOUSE INDUSTRIAL ESTATE | RUNCORN | WA7 3FZ | Halton |  | Warehouse And Premises | industrial | 1 | 4161.26 | 44791 | GIA | 133000 | Bass Charrington T1 / Bass Charrington T2 / Clifton T1 / Ykk T1 | inside-area | 3.74 | DUTTON GT2 / MOORE GT1 / PERCIVAL LA GT1 | FRODSHAM - INCE | SPM | 15 | primary | 14.99 | Green | 30 | 15.01 | thermal | 0 | 6.4 | 0 | 6.4 | 12.2 | DUTTON GT2 / MOORE GT1 / PERCIVAL LA GT1 | 32.616 | GREEN | 0 |  |  | 0 | 0 | 0 | 30 |  |  |  |  | Green (Over 5% headroom) | 106952 | 100 | 6.61 | 104 | 36 | 3801699 | [9 empty] | Frodsham | FRODSHAM | 5 | 1090 | 1090 | 0 | 0 | 0 | 2029-04 |  | General Industrial and Special Industrial Groups | 2297 | B | Grid Supplied Electricity | 3 |  | Air Conditioning | 2023-11-23 |  | 0.5 | FALSE | 53.311 | -2.6624 | SPM-BASS_CHARRINGTON_T1_BASS_CHARRINGTON_T2_CLIFTON_T1_YKK_T1 | 12582025000 | SP Energy Networks open data (API key): NDP SPM primary-group polygons + Capacity Heatmaps Information Model SPM + LTDS appendices 3/6 + NSHR
268 | 60 | UNITS 11B-13, ASTON FIELDS ROAD, WHITEHOUSE INDUSTRIAL ESTATE | RUNCORN | WA7 3DL | Halton |  | Warehouse And Premises | industrial | 1 | 3825 | 41172 | GIA | 168000 | Bass Charrington T1 / Bass Charrington T2 / Clifton T1 / Ykk T1 | inside-area | 3.66 | DUTTON GT2 / MOORE GT1 / PERCIVAL LA GT1 | FRODSHAM - INCE | SPM | 15 | primary | 14.99 | Green | 30 | 15.01 | thermal | 0 | 6.4 | 0 | 6.4 | 12.2 | DUTTON GT2 / MOORE GT1 / PERCIVAL LA GT1 | 32.616 | GREEN | 0 |  |  | 0 | 0 | 0 | 30 |  |  |  |  | Green (Over 5% headroom) | 106952 | 100 | 6.08 | 96 | 36 | 3805318 | [9 empty] | Frodsham | FRODSHAM | 5 | 1090 | 1090 | 0 | 0 | 0 | 2029-04 | 10012253821 | B8 Storage or Distribution | 1548 | C | Other | 3 |  | Unconditioned | 2012-04-04 |  | 1 | FALSE | 53.3125 | -2.663 | SPM-BASS_CHARRINGTON_T1_BASS_CHARRINGTON_T2_CLIFTON_T1_YKK_T1 | 11558874000 | SP Energy Networks open data (API key): NDP SPM primary-group polygons + Capacity Heatmaps Information Model SPM + LTDS appendices 3/6 + NSHR
269 | 60 | FELIN PULESTON | WREXHAM | LL13 7RF | Wrexham | BOOKER CASH & CARRY LTD | Warehouse And Premises | industrial | 1 | 3786.2 | 40754 | GIA | 107000 | Bersham Rd T1 / Ind Coope T1 / Rhyd Broughton La T1 / Tuttle St T1 | inside-area | 0.35 | BRYMBO GT1 / LEGACY LOCAL GT1 / MARCHWIEL GT1 / MARCHWIEL GT2 / WREXHAM GT1 | LEGACY | SPM | 15 | primary | 14.957 | Green | 30 | 15.043 | thermal | 0 | 0 | 0 | 0 | 11.6 | BRYMBO GT1 / LEGACY LOCAL GT1 / MARCHWIEL GT1 / MARCHWIEL GT2 / WREXHAM GT1 | 41.8508 | GREEN | 1.6 |  |  | 0 | 0 | 0 | 30 |  |  |  |  | Green (Over 5% headroom) | 106952 | 100 | 6.02 | 95 | 21 | 934002 | [9 empty] | Legacy | LEGACY | 5 | 1714 | 1714 | 0 | 0 | 0 | 2024-08 | 10091697737 | D1 Non-residential Institutions - Education | 545 | F | Oil | 3 |  | Heating and Natural Ventilation | 2015-12-22 |  | 1 | FALSE | 53.0373 | -3.0082 | SPM-BERSHAM_RD_T1_IND_COOPE_T1_RHYD_BROUGHTON_LA_T1_TUTTLE_ST_T1 | 147318206 | SP Energy Networks open data (API key): NDP SPM primary-group polygons + Capacity Heatmaps Information Model SPM + LTDS appendices 3/6 + NSHR
270 | 60 | UNIT 1C, ASTON FIELDS ROAD, ZIP 56, WHITEHOUSE INDUSTRIAL ESTATE | RUNCORN | WA7 3FZ | Halton |  | Warehouse And Premises | industrial | 1 | 3638.4 | 39163 | GIA | 150000 | Bass Charrington T1 / Bass Charrington T2 / Clifton T1 / Ykk T1 | inside-area | 3.74 | DUTTON GT2 / MOORE GT1 / PERCIVAL LA GT1 | FRODSHAM - INCE | SPM | 15 | primary | 14.99 | Green | 30 | 15.01 | thermal | 0 | 6.4 | 0 | 6.4 | 12.2 | DUTTON GT2 / MOORE GT1 / PERCIVAL LA GT1 | 32.616 | GREEN | 0 |  |  | 0 | 0 | 0 | 30 |  |  |  |  | Green (Over 5% headroom) | 106952 | 100 | 5.78 | 91 | 36 | 3807327 | [9 empty] | Frodsham | FRODSHAM | 5 | 1090 | 1090 | 0 | 0 | 0 | 2029-04 |  | General Industrial and Special Industrial Groups | 2297 | B | Grid Supplied Electricity | 3 |  | Air Conditioning | 2023-11-23 |  | 0.75 | FALSE | 53.311 | -2.6624 | SPM-BASS_CHARRINGTON_T1_BASS_CHARRINGTON_T2_CLIFTON_T1_YKK_T1 | 12541794000 | SP Energy Networks open data (API key): NDP SPM primary-group polygons + Capacity Heatmaps Information Model SPM + LTDS appendices 3/6 + NSHR
271 | 60 | LLOYD FRASER LOGISTICS LTD, FAIR OAK LANE, WHITEHOUSE INDUSTRIAL ESTATE | RUNCORN | WA7 3DU | Halton |  | Warehouse And Premises | industrial | 1 | 3603.9 | 38792 | GIA | 260000 | Bass Charrington T1 / Bass Charrington T2 / Clifton T1 / Ykk T1 | inside-area | 4.7 | DUTTON GT2 / MOORE GT1 / PERCIVAL LA GT1 | FRODSHAM - INCE | SPM | 15 | primary | 14.99 | Green | 30 | 15.01 | thermal | 0 | 6.4 | 0 | 6.4 | 12.2 | DUTTON GT2 / MOORE GT1 / PERCIVAL LA GT1 | 32.616 | GREEN | 0 |  |  | 0 | 0 | 0 | 30 |  |  |  |  | Green (Over 5% headroom) | 106952 | 100 | 5.73 | 90 | 36 | 3807698 | [9 empty] | Frodsham | FRODSHAM | 5 | 1090 | 1090 | 0 | 0 | 0 | 2029-04 | [12 empty] | 53.3094 | -2.6482 | SPM-BASS_CHARRINGTON_T1_BASS_CHARRINGTON_T2_CLIFTON_T1_YKK_T1 | 13942403000 | SP Energy Networks open data (API key): NDP SPM primary-group polygons + Capacity Heatmaps Information Model SPM + LTDS appendices 3/6 + NSHR
272 | 60 | UNIT 1A, ASTON FIELDS ROAD, WHITEHOUSE INDUSTRIAL ESTATE | RUNCORN | WA7 3FY | Halton |  | Warehouse And Premises | industrial | 1 | 3262.14 | 35113 | GIA | 125000 | Bass Charrington T1 / Bass Charrington T2 / Clifton T1 / Ykk T1 | inside-area | 3.98 | DUTTON GT2 / MOORE GT1 / PERCIVAL LA GT1 | FRODSHAM - INCE | SPM | 15 | primary | 14.99 | Green | 30 | 15.01 | thermal | 0 | 6.4 | 0 | 6.4 | 12.2 | DUTTON GT2 / MOORE GT1 / PERCIVAL LA GT1 | 32.616 | GREEN | 0 |  |  | 0 | 0 | 0 | 30 |  |  |  |  | Green (Over 5% headroom) | 106952 | 100 | 5.18 | 82 | 36 | 3811377 | [9 empty] | Frodsham | FRODSHAM | 5 | 1090 | 1090 | 0 | 0 | 0 | 2029-04 | [12 empty] | 53.3104 | -2.659 | SPM-BASS_CHARRINGTON_T1_BASS_CHARRINGTON_T2_CLIFTON_T1_YKK_T1 | 9370946000 | SP Energy Networks open data (API key): NDP SPM primary-group polygons + Capacity Heatmaps Information Model SPM + LTDS appendices 3/6 + NSHR
273 | 60 | ROTEX EUROPE LTD, ASTON LANE NORTH, WHITEHOUSE INDUSTRIAL ESTATE | RUNCORN | WA7 3FA | Halton |  | Workshop And Premises | industrial | 1 | 2733.5 | 29423 | GIA | 118000 | Bass Charrington T1 / Bass Charrington T2 / Clifton T1 / Ykk T1 | inside-area | 4.22 | DUTTON GT2 / MOORE GT1 / PERCIVAL LA GT1 | FRODSHAM - INCE | SPM | 15 | primary | 14.99 | Green | 30 | 15.01 | thermal | 0 | 6.4 | 0 | 6.4 | 12.2 | DUTTON GT2 / MOORE GT1 / PERCIVAL LA GT1 | 32.616 | GREEN | 0 |  |  | 0 | 0 | 0 | 30 |  |  |  |  | Green (Over 5% headroom) | 106952 | 100 | 4.34 | 123 | 36 | 3817067 | [9 empty] | Frodsham | FRODSHAM | 5 | 1090 | 1090 | 0 | 0 | 0 | 2029-04 | [12 empty] | 53.317 | -2.6532 | SPM-BASS_CHARRINGTON_T1_BASS_CHARRINGTON_T2_CLIFTON_T1_YKK_T1 | 4386938000 | SP Energy Networks open data (API key): NDP SPM primary-group polygons + Capacity Heatmaps Information Model SPM + LTDS appendices 3/6 + NSHR
274 | 60 | FIRST FLOOR 10, REGENT STREET | WREXHAM | LL11 1SA | Wrexham |  | Store And Premises | industrial | 1 | 2425 | 26102 | GIA | 3450 | Bersham Rd T1 / Ind Coope T1 / Rhyd Broughton La T1 / Tuttle St T1 | inside-area | 1.37 | BRYMBO GT1 / LEGACY LOCAL GT1 / MARCHWIEL GT1 / MARCHWIEL GT2 / WREXHAM GT1 | LEGACY | SPM | 15 | primary | 14.957 | Green | 30 | 15.043 | thermal | 0 | 0 | 0 | 0 | 11.6 | BRYMBO GT1 / LEGACY LOCAL GT1 / MARCHWIEL GT1 / MARCHWIEL GT2 / WREXHAM GT1 | 41.8508 | GREEN | 1.6 |  |  | 0 | 0 | 0 | 30 |  |  |  |  | Green (Over 5% headroom) | 106952 | 100 | 3.85 | 61 | 21 | 948654 | [9 empty] | Legacy | LEGACY | 5 | 1714 | 1714 | 0 | 0 | 0 | 2024-08 | [12 empty] | 53.0467 | -2.9954 | SPM-BERSHAM_RD_T1_IND_COOPE_T1_RHYD_BROUGHTON_LA_T1_TUTTLE_ST_T1 | 9284635000 | SP Energy Networks open data (API key): NDP SPM primary-group polygons + Capacity Heatmaps Information Model SPM + LTDS appendices 3/6 + NSHR
275 | 60 | UNIT 3, SUTTON QUAYS BUSINESS PARK, CLIFTON ROAD | RUNCORN | WA7 3EH | Halton |  | Warehouse And Premises | industrial | 2 | 2380.16 | 25620 | GIA | 81750 | Bass Charrington T1 / Bass Charrington T2 / Clifton T1 / Ykk T1 | inside-area | 1.78 | DUTTON GT2 / MOORE GT1 / PERCIVAL LA GT1 | FRODSHAM - INCE | SPM | 15 | primary | 14.99 | Green | 30 | 15.01 | thermal | 0 | 6.4 | 0 | 6.4 | 12.2 | DUTTON GT2 / MOORE GT1 / PERCIVAL LA GT1 | 32.616 | GREEN | 0 |  |  | 0 | 0 | 0 | 30 |  |  |  |  | Green (Over 5% headroom) | 106952 | 100 | 3.78 | 60 | 36 | 3820870 | [9 empty] | Frodsham | FRODSHAM | 5 | 1090 | 1090 | 0 | 0 | 0 | 2029-04 | 10012257995 | Offices and Workshop Businesses | 1273 | C | Grid Supplied Electricity | 3 |  | Heating and Natural Ventilation | 2023-10-10 |  | 1 | FALSE | 53.3074 | -2.7005 | SPM-BASS_CHARRINGTON_T1_BASS_CHARRINGTON_T2_CLIFTON_T1_YKK_T1 | 1973713000;1973711000 | SP Energy Networks open data (API key): NDP SPM primary-group polygons + Capacity Heatmaps Information Model SPM + LTDS appendices 3/6 + NSHR
276 | 60 | UNIT 10 & 11A, ASTON FIELDS ROAD, WHITEHOUSE INDUSTRIAL ESTATE | RUNCORN | WA7 3DL | Halton |  | Warehouse And Premises | industrial | 1 | 2282.8 | 24572 | GIA | 96000 | Bass Charrington T1 / Bass Charrington T2 / Clifton T1 / Ykk T1 | inside-area | 3.66 | DUTTON GT2 / MOORE GT1 / PERCIVAL LA GT1 | FRODSHAM - INCE | SPM | 15 | primary | 14.99 | Green | 30 | 15.01 | thermal | 0 | 6.4 | 0 | 6.4 | 12.2 | DUTTON GT2 / MOORE GT1 / PERCIVAL LA GT1 | 32.616 | GREEN | 0 |  |  | 0 | 0 | 0 | 30 |  |  |  |  | Green (Over 5% headroom) | 106952 | 100 | 3.63 | 57 | 36 | 3821918 | [9 empty] | Frodsham | FRODSHAM | 5 | 1090 | 1090 | 0 | 0 | 0 | 2029-04 | 200001524940 | B1 Offices and Workshop businesses | 1499 | C | Natural Gas | 3 |  | Heating and Natural Ventilation | 2013-03-14 |  | 1 | FALSE | 53.3125 | -2.663 | SPM-BASS_CHARRINGTON_T1_BASS_CHARRINGTON_T2_CLIFTON_T1_YKK_T1 | 8032769000 | SP Energy Networks open data (API key): NDP SPM primary-group polygons + Capacity Heatmaps Information Model SPM + LTDS appendices 3/6 + NSHR
277 | 60 | TEVA UK LIMITED, ASTON LANE NORTH, WHITEHOUSE VALE, WHITEHOUSE INDUSTRIAL ESTATE | RUNCORN | WA7 3BE | Halton |  | Factory And Premises | industrial | 1 | 2255.22 | 24275 | GIA | 138000 | Bass Charrington T1 / Bass Charrington T2 / Clifton T1 / Ykk T1 | inside-area | 3.89 | DUTTON GT2 / MOORE GT1 / PERCIVAL LA GT1 | FRODSHAM - INCE | SPM | 15 | primary | 14.99 | Green | 30 | 15.01 | thermal | 0 | 6.4 | 0 | 6.4 | 12.2 | DUTTON GT2 / MOORE GT1 / PERCIVAL LA GT1 | 32.616 | GREEN | 0 |  |  | 0 | 0 | 0 | 30 |  |  |  |  | Green (Over 5% headroom) | 106952 | 100 | 3.58 | 135 | 36 | 3822215 | [9 empty] | Frodsham | FRODSHAM | 5 | 1090 | 1090 | 0 | 0 | 0 | 2029-04 | [12 empty] | 53.3142 | -2.659 | SPM-BASS_CHARRINGTON_T1_BASS_CHARRINGTON_T2_CLIFTON_T1_YKK_T1 | 11447763000 | SP Energy Networks open data (API key): NDP SPM primary-group polygons + Capacity Heatmaps Information Model SPM + LTDS appendices 3/6 + NSHR
278 | 60 | UNIT 1B, ASTON FIELDS ROAD, ZIP 56, WHITEHOUSE INDUSTRIAL ESTATE | RUNCORN | WA7 3FZ | Halton |  | Workshop And Premises | industrial | 1 | 2199.57 | 23676 | GIA | 98500 | Bass Charrington T1 / Bass Charrington T2 / Clifton T1 / Ykk T1 | inside-area | 3.74 | DUTTON GT2 / MOORE GT1 / PERCIVAL LA GT1 | FRODSHAM - INCE | SPM | 15 | primary | 14.99 | Green | 30 | 15.01 | thermal | 0 | 6.4 | 0 | 6.4 | 12.2 | DUTTON GT2 / MOORE GT1 / PERCIVAL LA GT1 | 32.616 | GREEN | 0 |  |  | 0 | 0 | 0 | 30 |  |  |  |  | Green (Over 5% headroom) | 106952 | 100 | 3.5 | 99 | 36 | 3822814 | [9 empty] | Frodsham | FRODSHAM | 5 | 1090 | 1090 | 0 | 0 | 0 | 2029-04 |  | General Industrial and Special Industrial Groups | 2297 | B | Grid Supplied Electricity | 3 |  | Air Conditioning | 2023-11-23 |  | 1 | FALSE | 53.311 | -2.6624 | SPM-BASS_CHARRINGTON_T1_BASS_CHARRINGTON_T2_CLIFTON_T1_YKK_T1 | 12548574000 | SP Energy Networks open data (API key): NDP SPM primary-group polygons + Capacity Heatmaps Information Model SPM + LTDS appendices 3/6 + NSHR
279 | 60 | BALFOUR BEATTY/MOTT MACDONALD AREA 10 ASC, CHESTER ROAD | RUNCORN | WA7 3AT | Halton |  | Storage Depot And Premises | industrial | 1 | 2036.8 | 21924 | GIA | 48750 | Bass Charrington T1 / Bass Charrington T2 / Clifton T1 / Ykk T1 | inside-area | 4.3 | DUTTON GT2 / MOORE GT1 / PERCIVAL LA GT1 | FRODSHAM - INCE | SPM | 15 | primary | 14.99 | Green | 30 | 15.01 | thermal | 0 | 6.4 | 0 | 6.4 | 12.2 | DUTTON GT2 / MOORE GT1 / PERCIVAL LA GT1 | 32.616 | GREEN | 0 |  |  | 0 | 0 | 0 | 30 |  |  |  |  | Green (Over 5% headroom) | 106952 | 100 | 3.24 | 51 | 36 | 3824566 | [9 empty] | Frodsham | FRODSHAM | 5 | 1090 | 1090 | 0 | 0 | 0 | 2029-04 | [12 empty] | 53.3201 | -2.6519 | SPM-BASS_CHARRINGTON_T1_BASS_CHARRINGTON_T2_CLIFTON_T1_YKK_T1 | 8507362000 | SP Energy Networks open data (API key): NDP SPM primary-group polygons + Capacity Heatmaps Information Model SPM + LTDS appendices 3/6 + NSHR
280 | 60 | ALDI STORES, PLAS COCH ROAD | WREXHAM | LL11 2BW | Wrexham |  | Large Foodstore | industrial | 1 | 1951.98 | 21011 | GIA | 370000 | Bersham Rd T1 / Ind Coope T1 / Rhyd Broughton La T1 / Tuttle St T1 | inside-area | 2.01 | BRYMBO GT1 / LEGACY LOCAL GT1 / MARCHWIEL GT1 / MARCHWIEL GT2 / WREXHAM GT1 | LEGACY | SPM | 15 | primary | 14.957 | Green | 30 | 15.043 | thermal | 0 | 0 | 0 | 0 | 11.6 | BRYMBO GT1 / LEGACY LOCAL GT1 / MARCHWIEL GT1 / MARCHWIEL GT2 / WREXHAM GT1 | 41.8508 | GREEN | 1.6 |  |  | 0 | 0 | 0 | 30 |  |  |  |  | Green (Over 5% headroom) | 106952 | 100 | 3.1 | 49 | 21 | 953745 | [9 empty] | Legacy | LEGACY | 5 | 1714 | 1714 | 0 | 0 | 0 | 2024-08 | 10013548006 | D2 General Assembly and Leisure plus Night Clubs and Theatres | 5241 | B | Natural Gas | 3 |  | Heating and Natural Ventilation | 2015-11-22 |  | 0.5 | FALSE | 53.057 | -3.0049 | SPM-BERSHAM_RD_T1_IND_COOPE_T1_RHYD_BROUGHTON_LA_T1_TUTTLE_ST_T1 | 251068206 | SP Energy Networks open data (API key): NDP SPM primary-group polygons + Capacity Heatmaps Information Model SPM + LTDS appendices 3/6 + NSHR
281 | 60 | DORMEX CONTAINERS LTD, CHESTER ROAD | RUNCORN | WA7 3EG | Cheshire West And Chester |  | Warehouse And Premises | industrial | 1 | 1918 | 20645 | GIA | 75500 | Bass Charrington T1 / Bass Charrington T2 / Clifton T1 / Ykk T1 | inside-area | 2.09 | DUTTON GT2 / MOORE GT1 / PERCIVAL LA GT1 | FRODSHAM - INCE | SPM | 15 | primary | 14.99 | Green | 30 | 15.01 | thermal | 0 | 6.4 | 0 | 6.4 | 12.2 | DUTTON GT2 / MOORE GT1 / PERCIVAL LA GT1 | 32.616 | GREEN | 0 |  |  | 0 | 0 | 0 | 30 |  |  |  |  | Green (Over 5% headroom) | 106952 | 100 | 3.05 | 48 | 36 | 3825845 | [9 empty] | Frodsham | FRODSHAM | 5 | 1090 | 1090 | 0 | 0 | 0 | 2029-04 | [12 empty] | 53.3058 | -2.6966 | SPM-BASS_CHARRINGTON_T1_BASS_CHARRINGTON_T2_CLIFTON_T1_YKK_T1 | 3047998000 | SP Energy Networks open data (API key): NDP SPM primary-group polygons + Capacity Heatmaps Information Model SPM + LTDS appendices 3/6 + NSHR
282 | 59.9 | TRINITY PARK, ORRELL LANE | BOOTLE | L20 6HX | Sefton | PEOPLES LIVERPOOL LTD | Car Showroom And Premises; Warehouse And Premises; Workshop And Premises | bigbox | 3 | 20078.9 | 216127 | GIA | 911000 | Almonds Turn T1 / Atlantic Complex T1 / Giro T1 / Midland Bank T1 / Netherton T1 | inside-area | 2.98 | AINTREE GT1 / FORMBY GT2A / LITHERLAND GT1B | KIRKBY | SPM | 24.7 | bsp | 25.857 | Green | 37.5 | 11.643 | thermal | 0 | 1.6 | 0 | 1.6 | 22.7 | AINTREE GT1 / FORMBY GT2A / LITHERLAND GT1A | 24.7 | GREEN | 1.5 |  |  | 0 | 0 | 0 | 37.5 |  |  |  |  | Green (Over 5% headroom) | 176114 | 81 | 31.91 | 904 | 27 | 1616389 | [9 empty] | Lister Drive | KIRKBY | 4 | 514 | 514 | 400 | 0 | 0 | 2027-08 | [12 empty] | 53.4663 | -2.9709 | SPM-ALMONDS_TURN_T1_ATLANTIC_COMPLEX_T1_GIRO_T1_MIDLAND_BANK_T1_ | 4535739000;9850871000;6428519000 | SP Energy Networks open data (API key): NDP SPM primary-group polygons + Capacity Heatmaps Information Model SPM + LTDS appendices 3/6 + NSHR
283 | 59.7 | 5, PACIFIC PARK, BRIDGE ROAD NORTH | WREXHAM | LL13 9PL | Wrexham |  | Factory And Premises; Warehouse And Premises | industrial | 5 | 11758.14 | 126563 | GIA | 268250 | Chester St (Wrexham) T1 / Eagles Meadow T1 / Rhosnesni T1 / Whitegate T1 | inside-area | 1.38 | BRYMBO GT1 / LEGACY LOCAL GT1 / MARCHWIEL GT1 / MARCHWIEL GT2 / WREXHAM GT1 | LEGACY | SPM | 14.8 | primary | 14.796 | Green | 30 | 15.204 | thermal | 0 | 0.6 | 0 | 0.6 | 10.7 | BRYMBO GT1 / LEGACY LOCAL GT1 / MARCHWIEL GT1 / MARCHWIEL GT2 / WREXHAM GT1 | 41.8508 | GREEN | 1.6 |  |  | 0 | 0 | 0 | 30 |  |  |  |  | Green (Over 5% headroom) | 105526 | 83 | 18.68 | 705 | 18 | 1255754 | [9 empty] | Legacy | LEGACY | 5 | 1714 | 1714 | 0 | 0 | 0 | 2024-08 | [12 empty] | 53.0422 | -2.9678 | SPM-CHESTER_ST_WREXHAM_T1_EAGLES_MEADOW_T1_RHOSNESNI_T1_WHITEGAT | 6205275000;10766883000;10786803000;10786804000;6205279000 | SP Energy Networks open data (API key): NDP SPM primary-group polygons + Capacity Heatmaps Information Model SPM + LTDS appendices 3/6 + NSHR
284 | 59.7 | UNIT 4, WHITEGATE INDUSTRIAL COMPLEX | WREXHAM | LL13 8UG | Wrexham |  | Factory And Premises; Workshop And Premises | industrial | 6 | 10823.98 | 116508 | GIA | 321250 | Chester St (Wrexham) T1 / Eagles Meadow T1 / Rhosnesni T1 / Whitegate T1 | inside-area | 0.91 | BRYMBO GT1 / LEGACY LOCAL GT1 / MARCHWIEL GT1 / MARCHWIEL GT2 / WREXHAM GT1 | LEGACY | SPM | 14.8 | primary | 14.796 | Green | 30 | 15.204 | thermal | 0 | 0.6 | 0 | 0.6 | 10.7 | BRYMBO GT1 / LEGACY LOCAL GT1 / MARCHWIEL GT1 / MARCHWIEL GT2 / WREXHAM GT1 | 41.8508 | GREEN | 1.6 |  |  | 0 | 0 | 0 | 30 |  |  |  |  | Green (Over 5% headroom) | 105526 | 91 | 17.2 | 649 | 18 | 1265809 | [9 empty] | Legacy | LEGACY | 5 | 1714 | 1714 | 0 | 0 | 0 | 2024-08 | 10013547042 | B8 Storage or Distribution | 1474 | D | Grid Supplied Electricity | 3 |  | Heating and Natural Ventilation | 2018-10-12 |  | 1 | FALSE | 53.0398 | -2.9763 | SPM-CHESTER_ST_WREXHAM_T1_EAGLES_MEADOW_T1_RHOSNESNI_T1_WHITEGAT | 128408000;248379206;264829206;128409000;248373206;248958206 | SP Energy Networks open data (API key): NDP SPM primary-group polygons + Capacity Heatmaps Information Model SPM + LTDS appendices 3/6 + NSHR
285 | 59.7 | FIBRAX LTD, QUEENSWAY | WREXHAM | LL13 8YR | Wrexham |  | Factory And Premises | industrial | 1 | 5340.72 | 57487 | GIA | 116000 | Chester St (Wrexham) T1 / Eagles Meadow T1 / Rhosnesni T1 / Whitegate T1 | inside-area | 1.1 | BRYMBO GT1 / LEGACY LOCAL GT1 / MARCHWIEL GT1 / MARCHWIEL GT2 / WREXHAM GT1 | LEGACY | SPM | 14.8 | primary | 14.796 | Green | 30 | 15.204 | thermal | 0 | 0.6 | 0 | 0.6 | 10.7 | BRYMBO GT1 / LEGACY LOCAL GT1 / MARCHWIEL GT1 / MARCHWIEL GT2 / WREXHAM GT1 | 41.8508 | GREEN | 1.6 |  |  | 0 | 0 | 0 | 30 |  |  |  |  | Green (Over 5% headroom) | 105526 | 100 | 8.49 | 320 | 18 | 1324830 | [9 empty] | Legacy | LEGACY | 5 | 1714 | 1714 | 0 | 0 | 0 | 2024-08 | 10013547914 | General Industrial and Special Industrial Groups | 3017 | C | Natural Gas | 3 |  | Heating and Natural Ventilation | 2025-12-12 |  | 1 | FALSE | 53.0393 | -2.9736 | SPM-CHESTER_ST_WREXHAM_T1_EAGLES_MEADOW_T1_RHOSNESNI_T1_WHITEGAT | 261508206 | SP Energy Networks open data (API key): NDP SPM primary-group polygons + Capacity Heatmaps Information Model SPM + LTDS appendices 3/6 + NSHR
286 | 59.7 | UNIT 6, WHITEGATE INDUSTRIAL COMPLEX | WREXHAM | LL13 8UE | Wrexham |  | Factory And Premises | industrial | 2 | 4257.34 | 45826 | GIA | 115000 | Chester St (Wrexham) T1 / Eagles Meadow T1 / Rhosnesni T1 / Whitegate T1 | inside-area | 1.03 | BRYMBO GT1 / LEGACY LOCAL GT1 / MARCHWIEL GT1 / MARCHWIEL GT2 / WREXHAM GT1 | LEGACY | SPM | 14.8 | primary | 14.796 | Green | 30 | 15.204 | thermal | 0 | 0.6 | 0 | 0.6 | 10.7 | BRYMBO GT1 / LEGACY LOCAL GT1 / MARCHWIEL GT1 / MARCHWIEL GT2 / WREXHAM GT1 | 41.8508 | GREEN | 1.6 |  |  | 0 | 0 | 0 | 30 |  |  |  |  | Green (Over 5% headroom) | 105526 | 100 | 6.77 | 255 | 18 | 1336491 | [9 empty] | Legacy | LEGACY | 5 | 1714 | 1714 | 0 | 0 | 0 | 2024-08 | [12 empty] | 53.0406 | -2.9739 | SPM-CHESTER_ST_WREXHAM_T1_EAGLES_MEADOW_T1_RHOSNESNI_T1_WHITEGAT | 7534087000;7534089000 | SP Energy Networks open data (API key): NDP SPM primary-group polygons + Capacity Heatmaps Information Model SPM + LTDS appendices 3/6 + NSHR
287 | 59.7 | UNIT 13, QUEENSWAY LIGHT INDUSTRIAL ESTATE | WREXHAM | LL13 8YR | Wrexham |  | Factory And Premises | industrial | 1 | 3806.62 | 40974 | GIA | 100000 | Chester St (Wrexham) T1 / Eagles Meadow T1 / Rhosnesni T1 / Whitegate T1 | inside-area | 1.1 | BRYMBO GT1 / LEGACY LOCAL GT1 / MARCHWIEL GT1 / MARCHWIEL GT2 / WREXHAM GT1 | LEGACY | SPM | 14.8 | primary | 14.796 | Green | 30 | 15.204 | thermal | 0 | 0.6 | 0 | 0.6 | 10.7 | BRYMBO GT1 / LEGACY LOCAL GT1 / MARCHWIEL GT1 / MARCHWIEL GT2 / WREXHAM GT1 | 41.8508 | GREEN | 1.6 |  |  | 0 | 0 | 0 | 30 |  |  |  |  | Green (Over 5% headroom) | 105526 | 100 | 6.05 | 228 | 18 | 1341343 | [9 empty] | Legacy | LEGACY | 5 | 1714 | 1714 | 0 | 0 | 0 | 2024-08 | 10013547016 | B2 to B7 General Industrial and Special Industrial Groups | 3306 | C | Natural Gas | 3 |  | Heating and Natural Ventilation | 2018-11-26 |  | 0.67 | FALSE | 53.0393 | -2.9736 | SPM-CHESTER_ST_WREXHAM_T1_EAGLES_MEADOW_T1_RHOSNESNI_T1_WHITEGAT | 8358647000 | SP Energy Networks open data (API key): NDP SPM primary-group polygons + Capacity Heatmaps Information Model SPM + LTDS appendices 3/6 + NSHR
288 | 59.7 | LAND ADJ TO QUEENSWAY CIVIC AMENITY SITE, QUEENSWAY LIGHT INDUSTRIAL ESTATE | WREXHAM | LL13 8YR | Wrexham |  | Stores | industrial | 1 | 2160 | 23250 | GIA | 15750 | Chester St (Wrexham) T1 / Eagles Meadow T1 / Rhosnesni T1 / Whitegate T1 | inside-area | 1.1 | BRYMBO GT1 / LEGACY LOCAL GT1 / MARCHWIEL GT1 / MARCHWIEL GT2 / WREXHAM GT1 | LEGACY | SPM | 14.8 | primary | 14.796 | Green | 30 | 15.204 | thermal | 0 | 0.6 | 0 | 0.6 | 10.7 | BRYMBO GT1 / LEGACY LOCAL GT1 / MARCHWIEL GT1 / MARCHWIEL GT2 / WREXHAM GT1 | 41.8508 | GREEN | 1.6 |  |  | 0 | 0 | 0 | 30 |  |  |  |  | Green (Over 5% headroom) | 105526 | 100 | 3.43 | 54 | 18 | 1359067 | [9 empty] | Legacy | LEGACY | 5 | 1714 | 1714 | 0 | 0 | 0 | 2024-08 | [12 empty] | 53.0393 | -2.9736 | SPM-CHESTER_ST_WREXHAM_T1_EAGLES_MEADOW_T1_RHOSNESNI_T1_WHITEGAT | 3797115000 | SP Energy Networks open data (API key): NDP SPM primary-group polygons + Capacity Heatmaps Information Model SPM + LTDS appendices 3/6 + NSHR
289 | 59.7 | SIMON BOYD, GRESFORD INDUSTRIAL PARK, CHESTER ROAD | WREXHAM | LL12 8LX | Wrexham |  | Factory And Premises | industrial | 1 | 1986.12 | 21378 | GIA | 72500 | Chester St (Wrexham) T1 / Eagles Meadow T1 / Rhosnesni T1 / Whitegate T1 | inside-area | 3.57 | BRYMBO GT1 / LEGACY LOCAL GT1 / MARCHWIEL GT1 / MARCHWIEL GT2 / WREXHAM GT1 | LEGACY | SPM | 14.8 | primary | 14.796 | Green | 30 | 15.204 | thermal | 0 | 0.6 | 0 | 0.6 | 10.7 | BRYMBO GT1 / LEGACY LOCAL GT1 / MARCHWIEL GT1 / MARCHWIEL GT2 / WREXHAM GT1 | 41.8508 | GREEN | 1.6 |  |  | 0 | 0 | 0 | 30 |  |  |  |  | Green (Over 5% headroom) | 105526 | 100 | 3.16 | 119 | 18 | 1360939 | [9 empty] | Legacy | LEGACY | 5 | 1714 | 1714 | 0 | 0 | 0 | 2024-08 | 10013544917 | Storage or Distribution | 2508 | D | Natural Gas | 3 |  | Heating and Natural Ventilation | 2023-12-13 |  | 1 | FALSE | 53.076 | -2.9885 | SPM-CHESTER_ST_WREXHAM_T1_EAGLES_MEADOW_T1_RHOSNESNI_T1_WHITEGAT | 4320818000 | SP Energy Networks open data (API key): NDP SPM primary-group polygons + Capacity Heatmaps Information Model SPM + LTDS appendices 3/6 + NSHR
290 | 59.6 | NOVA GROUP LTD, NORMAN ROAD | ALTRINCHAM | WA14 4EN | Trafford |  | Factory And Premises | industrial | 1 | 9160.53 | 98603 | GIA | 250000 | Ilfords T1 / Knutsford T1 / Mobberley T1 / Radbroke Hall T1 | nearest-substation | 43.23 | ELWORTH GT1 / ELWORTH GT2 / KNUTSFORD GT1 / KNUTSFORD GT2 | CARRINGTON - FIDDLERS FERRY | SPM | 14.7 | primary | 14.665 | Green | 30 | 14.758 | thermal | 2.3 | 1.3 | 2 | 3.6 | 12.3 | ELWORTH GT1 / ELWORTH GT2 / KNUTSFORD GT1 / KNUTSFORD GT2 | 26.603 | GREEN | 0 |  |  | 0 | 0 | 0 | 30 |  |  |  |  | Green (Over 5% headroom) | 104813 | 100 | 14.56 | 550 | 54 | 2608461 | [9 empty] | Fiddlers Ferry | CARRINGTON | 5 | 2186.9 | 2186.9 | 0 | 0 | 930 | 2026-05 | [12 empty] | 53.3954 | -2.36 | SPM-ILFORDS_T1_KNUTSFORD_T1_MOBBERLEY_T1_RADBROKE_HALL_T1 | 9696159000 | SP Energy Networks open data (API key): NDP SPM primary-group polygons + Capacity Heatmaps Information Model SPM + LTDS appendices 3/6 + NSHR
291 | 59.6 | UNIT 1, MONTGOMERY CLOSE, PARKGATE INDUSTRIAL ESTATE | KNUTSFORD | WA16 8XW | Cheshire East |  | Factory And Premises; Warehouse And Premises | industrial | 2 | 9105.85 | 98014 | GIA | 545000 | Ilfords T1 / Knutsford T1 / Mobberley T1 / Radbroke Hall T1 | inside-area | 39.48 | ELWORTH GT1 / ELWORTH GT2 / KNUTSFORD GT1 / KNUTSFORD GT2 | CARRINGTON - FIDDLERS FERRY | SPM | 14.7 | primary | 14.665 | Green | 30 | 14.758 | thermal | 2.3 | 1.3 | 2 | 3.6 | 12.3 | ELWORTH GT1 / ELWORTH GT2 / KNUTSFORD GT1 / KNUTSFORD GT2 | 26.603 | GREEN | 0 |  |  | 0 | 0 | 0 | 30 |  |  |  |  | Green (Over 5% headroom) | 104813 | 100 | 14.47 | 546 | 54 | 2609050 | [9 empty] | Fiddlers Ferry | CARRINGTON | 5 | 2186.9 | 2186.9 | 0 | 0 | 930 | 2026-05 | 10096715087 | Storage or Distribution | 3618 | B | Grid Supplied Electricity | 3 | 2 | Air Conditioning | 2022-11-28 |  | 1 | FALSE | 53.3132 | -2.3575 | SPM-ILFORDS_T1_KNUTSFORD_T1_MOBBERLEY_T1_RADBROKE_HALL_T1 | 59727133;3811821000 | SP Energy Networks open data (API key): NDP SPM primary-group polygons + Capacity Heatmaps Information Model SPM + LTDS appendices 3/6 + NSHR
292 | 59.6 | UNIT 10, HAIG ROAD, NOVUS PARK, PARKGATE INDUSTRIAL ESTATE | KNUTSFORD | WA16 8FB | Cheshire East |  | Factory And Premises; Warehouse And Premises; Workshop And Premises | industrial | 5 | 8896.89 | 95765 | GIA | 824000 | Ilfords T1 / Knutsford T1 / Mobberley T1 / Radbroke Hall T1 | inside-area | 39.85 | ELWORTH GT1 / ELWORTH GT2 / KNUTSFORD GT1 / KNUTSFORD GT2 | CARRINGTON - FIDDLERS FERRY | SPM | 14.7 | primary | 14.665 | Green | 30 | 14.758 | thermal | 2.3 | 1.3 | 2 | 3.6 | 12.3 | ELWORTH GT1 / ELWORTH GT2 / KNUTSFORD GT1 / KNUTSFORD GT2 | 26.603 | GREEN | 0 |  |  | 0 | 0 | 0 | 30 |  |  |  |  | Green (Over 5% headroom) | 104813 | 100 | 14.14 | 534 | 54 | 2611299 | [9 empty] | Fiddlers Ferry | CARRINGTON | 5 | 2186.9 | 2186.9 | 0 | 0 | 930 | 2026-05 | 10094892298 | B8 Storage or Distribution | 1219 | A | Natural Gas | 5 |  | Heating and Natural Ventilation | 2021-04-28 |  | 1 | FALSE | 53.3144 | -2.3523 | SPM-ILFORDS_T1_KNUTSFORD_T1_MOBBERLEY_T1_RADBROKE_HALL_T1 | 13965351000;15039232000;13665203000;13686600000;14817548000 | SP Energy Networks open data (API key): NDP SPM primary-group polygons + Capacity Heatmaps Information Model SPM + LTDS appendices 3/6 + NSHR
293 | 59.6 | UNIT 11, LONGRIDGE TRADING ESTATE | KNUTSFORD | WA16 8PR | Cheshire East |  | Factory And Premises; Warehouse And Premises | industrial | 2 | 6233.45 | 67096 | GIA | 324000 | Ilfords T1 / Knutsford T1 / Mobberley T1 / Radbroke Hall T1 | inside-area | 39.94 | ELWORTH GT1 / ELWORTH GT2 / KNUTSFORD GT1 / KNUTSFORD GT2 | CARRINGTON - FIDDLERS FERRY | SPM | 14.7 | primary | 14.665 | Green | 30 | 14.758 | thermal | 2.3 | 1.3 | 2 | 3.6 | 12.3 | ELWORTH GT1 / ELWORTH GT2 / KNUTSFORD GT1 / KNUTSFORD GT2 | 26.603 | GREEN | 0 |  |  | 0 | 0 | 0 | 30 |  |  |  |  | Green (Over 5% headroom) | 104813 | 100 | 9.91 | 374 | 54 | 2639968 | [9 empty] | Fiddlers Ferry | CARRINGTON | 5 | 2186.9 | 2186.9 | 0 | 0 | 930 | 2026-05 | [12 empty] | 53.311 | -2.3489 | SPM-ILFORDS_T1_KNUTSFORD_T1_MOBBERLEY_T1_RADBROKE_HALL_T1 | 8201213000;9187369000 | SP Energy Networks open data (API key): NDP SPM primary-group polygons + Capacity Heatmaps Information Model SPM + LTDS appendices 3/6 + NSHR
294 | 59.6 | UNITS A & B, ORRELL MOUNT | LIVERPOOL | L20 6NS | Sefton |  | Workshop And Premises | industrial | 1 | 6168.58 | 66398 | GIA | 140000 | Bootle Grid T2 / Orrell Mount T1 / Scarisbrick Ave T1 / Tatton Rd T1 | inside-area | 1.25 | BOOTLE GT1 / LITHERLAND GT1A | KIRKBY | SPM | 14.7 | primary | 14.72 | Green | 30 | 15.28 | thermal | 0 | 5.3 | 1.6 | 5.3 | 10.8 | BOOTLE GT1 / LITHERLAND GT1B | 21.4789 | GREEN | 0 |  |  | 0 | 0 | 0 | 30 |  |  |  |  | Green (Over 5% headroom) | 104813 | 100 | 9.8 | 278 | 12 | 403301 | [9 empty] | Lister Drive | KIRKBY | 4 | 514 | 514 | 400 | 0 | 0 | 2027-08 | 41069505 | B8 Storage or Distribution | 4763 | C | Grid Supplied Electricity | 3 | 1 | Air Conditioning | 2018-06-26 |  | 0.5 | FALSE | 53.4671 | -2.9922 | SPM-BOOTLE_GRID_T2_ORRELL_MOUNT_T1_SCARISBRICK_AVE_T1_TATTON_RD_ | 9357425000 | SP Energy Networks open data (API key): NDP SPM primary-group polygons + Capacity Heatmaps Information Model SPM + LTDS appendices 3/6 + NSHR
295 | 59.6 | WAREHOUSE 1 & 2 1-2, ATLANTIC STREET | ALTRINCHAM | WA14 5DA | Trafford |  | Warehouse And Premises | industrial | 1 | 5740.92 | 61795 | GIA | 163000 | Ilfords T1 / Knutsford T1 / Mobberley T1 / Radbroke Hall T1 | nearest-substation | 43.47 | ELWORTH GT1 / ELWORTH GT2 / KNUTSFORD GT1 / KNUTSFORD GT2 | CARRINGTON - FIDDLERS FERRY | SPM | 14.7 | primary | 14.665 | Green | 30 | 14.758 | thermal | 2.3 | 1.3 | 2 | 3.6 | 12.3 | ELWORTH GT1 / ELWORTH GT2 / KNUTSFORD GT1 / KNUTSFORD GT2 | 26.603 | GREEN | 0 |  |  | 0 | 0 | 0 | 30 |  |  |  |  | Green (Over 5% headroom) | 104813 | 100 | 9.12 | 144 | 54 | 2645269 | [9 empty] | Fiddlers Ferry | CARRINGTON | 5 | 2186.9 | 2186.9 | 0 | 0 | 930 | 2026-05 | [12 empty] | 53.3981 | -2.3584 | SPM-ILFORDS_T1_KNUTSFORD_T1_MOBBERLEY_T1_RADBROKE_HALL_T1 | 10880629000 | SP Energy Networks open data (API key): NDP SPM primary-group polygons + Capacity Heatmaps Information Model SPM + LTDS appendices 3/6 + NSHR
296 | 59.6 | 483, HAWTHORNE ROAD | BOOTLE | L20 9DE | Sefton |  | Depot And Premises | industrial | 1 | 5675.1 | 61086 | OTH | 46500 | Bootle Grid T2 / Orrell Mount T1 / Scarisbrick Ave T1 / Tatton Rd T1 | inside-area | 0.1 | BOOTLE GT1 / LITHERLAND GT1A | KIRKBY | SPM | 14.7 | primary | 14.72 | Green | 30 | 15.28 | thermal | 0 | 5.3 | 1.6 | 5.3 | 10.8 | BOOTLE GT1 / LITHERLAND GT1B | 21.4789 | GREEN | 0 |  |  | 0 | 0 | 0 | 30 |  |  |  |  | Green (Over 5% headroom) | 104813 | 100 | 9.02 | 142 | 12 | 408613 | [9 empty] | Lister Drive | KIRKBY | 4 | 514 | 514 | 400 | 0 | 0 | 2027-08 | [12 empty] | 53.4574 | -2.9852 | SPM-BOOTLE_GRID_T2_ORRELL_MOUNT_T1_SCARISBRICK_AVE_T1_TATTON_RD_ | 5905134 | SP Energy Networks open data (API key): NDP SPM primary-group polygons + Capacity Heatmaps Information Model SPM + LTDS appendices 3/6 + NSHR
297 | 59.6 | OLIVER VALVES, HAIG ROAD, PARKGATE INDUSTRIAL ESTATE | KNUTSFORD | WA16 8DX | Cheshire East |  | Warehouse And Premises | industrial | 1 | 5191.1 | 55876 | GIA | 262500 | Ilfords T1 / Knutsford T1 / Mobberley T1 / Radbroke Hall T1 | inside-area | 39.6 | ELWORTH GT1 / ELWORTH GT2 / KNUTSFORD GT1 / KNUTSFORD GT2 | CARRINGTON - FIDDLERS FERRY | SPM | 14.7 | primary | 14.665 | Green | 30 | 14.758 | thermal | 2.3 | 1.3 | 2 | 3.6 | 12.3 | ELWORTH GT1 / ELWORTH GT2 / KNUTSFORD GT1 / KNUTSFORD GT2 | 26.603 | GREEN | 0 |  |  | 0 | 0 | 0 | 30 |  |  |  |  | Green (Over 5% headroom) | 104813 | 100 | 8.25 | 130 | 54 | 2651188 | [9 empty] | Fiddlers Ferry | CARRINGTON | 5 | 2186.9 | 2186.9 | 0 | 0 | 930 | 2026-05 |  | General Industrial and Special Industrial Groups | 1693 | E | Natural Gas | 3 |  | Heating and Natural Ventilation | 2022-07-25 |  | 0.75 | FALSE | 53.3127 | -2.3553 | SPM-ILFORDS_T1_KNUTSFORD_T1_MOBBERLEY_T1_RADBROKE_HALL_T1 | 13512079000 | SP Energy Networks open data (API key): NDP SPM primary-group polygons + Capacity Heatmaps Information Model SPM + LTDS appendices 3/6 + NSHR
298 | 59.6 | P I CASTINGS, DAVENPORT LANE | ALTRINCHAM | WA14 5DS | Trafford |  | Factory And Premises | industrial | 1 | 5135.35 | 55276 | GIA | 211000 | Ilfords T1 / Knutsford T1 / Mobberley T1 / Radbroke Hall T1 | nearest-substation | 43.42 | ELWORTH GT1 / ELWORTH GT2 / KNUTSFORD GT1 / KNUTSFORD GT2 | CARRINGTON - FIDDLERS FERRY | SPM | 14.7 | primary | 14.665 | Green | 30 | 14.758 | thermal | 2.3 | 1.3 | 2 | 3.6 | 12.3 | ELWORTH GT1 / ELWORTH GT2 / KNUTSFORD GT1 / KNUTSFORD GT2 | 26.603 | GREEN | 0 |  |  | 0 | 0 | 0 | 30 |  |  |  |  | Green (Over 5% headroom) | 104813 | 100 | 8.16 | 308 | 54 | 2651788 | [9 empty] | Fiddlers Ferry | CARRINGTON | 5 | 2186.9 | 2186.9 | 0 | 0 | 930 | 2026-05 | [12 empty] | 53.3974 | -2.3586 | SPM-ILFORDS_T1_KNUTSFORD_T1_MOBBERLEY_T1_RADBROKE_HALL_T1 | 5015951000 | SP Energy Networks open data (API key): NDP SPM primary-group polygons + Capacity Heatmaps Information Model SPM + LTDS appendices 3/6 + NSHR
299 | 59.6 | UNIT 2, WELLINGTON CLOSE, PARKGATE INDUSTRIAL ESTATE | KNUTSFORD | WA16 8XL | Cheshire East |  | Warehouse; Warehouse And Premises | industrial | 2 | 5003.6 | 53858 | GIA | 270000 | Ilfords T1 / Knutsford T1 / Mobberley T1 / Radbroke Hall T1 | inside-area | 39.64 | ELWORTH GT1 / ELWORTH GT2 / KNUTSFORD GT1 / KNUTSFORD GT2 | CARRINGTON - FIDDLERS FERRY | SPM | 14.7 | primary | 14.665 | Green | 30 | 14.758 | thermal | 2.3 | 1.3 | 2 | 3.6 | 12.3 | ELWORTH GT1 / ELWORTH GT2 / KNUTSFORD GT1 / KNUTSFORD GT2 | 26.603 | GREEN | 0 |  |  | 0 | 0 | 0 | 30 |  |  |  |  | Green (Over 5% headroom) | 104813 | 100 | 7.95 | 125 | 54 | 2653206 | [9 empty] | Fiddlers Ferry | CARRINGTON | 5 | 2186.9 | 2186.9 | 0 | 0 | 930 | 2026-05 | 10014453229 | Offices and Workshop Businesses | 1594 | D | Natural Gas | 3 |  | Heating and Natural Ventilation | 2025-06-05 |  | 0.5 | FALSE | 53.3138 | -2.3553 | SPM-ILFORDS_T1_KNUTSFORD_T1_MOBBERLEY_T1_RADBROKE_HALL_T1 | 13590182000;13698113000 | SP Energy Networks open data (API key): NDP SPM primary-group polygons + Capacity Heatmaps Information Model SPM + LTDS appendices 3/6 + NSHR
300 | 59.6 | ORRELL MOUNT INDUSTRIAL ESTATE, HAWTHORNE ROAD | BOOTLE | L20 6NS | Sefton | EX CENTRAL TIN CANISTERS | Factory And Premises | industrial | 1 | 3695.4 | 39777 | GIA | 81000 | Bootle Grid T2 / Orrell Mount T1 / Scarisbrick Ave T1 / Tatton Rd T1 | inside-area | 1.25 | BOOTLE GT1 / LITHERLAND GT1A | KIRKBY | SPM | 14.7 | primary | 14.72 | Green | 30 | 15.28 | thermal | 0 | 5.3 | 1.6 | 5.3 | 10.8 | BOOTLE GT1 / LITHERLAND GT1B | 21.4789 | GREEN | 0 |  |  | 0 | 0 | 0 | 30 |  |  |  |  | Green (Over 5% headroom) | 104813 | 100 | 5.87 | 222 | 12 | 429922 | [9 empty] | Lister Drive | KIRKBY | 4 | 514 | 514 | 400 | 0 | 0 | 2027-08 | 41069505 | B8 Storage or Distribution | 4763 | C | Grid Supplied Electricity | 3 | 1 | Air Conditioning | 2018-06-26 |  | 0.67 | FALSE | 53.4671 | -2.9922 | SPM-BOOTLE_GRID_T2_ORRELL_MOUNT_T1_SCARISBRICK_AVE_T1_TATTON_RD_ | 3950272000 | SP Energy Networks open data (API key): NDP SPM primary-group polygons + Capacity Heatmaps Information Model SPM + LTDS appendices 3/6 + NSHR
301 | 59.6 | SPEEDY FREIGHT UNIT 1, MONTGOMERY CLOSE, PARKGATE INDUSTRIAL ESTATE | KNUTSFORD | WA16 8XW | Cheshire East |  | Warehouse And Premises | industrial | 1 | 3653.12 | 39322 | GIA | 267500 | Ilfords T1 / Knutsford T1 / Mobberley T1 / Radbroke Hall T1 | inside-area | 39.48 | ELWORTH GT1 / ELWORTH GT2 / KNUTSFORD GT1 / KNUTSFORD GT2 | CARRINGTON - FIDDLERS FERRY | SPM | 14.7 | primary | 14.665 | Green | 30 | 14.758 | thermal | 2.3 | 1.3 | 2 | 3.6 | 12.3 | ELWORTH GT1 / ELWORTH GT2 / KNUTSFORD GT1 / KNUTSFORD GT2 | 26.603 | GREEN | 0 |  |  | 0 | 0 | 0 | 30 |  |  |  |  | Green (Over 5% headroom) | 104813 | 100 | 5.81 | 91 | 54 | 2667742 | [9 empty] | Fiddlers Ferry | CARRINGTON | 5 | 2186.9 | 2186.9 | 0 | 0 | 930 | 2026-05 | 10096715087 | Storage or Distribution | 3618 | B | Grid Supplied Electricity | 3 | 2 | Air Conditioning | 2022-11-28 |  | 1 | FALSE | 53.3132 | -2.3575 | SPM-ILFORDS_T1_KNUTSFORD_T1_MOBBERLEY_T1_RADBROKE_HALL_T1 | 14255964000 | SP Energy Networks open data (API key): NDP SPM primary-group polygons + Capacity Heatmaps Information Model SPM + LTDS appendices 3/6 + NSHR
302 | 59.6 | UNIT 1 NOVUS PARK, HAIG ROAD, PARKGATE INDUSTRIAL ESTATE | KNUTSFORD | WA16 8FB | Cheshire East |  | Workshop And Premises | industrial | 1 | 3226.1 | 34725 | GIA | 287500 | Ilfords T1 / Knutsford T1 / Mobberley T1 / Radbroke Hall T1 | inside-area | 39.85 | ELWORTH GT1 / ELWORTH GT2 / KNUTSFORD GT1 / KNUTSFORD GT2 | CARRINGTON - FIDDLERS FERRY | SPM | 14.7 | primary | 14.665 | Green | 30 | 14.758 | thermal | 2.3 | 1.3 | 2 | 3.6 | 12.3 | ELWORTH GT1 / ELWORTH GT2 / KNUTSFORD GT1 / KNUTSFORD GT2 | 26.603 | GREEN | 0 |  |  | 0 | 0 | 0 | 30 |  |  |  |  | Green (Over 5% headroom) | 104813 | 100 | 5.13 | 145 | 54 | 2672339 | [9 empty] | Fiddlers Ferry | CARRINGTON | 5 | 2186.9 | 2186.9 | 0 | 0 | 930 | 2026-05 | 10094892294 | B2 to B7 General Industrial and Special Industrial Groups | 2729 | A | Grid Supplied Electricity | 5 |  | Heating and Natural Ventilation | 2020-12-03 |  | 1 | FALSE | 53.3144 | -2.3523 | SPM-ILFORDS_T1_KNUTSFORD_T1_MOBBERLEY_T1_RADBROKE_HALL_T1 | 13544224000 | SP Energy Networks open data (API key): NDP SPM primary-group polygons + Capacity Heatmaps Information Model SPM + LTDS appendices 3/6 + NSHR
303 | 59.6 | OLIVER VALVES LTD, HAIG ROAD, PARKGATE INDUSTRIAL ESTATE | KNUTSFORD | WA16 8DX | Cheshire East |  | Warehouse And Premises | industrial | 1 | 2737.95 | 29471 | GIA | 173000 | Ilfords T1 / Knutsford T1 / Mobberley T1 / Radbroke Hall T1 | inside-area | 39.6 | ELWORTH GT1 / ELWORTH GT2 / KNUTSFORD GT1 / KNUTSFORD GT2 | CARRINGTON - FIDDLERS FERRY | SPM | 14.7 | primary | 14.665 | Green | 30 | 14.758 | thermal | 2.3 | 1.3 | 2 | 3.6 | 12.3 | ELWORTH GT1 / ELWORTH GT2 / KNUTSFORD GT1 / KNUTSFORD GT2 | 26.603 | GREEN | 0 |  |  | 0 | 0 | 0 | 30 |  |  |  |  | Green (Over 5% headroom) | 104813 | 100 | 4.35 | 68 | 54 | 2677593 | [9 empty] | Fiddlers Ferry | CARRINGTON | 5 | 2186.9 | 2186.9 | 0 | 0 | 930 | 2026-05 |  | General Industrial and Special Industrial Groups | 1693 | E | Natural Gas | 3 |  | Heating and Natural Ventilation | 2022-07-25 |  | 0.75 | FALSE | 53.3127 | -2.3553 | SPM-ILFORDS_T1_KNUTSFORD_T1_MOBBERLEY_T1_RADBROKE_HALL_T1 | 9013100000 | SP Energy Networks open data (API key): NDP SPM primary-group polygons + Capacity Heatmaps Information Model SPM + LTDS appendices 3/6 + NSHR
304 | 59.6 | UNITS 7A/7B, ATLANTIC STREET | ALTRINCHAM | WA14 5EQ | Trafford |  | Warehouse And Premises | industrial | 1 | 2414.4 | 25988 | GIA | 102000 | Ilfords T1 / Knutsford T1 / Mobberley T1 / Radbroke Hall T1 | nearest-substation | 43.22 | ELWORTH GT1 / ELWORTH GT2 / KNUTSFORD GT1 / KNUTSFORD GT2 | CARRINGTON - FIDDLERS FERRY | SPM | 14.7 | primary | 14.665 | Green | 30 | 14.758 | thermal | 2.3 | 1.3 | 2 | 3.6 | 12.3 | ELWORTH GT1 / ELWORTH GT2 / KNUTSFORD GT1 / KNUTSFORD GT2 | 26.603 | GREEN | 0 |  |  | 0 | 0 | 0 | 30 |  |  |  |  | Green (Over 5% headroom) | 104813 | 100 | 3.84 | 60 | 54 | 2681076 | [9 empty] | Fiddlers Ferry | CARRINGTON | 5 | 2186.9 | 2186.9 | 0 | 0 | 930 | 2026-05 | 100012799829 | General Industrial and Special Industrial Groups | 2352 | C | Natural Gas | 3 |  | Heating and Natural Ventilation | 2026-06-03 |  | 1 | FALSE | 53.3974 | -2.3621 | SPM-ILFORDS_T1_KNUTSFORD_T1_MOBBERLEY_T1_RADBROKE_HALL_T1 | 8328699000 | SP Energy Networks open data (API key): NDP SPM primary-group polygons + Capacity Heatmaps Information Model SPM + LTDS appendices 3/6 + NSHR
305 | 59.6 | UNITS 1-4 AT 19, AINTREE ROAD | BOOTLE | L20 9DL | Sefton |  | Workshop And Premises | industrial | 1 | 2378.03 | 25597 | GIA | 52500 | Bootle Grid T2 / Orrell Mount T1 / Scarisbrick Ave T1 / Tatton Rd T1 | inside-area | 0.25 | BOOTLE GT1 / LITHERLAND GT1A | KIRKBY | SPM | 14.7 | primary | 14.72 | Green | 30 | 15.28 | thermal | 0 | 5.3 | 1.6 | 5.3 | 10.8 | BOOTLE GT1 / LITHERLAND GT1B | 21.4789 | GREEN | 0 |  |  | 0 | 0 | 0 | 30 |  |  |  |  | Green (Over 5% headroom) | 104813 | 100 | 3.78 | 107 | 12 | 444102 | [9 empty] | Lister Drive | KIRKBY | 4 | 514 | 514 | 400 | 0 | 0 | 2027-08 | 41210548 | B1 Offices and Workshop businesses | 601 | E | Grid Supplied Electricity | 3 |  | Heating and Natural Ventilation | 2018-08-23 |  | 1 | FALSE | 53.4565 | -2.982 | SPM-BOOTLE_GRID_T2_ORRELL_MOUNT_T1_SCARISBRICK_AVE_T1_TATTON_RD_ | 14742941000 | SP Energy Networks open data (API key): NDP SPM primary-group polygons + Capacity Heatmaps Information Model SPM + LTDS appendices 3/6 + NSHR
306 | 59.6 | BUILDING 2, HAIG ROAD, PARKGATE INDUSTRIAL ESTATE | KNUTSFORD | WA16 8DX | Cheshire East |  | Warehouse And Premises | industrial | 1 | 2215.3 | 23845 | GIA | 165000 | Ilfords T1 / Knutsford T1 / Mobberley T1 / Radbroke Hall T1 | inside-area | 39.6 | ELWORTH GT1 / ELWORTH GT2 / KNUTSFORD GT1 / KNUTSFORD GT2 | CARRINGTON - FIDDLERS FERRY | SPM | 14.7 | primary | 14.665 | Green | 30 | 14.758 | thermal | 2.3 | 1.3 | 2 | 3.6 | 12.3 | ELWORTH GT1 / ELWORTH GT2 / KNUTSFORD GT1 / KNUTSFORD GT2 | 26.603 | GREEN | 0 |  |  | 0 | 0 | 0 | 30 |  |  |  |  | Green (Over 5% headroom) | 104813 | 100 | 3.52 | 55 | 54 | 2683219 | [9 empty] | Fiddlers Ferry | CARRINGTON | 5 | 2186.9 | 2186.9 | 0 | 0 | 930 | 2026-05 | [12 empty] | 53.3127 | -2.3553 | SPM-ILFORDS_T1_KNUTSFORD_T1_MOBBERLEY_T1_RADBROKE_HALL_T1 | 1648870000 | SP Energy Networks open data (API key): NDP SPM primary-group polygons + Capacity Heatmaps Information Model SPM + LTDS appendices 3/6 + NSHR
307 | 59.6 | FAIRWAYS LANDSCAPES LTD, CHELFORD ROAD | KNUTSFORD | WA16 8SZ | Cheshire East |  | Warehouse And Premises | industrial | 1 | 2195.08 | 23628 | GIA | 17250 | Ilfords T1 / Knutsford T1 / Mobberley T1 / Radbroke Hall T1 | inside-area | 41.57 | ELWORTH GT1 / ELWORTH GT2 / KNUTSFORD GT1 / KNUTSFORD GT2 | CARRINGTON - FIDDLERS FERRY | SPM | 14.7 | primary | 14.665 | Green | 30 | 14.758 | thermal | 2.3 | 1.3 | 2 | 3.6 | 12.3 | ELWORTH GT1 / ELWORTH GT2 / KNUTSFORD GT1 / KNUTSFORD GT2 | 26.603 | GREEN | 0 |  |  | 0 | 0 | 0 | 30 |  |  |  |  | Green (Over 5% headroom) | 104813 | 100 | 3.49 | 55 | 54 | 2683436 | [9 empty] | Fiddlers Ferry | CARRINGTON | 5 | 2186.9 | 2186.9 | 0 | 0 | 930 | 2026-05 | [12 empty] | 53.281 | -2.3092 | SPM-ILFORDS_T1_KNUTSFORD_T1_MOBBERLEY_T1_RADBROKE_HALL_T1 | 10879732000 | SP Energy Networks open data (API key): NDP SPM primary-group polygons + Capacity Heatmaps Information Model SPM + LTDS appendices 3/6 + NSHR
308 | 59.6 | CASTLETON WORKS, ATLANTIC STREET | ALTRINCHAM | WA14 5BX | Trafford |  | Factory And Premises | industrial | 1 | 2076.3 | 22349 | GIA | 72500 | Ilfords T1 / Knutsford T1 / Mobberley T1 / Radbroke Hall T1 | nearest-substation | 43.47 | ELWORTH GT1 / ELWORTH GT2 / KNUTSFORD GT1 / KNUTSFORD GT2 | CARRINGTON - FIDDLERS FERRY | SPM | 14.7 | primary | 14.665 | Green | 30 | 14.758 | thermal | 2.3 | 1.3 | 2 | 3.6 | 12.3 | ELWORTH GT1 / ELWORTH GT2 / KNUTSFORD GT1 / KNUTSFORD GT2 | 26.603 | GREEN | 0 |  |  | 0 | 0 | 0 | 30 |  |  |  |  | Green (Over 5% headroom) | 104813 | 100 | 3.3 | 125 | 54 | 2684715 | [9 empty] | Fiddlers Ferry | CARRINGTON | 5 | 2186.9 | 2186.9 | 0 | 0 | 930 | 2026-05 | [12 empty] | 53.3981 | -2.3584 | SPM-ILFORDS_T1_KNUTSFORD_T1_MOBBERLEY_T1_RADBROKE_HALL_T1 | 195627116 | SP Energy Networks open data (API key): NDP SPM primary-group polygons + Capacity Heatmaps Information Model SPM + LTDS appendices 3/6 + NSHR
309 | 59.6 | CAMERON HOUSE, HAIG ROAD, PARKGATE INDUSTRIAL ESTATE | KNUTSFORD | WA16 8DX | Cheshire East | OLIVER VALUETEK LTD (OFFICES & WAREHOUSE) | Warehouse And Premises | industrial | 1 | 1897.28 | 20422 | GIA | 126000 | Ilfords T1 / Knutsford T1 / Mobberley T1 / Radbroke Hall T1 | inside-area | 39.6 | ELWORTH GT1 / ELWORTH GT2 / KNUTSFORD GT1 / KNUTSFORD GT2 | CARRINGTON - FIDDLERS FERRY | SPM | 14.7 | primary | 14.665 | Green | 30 | 14.758 | thermal | 2.3 | 1.3 | 2 | 3.6 | 12.3 | ELWORTH GT1 / ELWORTH GT2 / KNUTSFORD GT1 / KNUTSFORD GT2 | 26.603 | GREEN | 0 |  |  | 0 | 0 | 0 | 30 |  |  |  |  | Green (Over 5% headroom) | 104813 | 100 | 3.01 | 47 | 54 | 2686642 | [9 empty] | Fiddlers Ferry | CARRINGTON | 5 | 2186.9 | 2186.9 | 0 | 0 | 930 | 2026-05 | 10007955498 | Storage or Distribution | 2348 | C | Grid Supplied Electricity | 3 |  | Heating and Natural Ventilation | 2024-04-22 |  | 0.67 | FALSE | 53.3127 | -2.3553 | SPM-ILFORDS_T1_KNUTSFORD_T1_MOBBERLEY_T1_RADBROKE_HALL_T1 | 9328603000 | SP Energy Networks open data (API key): NDP SPM primary-group polygons + Capacity Heatmaps Information Model SPM + LTDS appendices 3/6 + NSHR
310 | 59.6 | SEFTON ENVIRONMENTAL SERVICES, HAWTHORNE ROAD | BOOTLE | L20 9PR | Sefton |  | Workshop And Premises | industrial | 1 | 1869.73 | 20126 | GIA | 84000 | Bootle Grid T2 / Orrell Mount T1 / Scarisbrick Ave T1 / Tatton Rd T1 | inside-area | 0.27 | BOOTLE GT1 / LITHERLAND GT1A | KIRKBY | SPM | 14.7 | primary | 14.72 | Green | 30 | 15.28 | thermal | 0 | 5.3 | 1.6 | 5.3 | 10.8 | BOOTLE GT1 / LITHERLAND GT1B | 21.4789 | GREEN | 0 |  |  | 0 | 0 | 0 | 30 |  |  |  |  | Green (Over 5% headroom) | 104813 | 100 | 2.97 | 84 | 12 | 449573 | [9 empty] | Lister Drive | KIRKBY | 4 | 514 | 514 | 400 | 0 | 0 | 2027-08 | 41211187 | B1 Offices and Workshop businesses | 1342 | F | Oil | 4 |  | Heating and Natural Ventilation | 2015-07-27 |  | 0.67 | FALSE | 53.4584 | -2.9832 | SPM-BOOTLE_GRID_T2_ORRELL_MOUNT_T1_SCARISBRICK_AVE_T1_TATTON_RD_ | 5380028000 | SP Energy Networks open data (API key): NDP SPM primary-group polygons + Capacity Heatmaps Information Model SPM + LTDS appendices 3/6 + NSHR
311 | 59.6 | SEFTON OPERATIONAL IN-HOUSE SERVICES, HAWTHORNE ROAD | BOOTLE | L20 9PR | Sefton |  | Workshop And Premises | industrial | 1 | 1869.73 | 20126 | GIA | 84000 | Bootle Grid T2 / Orrell Mount T1 / Scarisbrick Ave T1 / Tatton Rd T1 | inside-area | 0.27 | BOOTLE GT1 / LITHERLAND GT1A | KIRKBY | SPM | 14.7 | primary | 14.72 | Green | 30 | 15.28 | thermal | 0 | 5.3 | 1.6 | 5.3 | 10.8 | BOOTLE GT1 / LITHERLAND GT1B | 21.4789 | GREEN | 0 |  |  | 0 | 0 | 0 | 30 |  |  |  |  | Green (Over 5% headroom) | 104813 | 100 | 2.97 | 84 | 12 | 449573 | [9 empty] | Lister Drive | KIRKBY | 4 | 514 | 514 | 400 | 0 | 0 | 2027-08 | 41211187 | B1 Offices and Workshop businesses | 1342 | F | Oil | 4 |  | Heating and Natural Ventilation | 2015-07-27 |  | 0.67 | FALSE | 53.4584 | -2.9832 | SPM-BOOTLE_GRID_T2_ORRELL_MOUNT_T1_SCARISBRICK_AVE_T1_TATTON_RD_ | 15146403000 | SP Energy Networks open data (API key): NDP SPM primary-group polygons + Capacity Heatmaps Information Model SPM + LTDS appendices 3/6 + NSHR
312 | 59.6 | 159, HAWTHORNE ROAD | LIVERPOOL | L20 6JU | Sefton |  | Warehouse And Premises | industrial | 1 | 1863.32 | 20057 | GIA | 65500 | Bootle Grid T2 / Orrell Mount T1 / Scarisbrick Ave T1 / Tatton Rd T1 | inside-area | 1.02 | BOOTLE GT1 / LITHERLAND GT1A | KIRKBY | SPM | 14.7 | primary | 14.72 | Green | 30 | 15.28 | thermal | 0 | 5.3 | 1.6 | 5.3 | 10.8 | BOOTLE GT1 / LITHERLAND GT1B | 21.4789 | GREEN | 0 |  |  | 0 | 0 | 0 | 30 |  |  |  |  | Green (Over 5% headroom) | 104813 | 100 | 2.96 | 47 | 12 | 449642 | [9 empty] | Lister Drive | KIRKBY | 4 | 514 | 514 | 400 | 0 | 0 | 2027-08 | 41206426 | B2 to B7 General Industrial and Special Industrial Groups | 2002 | C | Natural Gas | 3 | 1 | Air Conditioning | 2021-11-19 |  | 1 | FALSE | 53.4651 | -2.9913 | SPM-BOOTLE_GRID_T2_ORRELL_MOUNT_T1_SCARISBRICK_AVE_T1_TATTON_RD_ | 15011097000 | SP Energy Networks open data (API key): NDP SPM primary-group polygons + Capacity Heatmaps Information Model SPM + LTDS appendices 3/6 + NSHR
313 | 59.4 | B & Q, NEW MERSEY RETAIL PARK, SPEKE ROAD | LIVERPOOL | L24 8QB | Liverpool |  | Retail Warehouse And Premises | bigbox | 2 | 24286.72 | 261420 | GIA | 2155000 | Allerton T1 / Ecp West-Banks Rd T1 / Garston T1 / Weaver Ind Est T1 / Yew Tree Rd T1 | inside-area | 0.65 | GARSTON GT2 / SPEKE GT3 / WAVERTREE GT1A | LISTER DRIVE | SPM | 24.3 | primary | 24.318 | Green | 37.5 | 13.182 | thermal | 0 | 12.8 | 7.5 | 12.8 | 21.3 | GARSTON GT2 / SPEKE GT3 / WAVERTREE GT1A | 54.021 | GREEN | 0 |  |  | 0 | 0 | 0 | 37.5 |  |  |  |  | Green (Over 5% headroom) | 173262 | 66 | 38.59 | 2186 | 15 | 1713574 | [9 empty] | Lister Drive | LISTER DRIVE | 2 | 114 | 114 | 0 | 57 | 20 | 2026-09 | 38184595 | Retail/Financial and Professional Services | 10043 | C | Natural Gas | 3 |  | Heating and Natural Ventilation | 2024-04-23 |  | 1 | FALSE | 53.3507 | -2.8793 | SPM-ALLERTON_T1_ECP_WEST_BANKS_RD_T1_GARSTON_T1_WEAVER_IND_EST_T | 1240227000;1240227000 | SP Energy Networks open data (API key): NDP SPM primary-group polygons + Capacity Heatmaps Information Model SPM + LTDS appendices 3/6 + NSHR
314 | 59.3 | 258 UNIT 2 GORSEY POINT, HENRY ROAD | WIDNES | WA8 0RN | Halton |  | Warehouse And Premises | industrial | 1 | 23924.17 | 257517 | GIA | 1590000 | Lugsdale T1 / Pilk Sullivan T1 / Pilk Sullivan T2 / Usac T1 | inside-area | 1.25 | BOLD G2A / PRESCOT GT1B / WIDNES GT1 / WIDNES GT2 | RAINHILL | SPM | 22 | primary | 21.975 | Green | 30 | 8.025 | thermal | 0 | 0 | 0 | 0 | 20.8 | BOLD G4A / PRESCOT GT1B / WIDNES GT1 / WIDNES GT2 | 23.6331 | GREEN | 4.9 |  |  | 0 | 0 | 0 | 30 |  |  |  |  | Green (Over 5% headroom) | 156863 | 61 | 38.02 | 598 | 32 | 1852931 | [9 empty] | Fiddlers Ferry | RAINHILL | 1 | 85.5 | 85.5 | 0 | 0 | 57 | 2026-09 | [12 empty] | 53.3697 | -2.7058 | SPM-LUGSDALE_T1_PILK_SULLIVAN_T1_PILK_SULLIVAN_T2_USAC_T1 | 14510947000 | SP Energy Networks open data (API key): NDP SPM primary-group polygons + Capacity Heatmaps Information Model SPM + LTDS appendices 3/6 + NSHR
315 | 59.3 | GEMINITES LTD, DENNIS ROAD | WIDNES | WA8 0TF | Halton |  | Warehouse And Premises | industrial | 1 | 1669.45 | 17970 | GIA | 52500 | Lugsdale T1 / Pilk Sullivan T1 / Pilk Sullivan T2 / Usac T1 | inside-area | 0.71 | BOLD G2A / PRESCOT GT1B / WIDNES GT1 / WIDNES GT2 | RAINHILL | SPM | 22 | primary | 21.975 | Green | 30 | 8.025 | thermal | 0 | 0 | 0 | 0 | 20.8 | BOLD G4A / PRESCOT GT1B / WIDNES GT1 / WIDNES GT2 | 23.6331 | GREEN | 4.9 |  |  | 0 | 0 | 0 | 30 |  |  |  |  | Green (Over 5% headroom) | 156863 | 100 | 2.65 | 42 | 32 | 2092478 | [9 empty] | Fiddlers Ferry | RAINHILL | 1 | 85.5 | 85.5 | 0 | 0 | 57 | 2026-09 | 10012258145 | General Industrial and Special Industrial Groups | 2720 | B | Biomass | 3 |  | Heating and Mechanical Ventilation | 2023-11-07 |  | 1 | FALSE | 53.3629 | -2.7144 | SPM-LUGSDALE_T1_PILK_SULLIVAN_T1_PILK_SULLIVAN_T2_USAC_T1 | 11446902000 | SP Energy Networks open data (API key): NDP SPM primary-group polygons + Capacity Heatmaps Information Model SPM + LTDS appendices 3/6 + NSHR
316 | 59.3 | UNIT 10 CATALYST INDUSTRIAL ESTATE, WATERLOO ROAD | WIDNES | WA8 0WG | Halton |  | Warehouse And Premises | industrial | 1 | 1658.97 | 17857 | GIA | 95000 | Lugsdale T1 / Pilk Sullivan T1 / Pilk Sullivan T2 / Usac T1 | inside-area | 1.2 | BOLD G2A / PRESCOT GT1B / WIDNES GT1 / WIDNES GT2 | RAINHILL | SPM | 22 | primary | 21.975 | Green | 30 | 8.025 | thermal | 0 | 0 | 0 | 0 | 20.8 | BOLD G4A / PRESCOT GT1B / WIDNES GT1 / WIDNES GT2 | 23.6331 | GREEN | 4.9 |  |  | 0 | 0 | 0 | 30 |  |  |  |  | Green (Over 5% headroom) | 156863 | 100 | 2.64 | 41 | 32 | 2092591 | [9 empty] | Fiddlers Ferry | RAINHILL | 1 | 85.5 | 85.5 | 0 | 0 | 57 | 2026-09 | [12 empty] | 53.3569 | -2.733 | SPM-LUGSDALE_T1_PILK_SULLIVAN_T1_PILK_SULLIVAN_T2_USAC_T1 | 2414989000 | SP Energy Networks open data (API key): NDP SPM primary-group polygons + Capacity Heatmaps Information Model SPM + LTDS appendices 3/6 + NSHR
317 | 59.3 | UNIT 4 EASTERPARK, BENNETTS LANE | WIDNES | WA8 0GW | Halton |  | Warehouse And Premises | industrial | 1 | 1469.1 | 15813 | GIA | 121000 | Lugsdale T1 / Pilk Sullivan T1 / Pilk Sullivan T2 / Usac T1 | inside-area | 1.48 | BOLD G2A / PRESCOT GT1B / WIDNES GT1 / WIDNES GT2 | RAINHILL | SPM | 22 | primary | 21.975 | Green | 30 | 8.025 | thermal | 0 | 0 | 0 | 0 | 20.8 | BOLD G4A / PRESCOT GT1B / WIDNES GT1 / WIDNES GT2 | 23.6331 | GREEN | 4.9 |  |  | 0 | 0 | 0 | 30 |  |  |  |  | Green (Over 5% headroom) | 156863 | 100 | 2.33 | 37 | 32 | 2094635 | [9 empty] | Fiddlers Ferry | RAINHILL | 1 | 85.5 | 85.5 | 0 | 0 | 57 | 2026-09 | [12 empty] | 53.3715 | -2.7032 | SPM-LUGSDALE_T1_PILK_SULLIVAN_T1_PILK_SULLIVAN_T2_USAC_T1 | 5864722000 | SP Energy Networks open data (API key): NDP SPM primary-group polygons + Capacity Heatmaps Information Model SPM + LTDS appendices 3/6 + NSHR
318 | 59.3 | UNITS 19 & 20 TEAL BUSINESS PARK, TAN HOUSE LANE | WIDNES | WA8 0ZA | Halton |  | Warehouse And Premises | industrial | 1 | 1272.45 | 13697 | GIA | 70500 | Lugsdale T1 / Pilk Sullivan T1 / Pilk Sullivan T2 / Usac T1 | inside-area | 0.49 | BOLD G2A / PRESCOT GT1B / WIDNES GT1 / WIDNES GT2 | RAINHILL | SPM | 22 | primary | 21.975 | Green | 30 | 8.025 | thermal | 0 | 0 | 0 | 0 | 20.8 | BOLD G4A / PRESCOT GT1B / WIDNES GT1 / WIDNES GT2 | 23.6331 | GREEN | 4.9 |  |  | 0 | 0 | 0 | 30 |  |  |  |  | Green (Over 5% headroom) | 156863 | 100 | 2.02 | 32 | 32 | 2096751 | [9 empty] | Fiddlers Ferry | RAINHILL | 1 | 85.5 | 85.5 | 0 | 0 | 57 | 2026-09 |  | Storage or Distribution | 560 | A | Grid Supplied Electricity | 3 |  | Heating and Natural Ventilation | 2026-05-22 |  | 0.67 | FALSE | 53.365 | -2.7164 | SPM-LUGSDALE_T1_PILK_SULLIVAN_T1_PILK_SULLIVAN_T2_USAC_T1 | 14991824000 | SP Energy Networks open data (API key): NDP SPM primary-group polygons + Capacity Heatmaps Information Model SPM + LTDS appendices 3/6 + NSHR
319 | 59.3 | PT GND & 1ST FLR LHS OF WORKSHOP, GORSEY LANE | WIDNES | WA8 0GG | Halton | SUTTONS INT | Workshop And Premises | industrial | 1 | 1218.36 | 13114 | GIA | 71500 | Lugsdale T1 / Pilk Sullivan T1 / Pilk Sullivan T2 / Usac T1 | inside-area | 1.1 | BOLD G2A / PRESCOT GT1B / WIDNES GT1 / WIDNES GT2 | RAINHILL | SPM | 22 | primary | 21.975 | Green | 30 | 8.025 | thermal | 0 | 0 | 0 | 0 | 20.8 | BOLD G4A / PRESCOT GT1B / WIDNES GT1 / WIDNES GT2 | 23.6331 | GREEN | 4.9 |  |  | 0 | 0 | 0 | 30 |  |  |  |  | Green (Over 5% headroom) | 156863 | 100 | 1.94 | 55 | 32 | 2097334 | [9 empty] | Fiddlers Ferry | RAINHILL | 1 | 85.5 | 85.5 | 0 | 0 | 57 | 2026-09 | 100012809564 | B2 to B7 General Industrial and Special Industrial Groups | 1637 | C | Other | 3 |  | Unconditioned | 2020-04-25 |  | 0.5 | FALSE | 53.3654 | -2.7071 | SPM-LUGSDALE_T1_PILK_SULLIVAN_T1_PILK_SULLIVAN_T2_USAC_T1 | 15166021000 | SP Energy Networks open data (API key): NDP SPM primary-group polygons + Capacity Heatmaps Information Model SPM + LTDS appendices 3/6 + NSHR
320 | 59.3 | UNIT 11, HERON BUSINESS PARK, TAN HOUSE LANE | WIDNES | WA8 0TF | Halton |  | Warehouse And Premises | industrial | 1 | 1208.33 | 13006 | GIA | 55500 | Lugsdale T1 / Pilk Sullivan T1 / Pilk Sullivan T2 / Usac T1 | inside-area | 0.71 | BOLD G2A / PRESCOT GT1B / WIDNES GT1 / WIDNES GT2 | RAINHILL | SPM | 22 | primary | 21.975 | Green | 30 | 8.025 | thermal | 0 | 0 | 0 | 0 | 20.8 | BOLD G4A / PRESCOT GT1B / WIDNES GT1 / WIDNES GT2 | 23.6331 | GREEN | 4.9 |  |  | 0 | 0 | 0 | 30 |  |  |  |  | Green (Over 5% headroom) | 156863 | 100 | 1.92 | 30 | 32 | 2097442 | [9 empty] | Fiddlers Ferry | RAINHILL | 1 | 85.5 | 85.5 | 0 | 0 | 57 | 2026-09 | [12 empty] | 53.3629 | -2.7144 | SPM-LUGSDALE_T1_PILK_SULLIVAN_T1_PILK_SULLIVAN_T2_USAC_T1 | 5583871000 | SP Energy Networks open data (API key): NDP SPM primary-group polygons + Capacity Heatmaps Information Model SPM + LTDS appendices 3/6 + NSHR
321 | 59.3 | UNIT 16, HERON BUSINESS PARK, TAN HOUSE LANE | WIDNES | WA8 0SW | Halton |  | Warehouse And Premises | industrial | 1 | 1152.4 | 12404 | GIA | 85500 | Lugsdale T1 / Pilk Sullivan T1 / Pilk Sullivan T2 / Usac T1 | inside-area | 0.73 | BOLD G2A / PRESCOT GT1B / WIDNES GT1 / WIDNES GT2 | RAINHILL | SPM | 22 | primary | 21.975 | Green | 30 | 8.025 | thermal | 0 | 0 | 0 | 0 | 20.8 | BOLD G4A / PRESCOT GT1B / WIDNES GT1 / WIDNES GT2 | 23.6331 | GREEN | 4.9 |  |  | 0 | 0 | 0 | 30 |  |  |  |  | Green (Over 5% headroom) | 156863 | 100 | 1.83 | 29 | 32 | 2098044 | [9 empty] | Fiddlers Ferry | RAINHILL | 1 | 85.5 | 85.5 | 0 | 0 | 57 | 2026-09 | [12 empty] | 53.3638 | -2.7132 | SPM-LUGSDALE_T1_PILK_SULLIVAN_T1_PILK_SULLIVAN_T2_USAC_T1 | 7419813000 | SP Energy Networks open data (API key): NDP SPM primary-group polygons + Capacity Heatmaps Information Model SPM + LTDS appendices 3/6 + NSHR
322 | 59.3 | GAFSA BUILDING KAYPHOS WORKS, GORSEY LANE | WIDNES | WA8 0YG | Halton |  | Warehouse And Premises | industrial | 1 | 1071.48 | 11533 | GIA | 35500 | Lugsdale T1 / Pilk Sullivan T1 / Pilk Sullivan T2 / Usac T1 | inside-area | 1.39 | BOLD G2A / PRESCOT GT1B / WIDNES GT1 / WIDNES GT2 | RAINHILL | SPM | 22 | primary | 21.975 | Green | 30 | 8.025 | thermal | 0 | 0 | 0 | 0 | 20.8 | BOLD G4A / PRESCOT GT1B / WIDNES GT1 / WIDNES GT2 | 23.6331 | GREEN | 4.9 |  |  | 0 | 0 | 0 | 30 |  |  |  |  | Green (Over 5% headroom) | 156863 | 100 | 1.7 | 27 | 32 | 2098915 | [9 empty] | Fiddlers Ferry | RAINHILL | 1 | 85.5 | 85.5 | 0 | 0 | 57 | 2026-09 | [12 empty] | 53.3684 | -2.703 | SPM-LUGSDALE_T1_PILK_SULLIVAN_T1_PILK_SULLIVAN_T2_USAC_T1 | 1430055000 | SP Energy Networks open data (API key): NDP SPM primary-group polygons + Capacity Heatmaps Information Model SPM + LTDS appendices 3/6 + NSHR
323 | 59.3 | BMF HOUSE, CORNUBIA ROAD | WIDNES | WA8 0SB | Halton |  | Warehouse And Premises | industrial | 1 | 1017.11 | 10948 | GIA | 36000 | Lugsdale T1 / Pilk Sullivan T1 / Pilk Sullivan T2 / Usac T1 | inside-area | 0.66 | BOLD G2A / PRESCOT GT1B / WIDNES GT1 / WIDNES GT2 | RAINHILL | SPM | 22 | primary | 21.975 | Green | 30 | 8.025 | thermal | 0 | 0 | 0 | 0 | 20.8 | BOLD G4A / PRESCOT GT1B / WIDNES GT1 / WIDNES GT2 | 23.6331 | GREEN | 4.9 |  |  | 0 | 0 | 0 | 30 |  |  |  |  | Green (Over 5% headroom) | 156863 | 100 | 1.62 | 25 | 32 | 2099500 | [9 empty] | Fiddlers Ferry | RAINHILL | 1 | 85.5 | 85.5 | 0 | 0 | 57 | 2026-09 |  | Storage or Distribution | 887 | C | Grid Supplied Electricity | 3 |  | Heating and Natural Ventilation | 2022-11-15 |  | 0.5 | FALSE | 53.3628 | -2.7154 | SPM-LUGSDALE_T1_PILK_SULLIVAN_T1_PILK_SULLIVAN_T2_USAC_T1 | 2261301000 | SP Energy Networks open data (API key): NDP SPM primary-group polygons + Capacity Heatmaps Information Model SPM + LTDS appendices 3/6 + NSHR
324 | 59.2 | UNITS 3 & 5, LEA GREEN BUSINESS PARK, EUROLINK | ST HELENS | WA9 4TR | St Helens |  | Storage Depot And Premises; Store And Premises; Workshop And Premises | industrial | 4 | 11692.89 | 125861 | GIA | 434000 | Clockface T1 / Gec St Helens T1 / Hills Moss T1 / Ncb Sutton Manor T2 | inside-area | 0.27 | BOLD G2A / PRESCOT GT1B / WIDNES GT1 / WIDNES GT2 | RAINHILL | SPM | 14.4 | primary | 14.426 | Green | 30 | 15.574 | thermal | 0 | 4.6 | 0 | 4.6 | 11 | BOLD G4A / PRESCOT GT1B / WIDNES GT1 / WIDNES GT2 | 23.6331 | GREEN | 4.9 |  |  | 0 | 0 | 0 | 30 |  |  |  |  | Green (Over 5% headroom) | 102674 | 82 | 18.58 | 526 | 60 | 6454231 | [9 empty] | Rainhill | RAINHILL | 1 | 85.5 | 85.5 | 0 | 0 | 57 | 2026-09 | 39079215 | General Industrial and Special Industrial Groups | 508 | B | Grid Supplied Electricity | 3 |  | Heating and Natural Ventilation | 2025-07-24 |  | 1 | FALSE | 53.4188 | -2.7423 | SPM-CLOCKFACE_T1_GEC_ST_HELENS_T1_HILLS_MOSS_T1_NCB_SUTTON_MANOR | 10228397000;15096186000;8860714000;3626848000 | SP Energy Networks open data (API key): NDP SPM primary-group polygons + Capacity Heatmaps Information Model SPM + LTDS appendices 3/6 + NSHR
325 | 59.2 | 2, SANKEY VALLEY IND ESTATE, ANGLEZARKE ROAD, JUNCTION LANE | NEWTON-LE-WILLOWS | WA12 8DJ | St Helens |  | Warehouse And Premises; Workshop And Premises | industrial | 4 | 11493.48 | 123715 | GIA | 477500 | Clockface T1 / Gec St Helens T1 / Hills Moss T1 / Ncb Sutton Manor T2 | nearest-substation | 7.45 | BOLD G2A / PRESCOT GT1B / WIDNES GT1 / WIDNES GT2 | RAINHILL | SPM | 14.4 | primary | 14.426 | Green | 30 | 15.574 | thermal | 0 | 4.6 | 0 | 4.6 | 11 | BOLD G4A / PRESCOT GT1B / WIDNES GT1 / WIDNES GT2 | 23.6331 | GREEN | 4.9 |  |  | 0 | 0 | 0 | 30 |  |  |  |  | Green (Over 5% headroom) | 102674 | 83 | 18.26 | 517 | 60 | 6456377 | [9 empty] | Rainhill | RAINHILL | 1 | 85.5 | 85.5 | 0 | 0 | 57 | 2026-09 | 39098146 | Storage or Distribution | 3590 | B | Natural Gas | 4 | 2 | Heating and Natural Ventilation | 2023-10-06 |  | 0.75 | FALSE | 53.4475 | -2.6418 | SPM-CLOCKFACE_T1_GEC_ST_HELENS_T1_HILLS_MOSS_T1_NCB_SUTTON_MANOR | 11147980000;636612137;576551137;11147977000 | SP Energy Networks open data (API key): NDP SPM primary-group polygons + Capacity Heatmaps Information Model SPM + LTDS appendices 3/6 + NSHR
326 | 59.2 | STARBANK PANEL PRODUCTS LTD, JUNCTION LANE | NEWTON-LE-WILLOWS | WA12 8DN | St Helens |  | Warehouse And Premises | industrial | 1 | 10623.4 | 114349 | GIA | 250000 | Clockface T1 / Gec St Helens T1 / Hills Moss T1 / Ncb Sutton Manor T2 | nearest-substation | 7.39 | BOLD G2A / PRESCOT GT1B / WIDNES GT1 / WIDNES GT2 | RAINHILL | SPM | 14.4 | primary | 14.426 | Green | 30 | 15.574 | thermal | 0 | 4.6 | 0 | 4.6 | 11 | BOLD G4A / PRESCOT GT1B / WIDNES GT1 / WIDNES GT2 | 23.6331 | GREEN | 4.9 |  |  | 0 | 0 | 0 | 30 |  |  |  |  | Green (Over 5% headroom) | 102674 | 90 | 16.88 | 266 | 60 | 6465743 | [9 empty] | Rainhill | RAINHILL | 1 | 85.5 | 85.5 | 0 | 0 | 57 | 2026-09 | 39092437 | General Industrial and Special Industrial Groups | 10515 | A | Biomass | 3 |  | Heating and Mechanical Ventilation | 2026-01-12 |  | 1 | FALSE | 53.448 | -2.6432 | SPM-CLOCKFACE_T1_GEC_ST_HELENS_T1_HILLS_MOSS_T1_NCB_SUTTON_MANOR | 10362930000 | SP Energy Networks open data (API key): NDP SPM primary-group polygons + Capacity Heatmaps Information Model SPM + LTDS appendices 3/6 + NSHR
327 | 59.2 | PENNY LANE | ST HELENS | WA11 0QZ | St Helens | AIMIA FOODS LTD | Factory And Premises | industrial | 1 | 10225.3 | 110064 | GIA | 600000 | Clockface T1 / Gec St Helens T1 / Hills Moss T1 / Ncb Sutton Manor T2 | nearest-substation | 8.86 | BOLD G2A / PRESCOT GT1B / WIDNES GT1 / WIDNES GT2 | RAINHILL | SPM | 14.4 | primary | 14.426 | Green | 30 | 15.574 | thermal | 0 | 4.6 | 0 | 4.6 | 11 | BOLD G4A / PRESCOT GT1B / WIDNES GT1 / WIDNES GT2 | 23.6331 | GREEN | 4.9 |  |  | 0 | 0 | 0 | 30 |  |  |  |  | Green (Over 5% headroom) | 102674 | 93 | 16.25 | 614 | 60 | 6470028 | [9 empty] | Rainhill | RAINHILL | 1 | 85.5 | 85.5 | 0 | 0 | 57 | 2026-09 |  | General Industrial and Special Industrial Groups | 11208 | B | Other | 3 |  | Unconditioned | 2026-07-19 |  | 1 | FALSE | 53.4703 | -2.6427 | SPM-CLOCKFACE_T1_GEC_ST_HELENS_T1_HILLS_MOSS_T1_NCB_SUTTON_MANOR | 4855640000 | SP Energy Networks open data (API key): NDP SPM primary-group polygons + Capacity Heatmaps Information Model SPM + LTDS appendices 3/6 + NSHR
328 | 59.2 | ROBERT MCBRIDE LTD, EUROLINK | ST HELENS | WA9 4TT | St Helens |  | Factory And Premises | industrial | 1 | 10216.5 | 109969 | GIA | 440000 | Clockface T1 / Gec St Helens T1 / Hills Moss T1 / Ncb Sutton Manor T2 | inside-area | 0.14 | BOLD G2A / PRESCOT GT1B / WIDNES GT1 / WIDNES GT2 | RAINHILL | SPM | 14.4 | primary | 14.426 | Green | 30 | 15.574 | thermal | 0 | 4.6 | 0 | 4.6 | 11 | BOLD G4A / PRESCOT GT1B / WIDNES GT1 / WIDNES GT2 | 23.6331 | GREEN | 4.9 |  |  | 0 | 0 | 0 | 30 |  |  |  |  | Green (Over 5% headroom) | 102674 | 93 | 16.23 | 613 | 60 | 6470123 | [9 empty] | Rainhill | RAINHILL | 1 | 85.5 | 85.5 | 0 | 0 | 57 | 2026-09 | 39200410 | General Industrial and Special Industrial Groups | 10535 | C | Natural Gas | 5 |  | Heating and Natural Ventilation | 2023-05-10 |  | 1 | FALSE | 53.4169 | -2.7393 | SPM-CLOCKFACE_T1_GEC_ST_HELENS_T1_HILLS_MOSS_T1_NCB_SUTTON_MANOR | 7268860000 | SP Energy Networks open data (API key): NDP SPM primary-group polygons + Capacity Heatmaps Information Model SPM + LTDS appendices 3/6 + NSHR
329 | 59.2 | KVERNELAND (UK) LTD, WALKERS LANE | ST HELENS | WA9 4AF | St Helens |  | Warehouse And Premises | industrial | 1 | 8703.42 | 93683 | GIA | 370000 | Clockface T1 / Gec St Helens T1 / Hills Moss T1 / Ncb Sutton Manor T2 | inside-area | 0.36 | BOLD G2A / PRESCOT GT1B / WIDNES GT1 / WIDNES GT2 | RAINHILL | SPM | 14.4 | primary | 14.426 | Green | 30 | 15.574 | thermal | 0 | 4.6 | 0 | 4.6 | 11 | BOLD G4A / PRESCOT GT1B / WIDNES GT1 / WIDNES GT2 | 23.6331 | GREEN | 4.9 |  |  | 0 | 0 | 0 | 30 |  |  |  |  | Green (Over 5% headroom) | 102674 | 100 | 13.83 | 218 | 60 | 6486409 | [9 empty] | Rainhill | RAINHILL | 1 | 85.5 | 85.5 | 0 | 0 | 57 | 2026-09 | 39075276 | Storage or Distribution | 8649 | E | Natural Gas | 3 | 2 | Heating and Natural Ventilation | 2023-02-10 |  | 1 | FALSE | 53.4161 | -2.7358 | SPM-CLOCKFACE_T1_GEC_ST_HELENS_T1_HILLS_MOSS_T1_NCB_SUTTON_MANOR | 11042457000 | SP Energy Networks open data (API key): NDP SPM primary-group polygons + Capacity Heatmaps Information Model SPM + LTDS appendices 3/6 + NSHR
330 | 59.2 | BEECHES WAREHOUSING LTD, SANKEY VALLEY IND ESTATE, JUNCTION LANE | NEWTON-LE-WILLOWS | WA12 8DN | St Helens |  | Warehouse And Premises | industrial | 1 | 7990.13 | 86005 | GIA | 178000 | Clockface T1 / Gec St Helens T1 / Hills Moss T1 / Ncb Sutton Manor T2 | nearest-substation | 7.39 | BOLD G2A / PRESCOT GT1B / WIDNES GT1 / WIDNES GT2 | RAINHILL | SPM | 14.4 | primary | 14.426 | Green | 30 | 15.574 | thermal | 0 | 4.6 | 0 | 4.6 | 11 | BOLD G4A / PRESCOT GT1B / WIDNES GT1 / WIDNES GT2 | 23.6331 | GREEN | 4.9 |  |  | 0 | 0 | 0 | 30 |  |  |  |  | Green (Over 5% headroom) | 102674 | 100 | 12.7 | 200 | 60 | 6494087 | [9 empty] | Rainhill | RAINHILL | 1 | 85.5 | 85.5 | 0 | 0 | 57 | 2026-09 |  | B2 to B7 General Industrial and Special Industrial Groups | 6756 | C | Grid Supplied Electricity | 3 | 3 | Air Conditioning | 2020-12-14 |  | 0.8 | FALSE | 53.448 | -2.6432 | SPM-CLOCKFACE_T1_GEC_ST_HELENS_T1_HILLS_MOSS_T1_NCB_SUTTON_MANOR | 8117045000 | SP Energy Networks open data (API key): NDP SPM primary-group polygons + Capacity Heatmaps Information Model SPM + LTDS appendices 3/6 + NSHR
331 | 59.2 | UNIT 4, BOLD INDUSTRIAL PARK, NEILLS ROAD | ST HELENS | WA9 4TJ | St Helens |  | Warehouse And Premises | industrial | 2 | 7169.8 | 77175 | GIA | 204500 | Clockface T1 / Gec St Helens T1 / Hills Moss T1 / Ncb Sutton Manor T2 | inside-area | 4.31 | BOLD G2A / PRESCOT GT1B / WIDNES GT1 / WIDNES GT2 | RAINHILL | SPM | 14.4 | primary | 14.426 | Green | 30 | 15.574 | thermal | 0 | 4.6 | 0 | 4.6 | 11 | BOLD G4A / PRESCOT GT1B / WIDNES GT1 / WIDNES GT2 | 23.6331 | GREEN | 4.9 |  |  | 0 | 0 | 0 | 30 |  |  |  |  | Green (Over 5% headroom) | 102674 | 100 | 11.39 | 179 | 60 | 6502917 | [9 empty] | Rainhill | RAINHILL | 1 | 85.5 | 85.5 | 0 | 0 | 57 | 2026-09 | [12 empty] | 53.4305 | -2.6807 | SPM-CLOCKFACE_T1_GEC_ST_HELENS_T1_HILLS_MOSS_T1_NCB_SUTTON_MANOR | 10944850000;10944853000 | SP Energy Networks open data (API key): NDP SPM primary-group polygons + Capacity Heatmaps Information Model SPM + LTDS appendices 3/6 + NSHR
332 | 59.2 | UNITS B&C AT 21/23, WILCOCK ROAD | ST HELENS | WA11 9SR | St Helens |  | Warehouse And Premises | industrial | 1 | 6675.76 | 71857 | GIA | 535000 | Clockface T1 / Gec St Helens T1 / Hills Moss T1 / Ncb Sutton Manor T2 | nearest-substation | 9.28 | BOLD G2A / PRESCOT GT1B / WIDNES GT1 / WIDNES GT2 | RAINHILL | SPM | 14.4 | primary | 14.426 | Green | 30 | 15.574 | thermal | 0 | 4.6 | 0 | 4.6 | 11 | BOLD G4A / PRESCOT GT1B / WIDNES GT1 / WIDNES GT2 | 23.6331 | GREEN | 4.9 |  |  | 0 | 0 | 0 | 30 |  |  |  |  | Green (Over 5% headroom) | 102674 | 100 | 10.61 | 167 | 60 | 6508235 | [9 empty] | Rainhill | RAINHILL | 1 | 85.5 | 85.5 | 0 | 0 | 57 | 2026-09 | [12 empty] | 53.4746 | -2.6409 | SPM-CLOCKFACE_T1_GEC_ST_HELENS_T1_HILLS_MOSS_T1_NCB_SUTTON_MANOR | 10820445000 | SP Energy Networks open data (API key): NDP SPM primary-group polygons + Capacity Heatmaps Information Model SPM + LTDS appendices 3/6 + NSHR
333 | 59.2 | AIMIA FOODS LTD, OLD BOSTON TRADING ESTATE, WILCOCK ROAD | ST HELENS | WA11 9SR | St Helens |  | Warehouse And Premises | industrial | 1 | 6189 | 66618 | GIA | 455000 | Clockface T1 / Gec St Helens T1 / Hills Moss T1 / Ncb Sutton Manor T2 | nearest-substation | 9.28 | BOLD G2A / PRESCOT GT1B / WIDNES GT1 / WIDNES GT2 | RAINHILL | SPM | 14.4 | primary | 14.426 | Green | 30 | 15.574 | thermal | 0 | 4.6 | 0 | 4.6 | 11 | BOLD G4A / PRESCOT GT1B / WIDNES GT1 / WIDNES GT2 | 23.6331 | GREEN | 4.9 |  |  | 0 | 0 | 0 | 30 |  |  |  |  | Green (Over 5% headroom) | 102674 | 100 | 9.83 | 155 | 60 | 6513474 | [9 empty] | Rainhill | RAINHILL | 1 | 85.5 | 85.5 | 0 | 0 | 57 | 2026-09 | [12 empty] | 53.4746 | -2.6409 | SPM-CLOCKFACE_T1_GEC_ST_HELENS_T1_HILLS_MOSS_T1_NCB_SUTTON_MANOR | 8386930000 | SP Energy Networks open data (API key): NDP SPM primary-group polygons + Capacity Heatmaps Information Model SPM + LTDS appendices 3/6 + NSHR
334 | 59.2 | 1, ST MICHAELS ROAD | ST HELENS | WA9 4WZ | St Helens |  | Workshop And Premises | industrial | 4 | 6102.83 | 65690 | GIA | 368000 | Clockface T1 / Gec St Helens T1 / Hills Moss T1 / Ncb Sutton Manor T2 | inside-area | 0.32 | BOLD G2A / PRESCOT GT1B / WIDNES GT1 / WIDNES GT2 | RAINHILL | SPM | 14.4 | primary | 14.426 | Green | 30 | 15.574 | thermal | 0 | 4.6 | 0 | 4.6 | 11 | BOLD G4A / PRESCOT GT1B / WIDNES GT1 / WIDNES GT2 | 23.6331 | GREEN | 4.9 |  |  | 0 | 0 | 0 | 30 |  |  |  |  | Green (Over 5% headroom) | 102674 | 100 | 9.7 | 275 | 60 | 6514402 | [9 empty] | Rainhill | RAINHILL | 1 | 85.5 | 85.5 | 0 | 0 | 57 | 2026-09 | 39073529 | B8 Storage or Distribution | 2018 | B | Natural Gas | 3 | 1 | Heating and Natural Ventilation | 2014-02-03 |  | 0.5 | FALSE | 53.4167 | -2.7365 | SPM-CLOCKFACE_T1_GEC_ST_HELENS_T1_HILLS_MOSS_T1_NCB_SUTTON_MANOR | 630544137;630546137;630545137;9999302000 | SP Energy Networks open data (API key): NDP SPM primary-group polygons + Capacity Heatmaps Information Model SPM + LTDS appendices 3/6 + NSHR
335 | 59.2 | JUNCTION LANE | NEWTON-LE-WILLOWS | WA12 8DN | St Helens | SHAWTON ENGINEERING LTD | Workshop And Premises | industrial | 1 | 5487.16 | 59063 | GIA | 235000 | Clockface T1 / Gec St Helens T1 / Hills Moss T1 / Ncb Sutton Manor T2 | nearest-substation | 7.39 | BOLD G2A / PRESCOT GT1B / WIDNES GT1 / WIDNES GT2 | RAINHILL | SPM | 14.4 | primary | 14.426 | Green | 30 | 15.574 | thermal | 0 | 4.6 | 0 | 4.6 | 11 | BOLD G4A / PRESCOT GT1B / WIDNES GT1 / WIDNES GT2 | 23.6331 | GREEN | 4.9 |  |  | 0 | 0 | 0 | 30 |  |  |  |  | Green (Over 5% headroom) | 102674 | 100 | 8.72 | 247 | 60 | 6521029 | [9 empty] | Rainhill | RAINHILL | 1 | 85.5 | 85.5 | 0 | 0 | 57 | 2026-09 | 39079108 | B1 Offices and Workshop businesses | 984 | G | Natural Gas | 3 |  | Heating and Natural Ventilation | 2016-01-20 |  | 1 | FALSE | 53.448 | -2.6432 | SPM-CLOCKFACE_T1_GEC_ST_HELENS_T1_HILLS_MOSS_T1_NCB_SUTTON_MANOR | 575791137 | SP Energy Networks open data (API key): NDP SPM primary-group polygons + Capacity Heatmaps Information Model SPM + LTDS appendices 3/6 + NSHR
336 | 59.2 | 300, EMPRESS PARK, PENNY LANE | ST HELENS | WA11 9DB | St Helens |  | Warehouse And Premises | industrial | 1 | 4836.2 | 52056 | GIA | 377500 | Clockface T1 / Gec St Helens T1 / Hills Moss T1 / Ncb Sutton Manor T2 | nearest-substation | 9.1 | BOLD G2A / PRESCOT GT1B / WIDNES GT1 / WIDNES GT2 | RAINHILL | SPM | 14.4 | primary | 14.426 | Green | 30 | 15.574 | thermal | 0 | 4.6 | 0 | 4.6 | 11 | BOLD G4A / PRESCOT GT1B / WIDNES GT1 / WIDNES GT2 | 23.6331 | GREEN | 4.9 |  |  | 0 | 0 | 0 | 30 |  |  |  |  | Green (Over 5% headroom) | 102674 | 100 | 7.69 | 121 | 60 | 6528036 | [9 empty] | Rainhill | RAINHILL | 1 | 85.5 | 85.5 | 0 | 0 | 57 | 2026-09 | 39096437 | General Industrial and Special Industrial Groups | 3651 | B | Natural Gas | 3 | 2 | Heating and Natural Ventilation | 2026-01-07 |  | 1 | FALSE | 53.4719 | -2.6405 | SPM-CLOCKFACE_T1_GEC_ST_HELENS_T1_HILLS_MOSS_T1_NCB_SUTTON_MANOR | 10310132000 | SP Energy Networks open data (API key): NDP SPM primary-group polygons + Capacity Heatmaps Information Model SPM + LTDS appendices 3/6 + NSHR
337 | 59.2 | BRAVE DESIGN 5, BRINDLEY ROAD, REGINALD ROAD INDUSTRIAL ESTATE | ST HELENS | WA9 4HY | St Helens |  | Factory And Premises | industrial | 1 | 4757.77 | 51212 | GIA | 185000 | Clockface T1 / Gec St Helens T1 / Hills Moss T1 / Ncb Sutton Manor T2 | inside-area | 3.04 | BOLD G2A / PRESCOT GT1B / WIDNES GT1 / WIDNES GT2 | RAINHILL | SPM | 14.4 | primary | 14.426 | Green | 30 | 15.574 | thermal | 0 | 4.6 | 0 | 4.6 | 11 | BOLD G4A / PRESCOT GT1B / WIDNES GT1 / WIDNES GT2 | 23.6331 | GREEN | 4.9 |  |  | 0 | 0 | 0 | 30 |  |  |  |  | Green (Over 5% headroom) | 102674 | 100 | 7.56 | 285 | 60 | 6528880 | [9 empty] | Rainhill | RAINHILL | 1 | 85.5 | 85.5 | 0 | 0 | 57 | 2026-09 | 39077760 | General Industrial and Special Industrial Groups | 4951 | B | Biomass | 3 |  | Heating and Natural Ventilation | 2024-08-12 |  | 1 | FALSE | 53.4288 | -2.7005 | SPM-CLOCKFACE_T1_GEC_ST_HELENS_T1_HILLS_MOSS_T1_NCB_SUTTON_MANOR | 5012323000 | SP Energy Networks open data (API key): NDP SPM primary-group polygons + Capacity Heatmaps Information Model SPM + LTDS appendices 3/6 + NSHR
338 | 59.2 | UNIT A SPECTRUM 23 BUSINESS PARK, SANKEY VALLEY IND ESTATE, ANGLEZARKE ROAD, JUNCTION LANE | NEWTON-LE-WILLOWS | WA12 8DN | St Helens |  | Warehouse And Premises | industrial | 1 | 4624.73 | 49780 | GIA | 240000 | Clockface T1 / Gec St Helens T1 / Hills Moss T1 / Ncb Sutton Manor T2 | nearest-substation | 7.39 | BOLD G2A / PRESCOT GT1B / WIDNES GT1 / WIDNES GT2 | RAINHILL | SPM | 14.4 | primary | 14.426 | Green | 30 | 15.574 | thermal | 0 | 4.6 | 0 | 4.6 | 11 | BOLD G4A / PRESCOT GT1B / WIDNES GT1 / WIDNES GT2 | 23.6331 | GREEN | 4.9 |  |  | 0 | 0 | 0 | 30 |  |  |  |  | Green (Over 5% headroom) | 102674 | 100 | 7.35 | 116 | 60 | 6530312 | [9 empty] | Rainhill | RAINHILL | 1 | 85.5 | 85.5 | 0 | 0 | 57 | 2026-09 | [12 empty] | 53.448 | -2.6432 | SPM-CLOCKFACE_T1_GEC_ST_HELENS_T1_HILLS_MOSS_T1_NCB_SUTTON_MANOR | 13671362000 | SP Energy Networks open data (API key): NDP SPM primary-group polygons + Capacity Heatmaps Information Model SPM + LTDS appendices 3/6 + NSHR
339 | 59.2 | WHITE HOUSE WORKS, BOLD ROAD | ST HELENS | WA9 4JG | St Helens | ALUMASC EXTERIOR BUILDING PRODUCTS LTD | Warehouse And Premises | industrial | 1 | 4578.27 | 49280 | GIA | 147000 | Clockface T1 / Gec St Helens T1 / Hills Moss T1 / Ncb Sutton Manor T2 | inside-area | 3.51 | BOLD G2A / PRESCOT GT1B / WIDNES GT1 / WIDNES GT2 | RAINHILL | SPM | 14.4 | primary | 14.426 | Green | 30 | 15.574 | thermal | 0 | 4.6 | 0 | 4.6 | 11 | BOLD G4A / PRESCOT GT1B / WIDNES GT1 / WIDNES GT2 | 23.6331 | GREEN | 4.9 |  |  | 0 | 0 | 0 | 30 |  |  |  |  | Green (Over 5% headroom) | 102674 | 100 | 7.28 | 114 | 60 | 6530812 | [9 empty] | Rainhill | RAINHILL | 1 | 85.5 | 85.5 | 0 | 0 | 57 | 2026-09 | [12 empty] | 53.4322 | -2.6955 | SPM-CLOCKFACE_T1_GEC_ST_HELENS_T1_HILLS_MOSS_T1_NCB_SUTTON_MANOR | 8543250000 | SP Energy Networks open data (API key): NDP SPM primary-group polygons + Capacity Heatmaps Information Model SPM + LTDS appendices 3/6 + NSHR
340 | 59.2 | UNIT B SPECTRUM 23 BUSINESS PARK, SANKEY VALLEY IND ESTATE, JUNCTION LANE | NEWTON-LE-WILLOWS | WA12 8DN | St Helens |  | Warehouse And Premises | industrial | 1 | 4180.3 | 44996 | GIA | 227000 | Clockface T1 / Gec St Helens T1 / Hills Moss T1 / Ncb Sutton Manor T2 | nearest-substation | 7.39 | BOLD G2A / PRESCOT GT1B / WIDNES GT1 / WIDNES GT2 | RAINHILL | SPM | 14.4 | primary | 14.426 | Green | 30 | 15.574 | thermal | 0 | 4.6 | 0 | 4.6 | 11 | BOLD G4A / PRESCOT GT1B / WIDNES GT1 / WIDNES GT2 | 23.6331 | GREEN | 4.9 |  |  | 0 | 0 | 0 | 30 |  |  |  |  | Green (Over 5% headroom) | 102674 | 100 | 6.64 | 105 | 60 | 6535096 | [9 empty] | Rainhill | RAINHILL | 1 | 85.5 | 85.5 | 0 | 0 | 57 | 2026-09 | [12 empty] | 53.448 | -2.6432 | SPM-CLOCKFACE_T1_GEC_ST_HELENS_T1_HILLS_MOSS_T1_NCB_SUTTON_MANOR | 13708946000 | SP Energy Networks open data (API key): NDP SPM primary-group polygons + Capacity Heatmaps Information Model SPM + LTDS appendices 3/6 + NSHR
341 | 59.2 | MULTI-MESH LTD, EUROWAY | ST HELENS | WA9 4QU | St Helens |  | Workshop And Premises | industrial | 1 | 3488.61 | 37551 | GIA | 153000 | Clockface T1 / Gec St Helens T1 / Hills Moss T1 / Ncb Sutton Manor T2 | inside-area | 0.13 | BOLD G2A / PRESCOT GT1B / WIDNES GT1 / WIDNES GT2 | RAINHILL | SPM | 14.4 | primary | 14.426 | Green | 30 | 15.574 | thermal | 0 | 4.6 | 0 | 4.6 | 11 | BOLD G4A / PRESCOT GT1B / WIDNES GT1 / WIDNES GT2 | 23.6331 | GREEN | 4.9 |  |  | 0 | 0 | 0 | 30 |  |  |  |  | Green (Over 5% headroom) | 102674 | 100 | 5.54 | 157 | 60 | 6542541 | [9 empty] | Rainhill | RAINHILL | 1 | 85.5 | 85.5 | 0 | 0 | 57 | 2026-09 | 39079522 | Offices and Workshop Businesses | 4203 | C | Natural Gas | 3 |  | Heating and Natural Ventilation | 2023-01-05 |  | 0.67 | FALSE | 53.4173 | -2.7401 | SPM-CLOCKFACE_T1_GEC_ST_HELENS_T1_HILLS_MOSS_T1_NCB_SUTTON_MANOR | 6896421000 | SP Energy Networks open data (API key): NDP SPM primary-group polygons + Capacity Heatmaps Information Model SPM + LTDS appendices 3/6 + NSHR
342 | 59.2 | 5 53-54 & 57, BURTONWOOD INDUSTRIAL CENTRE, PHIPPS LANE | WARRINGTON | WA5 4HX | Warrington |  | Factory And Premises; Workshop And Premises | industrial | 2 | 3453.55 | 37174 | GIA | 98000 | Clockface T1 / Gec St Helens T1 / Hills Moss T1 / Ncb Sutton Manor T2 | inside-area | 5.92 | BOLD G2A / PRESCOT GT1B / WIDNES GT1 / WIDNES GT2 | RAINHILL | SPM | 14.4 | primary | 14.426 | Green | 30 | 15.574 | thermal | 0 | 4.6 | 0 | 4.6 | 11 | BOLD G4A / PRESCOT GT1B / WIDNES GT1 / WIDNES GT2 | 23.6331 | GREEN | 4.9 |  |  | 0 | 0 | 0 | 30 |  |  |  |  | Green (Over 5% headroom) | 102674 | 100 | 5.49 | 207 | 60 | 6542918 | [9 empty] | Rainhill | RAINHILL | 1 | 85.5 | 85.5 | 0 | 0 | 57 | 2026-09 | [12 empty] | 53.4324 | -2.6561 | SPM-CLOCKFACE_T1_GEC_ST_HELENS_T1_HILLS_MOSS_T1_NCB_SUTTON_MANOR | 8255391000;14739771000 | SP Energy Networks open data (API key): NDP SPM primary-group polygons + Capacity Heatmaps Information Model SPM + LTDS appendices 3/6 + NSHR
343 | 59.2 | BRENDON INTERNATIONAL LTD, JUNCTION LANE | NEWTON-LE-WILLOWS | WA12 8ED | St Helens |  | Workshop And Premises | industrial | 1 | 3426.6 | 36884 | GIA | 212000 | Clockface T1 / Gec St Helens T1 / Hills Moss T1 / Ncb Sutton Manor T2 | nearest-substation | 7.4 | BOLD G2A / PRESCOT GT1B / WIDNES GT1 / WIDNES GT2 | RAINHILL | SPM | 14.4 | primary | 14.426 | Green | 30 | 15.574 | thermal | 0 | 4.6 | 0 | 4.6 | 11 | BOLD G4A / PRESCOT GT1B / WIDNES GT1 / WIDNES GT2 | 23.6331 | GREEN | 4.9 |  |  | 0 | 0 | 0 | 30 |  |  |  |  | Green (Over 5% headroom) | 102674 | 100 | 5.45 | 154 | 60 | 6543208 | [9 empty] | Rainhill | RAINHILL | 1 | 85.5 | 85.5 | 0 | 0 | 57 | 2026-09 | [12 empty] | 53.4492 | -2.6442 | SPM-CLOCKFACE_T1_GEC_ST_HELENS_T1_HILLS_MOSS_T1_NCB_SUTTON_MANOR | 1512178000 | SP Energy Networks open data (API key): NDP SPM primary-group polygons + Capacity Heatmaps Information Model SPM + LTDS appendices 3/6 + NSHR
344 | 59.2 | FIBRE DRUMS LTD, ABBEYWAY SOUTH, VISTA ROAD | ST HELENS | WA11 0RW | St Helens |  | Factory And Premises | industrial | 1 | 3317.7 | 35711 | GIA | 114000 | Clockface T1 / Gec St Helens T1 / Hills Moss T1 / Ncb Sutton Manor T2 | nearest-substation | 8.35 | BOLD G2A / PRESCOT GT1B / WIDNES GT1 / WIDNES GT2 | RAINHILL | SPM | 14.4 | primary | 14.426 | Green | 30 | 15.574 | thermal | 0 | 4.6 | 0 | 4.6 | 11 | BOLD G4A / PRESCOT GT1B / WIDNES GT1 / WIDNES GT2 | 23.6331 | GREEN | 4.9 |  |  | 0 | 0 | 0 | 30 |  |  |  |  | Green (Over 5% headroom) | 102674 | 100 | 5.27 | 199 | 60 | 6544381 | [9 empty] | Rainhill | RAINHILL | 1 | 85.5 | 85.5 | 0 | 0 | 57 | 2026-09 | [12 empty] | 53.4675 | -2.6489 | SPM-CLOCKFACE_T1_GEC_ST_HELENS_T1_HILLS_MOSS_T1_NCB_SUTTON_MANOR | 641477137 | SP Energy Networks open data (API key): NDP SPM primary-group polygons + Capacity Heatmaps Information Model SPM + LTDS appendices 3/6 + NSHR
345 | 59.2 | FRED DAVIES STORAGE LTD, SUNBEAM STREET | NEWTON-LE-WILLOWS | WA12 8NG | St Helens |  | Warehouse And Premises | industrial | 1 | 3300.5 | 35526 | GIA | 115000 | Clockface T1 / Gec St Helens T1 / Hills Moss T1 / Ncb Sutton Manor T2 | nearest-substation | 8.15 | BOLD G2A / PRESCOT GT1B / WIDNES GT1 / WIDNES GT2 | RAINHILL | SPM | 14.4 | primary | 14.426 | Green | 30 | 15.574 | thermal | 0 | 4.6 | 0 | 4.6 | 11 | BOLD G4A / PRESCOT GT1B / WIDNES GT1 / WIDNES GT2 | 23.6331 | GREEN | 4.9 |  |  | 0 | 0 | 0 | 30 |  |  |  |  | Green (Over 5% headroom) | 102674 | 100 | 5.24 | 83 | 60 | 6544566 | [9 empty] | Rainhill | RAINHILL | 1 | 85.5 | 85.5 | 0 | 0 | 57 | 2026-09 | [12 empty] | 53.4507 | -2.6325 | SPM-CLOCKFACE_T1_GEC_ST_HELENS_T1_HILLS_MOSS_T1_NCB_SUTTON_MANOR | 11212343000 | SP Energy Networks open data (API key): NDP SPM primary-group polygons + Capacity Heatmaps Information Model SPM + LTDS appendices 3/6 + NSHR
346 | 59.2 | UNIT A AT 22, WILCOCK ROAD | ST HELENS | WA11 9SN | St Helens |  | Warehouse And Premises | industrial | 1 | 2977.01 | 32044 | GIA | 244000 | Clockface T1 / Gec St Helens T1 / Hills Moss T1 / Ncb Sutton Manor T2 | nearest-substation | 9.19 | BOLD G2A / PRESCOT GT1B / WIDNES GT1 / WIDNES GT2 | RAINHILL | SPM | 14.4 | primary | 14.426 | Green | 30 | 15.574 | thermal | 0 | 4.6 | 0 | 4.6 | 11 | BOLD G4A / PRESCOT GT1B / WIDNES GT1 / WIDNES GT2 | 23.6331 | GREEN | 4.9 |  |  | 0 | 0 | 0 | 30 |  |  |  |  | Green (Over 5% headroom) | 102674 | 100 | 4.73 | 74 | 60 | 6548048 | [9 empty] | Rainhill | RAINHILL | 1 | 85.5 | 85.5 | 0 | 0 | 57 | 2026-09 | [12 empty] | 53.473 | -2.6401 | SPM-CLOCKFACE_T1_GEC_ST_HELENS_T1_HILLS_MOSS_T1_NCB_SUTTON_MANOR | 9060049000 | SP Energy Networks open data (API key): NDP SPM primary-group polygons + Capacity Heatmaps Information Model SPM + LTDS appendices 3/6 + NSHR
347 | 59.2 | UNIT E THE LEA, LEA GREEN ROAD | ST HELENS | WA9 4QD | St Helens |  | Workshop And Premises | industrial | 2 | 2787.34 | 30003 | GIA | 109500 | Clockface T1 / Gec St Helens T1 / Hills Moss T1 / Ncb Sutton Manor T2 | inside-area | 0.44 | BOLD G2A / PRESCOT GT1B / WIDNES GT1 / WIDNES GT2 | RAINHILL | SPM | 14.4 | primary | 14.426 | Green | 30 | 15.574 | thermal | 0 | 4.6 | 0 | 4.6 | 11 | BOLD G4A / PRESCOT GT1B / WIDNES GT1 / WIDNES GT2 | 23.6331 | GREEN | 4.9 |  |  | 0 | 0 | 0 | 30 |  |  |  |  | Green (Over 5% headroom) | 102674 | 100 | 4.43 | 125 | 60 | 6550089 | [9 empty] | Rainhill | RAINHILL | 1 | 85.5 | 85.5 | 0 | 0 | 57 | 2026-09 | 39092610 | General Industrial and Special Industrial Groups | 1514 | C | Natural Gas | 3 |  | Heating and Natural Ventilation | 2025-04-23 |  | 1 | FALSE | 53.4192 | -2.7367 | SPM-CLOCKFACE_T1_GEC_ST_HELENS_T1_HILLS_MOSS_T1_NCB_SUTTON_MANOR | 9871641000;9871641000 | SP Energy Networks open data (API key): NDP SPM primary-group polygons + Capacity Heatmaps Information Model SPM + LTDS appendices 3/6 + NSHR
348 | 59.2 | 100, EMPRESS PARK, PENNY LANE | ST HELENS | WA11 9TF | St Helens |  | Offices And Premises; Offices Warehouse And Premises | industrial | 2 | 2654.57 | 28574 | NIA | 228000 | Clockface T1 / Gec St Helens T1 / Hills Moss T1 / Ncb Sutton Manor T2 | nearest-substation | 9.07 | BOLD G2A / PRESCOT GT1B / WIDNES GT1 / WIDNES GT2 | RAINHILL | SPM | 14.4 | primary | 14.426 | Green | 30 | 15.574 | thermal | 0 | 4.6 | 0 | 4.6 | 11 | BOLD G4A / PRESCOT GT1B / WIDNES GT1 / WIDNES GT2 | 23.6331 | GREEN | 4.9 |  |  | 0 | 0 | 0 | 30 |  |  |  |  | Green (Over 5% headroom) | 102674 | 100 | 4.22 | 186 | 60 | 6551518 | [9 empty] | Rainhill | RAINHILL | 1 | 85.5 | 85.5 | 0 | 0 | 57 | 2026-09 | [12 empty] | 53.4719 | -2.6409 | SPM-CLOCKFACE_T1_GEC_ST_HELENS_T1_HILLS_MOSS_T1_NCB_SUTTON_MANOR | 10260712000;10260712000 | SP Energy Networks open data (API key): NDP SPM primary-group polygons + Capacity Heatmaps Information Model SPM + LTDS appendices 3/6 + NSHR
349 | 59.2 | 43, WILCOCK ROAD | ST HELENS | WA11 9TG | St Helens | ALFA GOMMA UK LTD | Warehouse And Premises | industrial | 1 | 2547.39 | 27420 | GIA | 196000 | Clockface T1 / Gec St Helens T1 / Hills Moss T1 / Ncb Sutton Manor T2 | nearest-substation | 9.12 | BOLD G2A / PRESCOT GT1B / WIDNES GT1 / WIDNES GT2 | RAINHILL | SPM | 14.4 | primary | 14.426 | Green | 30 | 15.574 | thermal | 0 | 4.6 | 0 | 4.6 | 11 | BOLD G4A / PRESCOT GT1B / WIDNES GT1 / WIDNES GT2 | 23.6331 | GREEN | 4.9 |  |  | 0 | 0 | 0 | 30 |  |  |  |  | Green (Over 5% headroom) | 102674 | 100 | 4.05 | 64 | 60 | 6552672 | [9 empty] | Rainhill | RAINHILL | 1 | 85.5 | 85.5 | 0 | 0 | 57 | 2026-09 | 39087185 | Storage or Distribution | 4229 | B | Natural Gas | 3 |  | Heating and Natural Ventilation | 2024-07-16 |  | 1 | FALSE | 53.4743 | -2.6438 | SPM-CLOCKFACE_T1_GEC_ST_HELENS_T1_HILLS_MOSS_T1_NCB_SUTTON_MANOR | 6755163000 | SP Energy Networks open data (API key): NDP SPM primary-group polygons + Capacity Heatmaps Information Model SPM + LTDS appendices 3/6 + NSHR
350 | 59.2 | ST GROUP 14, CLOCK FACE ROAD | ST HELENS | WA9 4LA | St Helens |  | Workshop And Premises | industrial | 1 | 2117.5 | 22793 | GIA | 92000 | Clockface T1 / Gec St Helens T1 / Hills Moss T1 / Ncb Sutton Manor T2 | inside-area | 1.53 | BOLD G2A / PRESCOT GT1B / WIDNES GT1 / WIDNES GT2 | RAINHILL | SPM | 14.4 | primary | 14.426 | Green | 30 | 15.574 | thermal | 0 | 4.6 | 0 | 4.6 | 11 | BOLD G4A / PRESCOT GT1B / WIDNES GT1 / WIDNES GT2 | 23.6331 | GREEN | 4.9 |  |  | 0 | 0 | 0 | 30 |  |  |  |  | Green (Over 5% headroom) | 102674 | 100 | 3.36 | 95 | 60 | 6557299 | [9 empty] | Rainhill | RAINHILL | 1 | 85.5 | 85.5 | 0 | 0 | 57 | 2026-09 | [12 empty] | 53.4255 | -2.7239 | SPM-CLOCKFACE_T1_GEC_ST_HELENS_T1_HILLS_MOSS_T1_NCB_SUTTON_MANOR | 1498132000 | SP Energy Networks open data (API key): NDP SPM primary-group polygons + Capacity Heatmaps Information Model SPM + LTDS appendices 3/6 + NSHR
351 | 59.2 | C & O POWDER COATINGS, BRINDLEY ROAD, REGINALD ROAD INDUSTRIAL ESTATE | ST HELENS | WA9 4HY | St Helens |  | Workshop And Premises | industrial | 1 | 1983.8 | 21353 | GIA | 78500 | Clockface T1 / Gec St Helens T1 / Hills Moss T1 / Ncb Sutton Manor T2 | inside-area | 3.04 | BOLD G2A / PRESCOT GT1B / WIDNES GT1 / WIDNES GT2 | RAINHILL | SPM | 14.4 | primary | 14.426 | Green | 30 | 15.574 | thermal | 0 | 4.6 | 0 | 4.6 | 11 | BOLD G4A / PRESCOT GT1B / WIDNES GT1 / WIDNES GT2 | 23.6331 | GREEN | 4.9 |  |  | 0 | 0 | 0 | 30 |  |  |  |  | Green (Over 5% headroom) | 102674 | 100 | 3.15 | 89 | 60 | 6558739 | [9 empty] | Rainhill | RAINHILL | 1 | 85.5 | 85.5 | 0 | 0 | 57 | 2026-09 | 39083381 | General Industrial and Special Industrial Groups | 2548 | E | Natural Gas | 3 |  | Heating and Natural Ventilation | 2026-08-20 |  | 1 | FALSE | 53.4288 | -2.7005 | SPM-CLOCKFACE_T1_GEC_ST_HELENS_T1_HILLS_MOSS_T1_NCB_SUTTON_MANOR | 2743100000 | SP Energy Networks open data (API key): NDP SPM primary-group polygons + Capacity Heatmaps Information Model SPM + LTDS appendices 3/6 + NSHR
352 | 59.1 | AVENGERS TOWERS, ROAD ONE, WINSFORD INDUSTRIAL ESTATE | WINSFORD | CW7 3PZ | Cheshire West And Chester |  | Warehouse And Premises | industrial | 1 | 10343.55 | 111337 | GIA | 715000 | Gravel T1 / Wcb Plastics T1 / Wharton T1 | inside-area | 0.28 | HARTFORD GT1 / LOSTOCK GT2 / WINSFORD GT1 / WINSFORD GT2 | CARRINGTON - FIDDLERS FERRY | SPM | 14.3 | primary | 14.274 | Green | 20 | 5.726 | thermal | 0 | 23.1 | 0 | 23.1 | 13.2 | HARTFORD GT1 / LOSTOCK GT2 / WINSFORD GT1 / WINSFORD GT2 | 35.88 | GREEN | 0 |  |  | 0 | 0 | 0 | 20 |  |  |  |  | Green (Over 5% headroom) | 101961 | 92 | 16.44 | 259 | 40 | 2368920 | [9 empty] | Frodsham | CARRINGTON | 5 | 2186.9 | 2186.9 | 0 | 0 | 930 | 2026-05 | 200003242872 | Offices and Workshop Businesses | 2725 | D | Natural Gas | 3 |  | Heating and Natural Ventilation | 2024-05-30 |  | 0.67 | FALSE | 53.1929 | -2.4935 | SPM-GRAVEL_T1_WCB_PLASTICS_T1_WHARTON_T1 | 14466225000 | SP Energy Networks open data (API key): NDP SPM primary-group polygons + Capacity Heatmaps Information Model SPM + LTDS appendices 3/6 + NSHR
353 | 59.1 | BAYS 2-4 AT CAR TRANSPLANTS, ROAD THREE, INDUSTRIAL ESTATE | WINSFORD | CW7 3RJ | Cheshire West And Chester |  | Warehouse And Premises | industrial | 1 | 7217.07 | 77684 | GIA | 214000 | Gravel T1 / Wcb Plastics T1 / Wharton T1 | inside-area | 0.24 | HARTFORD GT1 / LOSTOCK GT2 / WINSFORD GT1 / WINSFORD GT2 | CARRINGTON - FIDDLERS FERRY | SPM | 14.3 | primary | 14.274 | Green | 20 | 5.726 | thermal | 0 | 23.1 | 0 | 23.1 | 13.2 | HARTFORD GT1 / LOSTOCK GT2 / WINSFORD GT1 / WINSFORD GT2 | 35.88 | GREEN | 0 |  |  | 0 | 0 | 0 | 20 |  |  |  |  | Green (Over 5% headroom) | 101961 | 100 | 11.47 | 180 | 40 | 2402573 | [9 empty] | Frodsham | CARRINGTON | 5 | 2186.9 | 2186.9 | 0 | 0 | 930 | 2026-05 | [12 empty] | 53.1941 | -2.4868 | SPM-GRAVEL_T1_WCB_PLASTICS_T1_WHARTON_T1 | 8797942000 | SP Energy Networks open data (API key): NDP SPM primary-group polygons + Capacity Heatmaps Information Model SPM + LTDS appendices 3/6 + NSHR
354 | 59.1 | TITHEBARN PRODUCTS LTD, ROAD FIVE, INDUSTRIAL ESTATE | WINSFORD | CW7 3PG | Cheshire West And Chester |  | Warehouse And Premises | industrial | 1 | 6735.74 | 72503 | GIA | 217000 | Gravel T1 / Wcb Plastics T1 / Wharton T1 | inside-area | 0.58 | HARTFORD GT1 / LOSTOCK GT2 / WINSFORD GT1 / WINSFORD GT2 | CARRINGTON - FIDDLERS FERRY | SPM | 14.3 | primary | 14.274 | Green | 20 | 5.726 | thermal | 0 | 23.1 | 0 | 23.1 | 13.2 | HARTFORD GT1 / LOSTOCK GT2 / WINSFORD GT1 / WINSFORD GT2 | 35.88 | GREEN | 0 |  |  | 0 | 0 | 0 | 20 |  |  |  |  | Green (Over 5% headroom) | 101961 | 100 | 10.7 | 168 | 40 | 2407754 | [9 empty] | Frodsham | CARRINGTON | 5 | 2186.9 | 2186.9 | 0 | 0 | 930 | 2026-05 | [12 empty] | 53.1978 | -2.4887 | SPM-GRAVEL_T1_WCB_PLASTICS_T1_WHARTON_T1 | 10809712000 | SP Energy Networks open data (API key): NDP SPM primary-group polygons + Capacity Heatmaps Information Model SPM + LTDS appendices 3/6 + NSHR
355 | 59.1 | RENRAY HEALTHCARE LTD, ROAD FIVE | WINSFORD | CW7 3RB | Cheshire West And Chester |  | Warehouse And Premises | industrial | 1 | 6359.74 | 68456 | GIA | 230000 | Gravel T1 / Wcb Plastics T1 / Wharton T1 | inside-area | 0.56 | HARTFORD GT1 / LOSTOCK GT2 / WINSFORD GT1 / WINSFORD GT2 | CARRINGTON - FIDDLERS FERRY | SPM | 14.3 | primary | 14.274 | Green | 20 | 5.726 | thermal | 0 | 23.1 | 0 | 23.1 | 13.2 | HARTFORD GT1 / LOSTOCK GT2 / WINSFORD GT1 / WINSFORD GT2 | 35.88 | GREEN | 0 |  |  | 0 | 0 | 0 | 20 |  |  |  |  | Green (Over 5% headroom) | 101961 | 100 | 10.11 | 159 | 40 | 2411801 | [9 empty] | Frodsham | CARRINGTON | 5 | 2186.9 | 2186.9 | 0 | 0 | 930 | 2026-05 | 200003236175 | B2 to B7 General Industrial and Special Industrial Groups | 6379 | D | Natural Gas | 3 | 2 | Heating and Natural Ventilation | 2021-09-14 |  | 1 | FALSE | 53.1975 | -2.4911 | SPM-GRAVEL_T1_WCB_PLASTICS_T1_WHARTON_T1 | 14170376000 | SP Energy Networks open data (API key): NDP SPM primary-group polygons + Capacity Heatmaps Information Model SPM + LTDS appendices 3/6 + NSHR
356 | 59.1 | UNIT 10, ARTIS ROAD, ARTIS PARK, WINSFORD INDUSTRIAL ESTATE | WINSFORD | CW7 3SE | Cheshire West And Chester |  | Trade Warehouse And Premises | industrial | 2 | 6309.98 | 67920 | GIA | 553000 | Gravel T1 / Wcb Plastics T1 / Wharton T1 | inside-area | 0.71 | HARTFORD GT1 / LOSTOCK GT2 / WINSFORD GT1 / WINSFORD GT2 | CARRINGTON - FIDDLERS FERRY | SPM | 14.3 | primary | 14.274 | Green | 20 | 5.726 | thermal | 0 | 23.1 | 0 | 23.1 | 13.2 | HARTFORD GT1 / LOSTOCK GT2 / WINSFORD GT1 / WINSFORD GT2 | 35.88 | GREEN | 0 |  |  | 0 | 0 | 0 | 20 |  |  |  |  | Green (Over 5% headroom) | 101961 | 100 | 10.03 | 158 | 40 | 2412337 | [9 empty] | Frodsham | CARRINGTON | 5 | 2186.9 | 2186.9 | 0 | 0 | 930 | 2026-05 | 10095483826 | B8 Storage or Distribution | 2683 | A | Natural Gas | 4 |  | Heating and Natural Ventilation | 2021-12-09 |  | 1 | FALSE | 53.1983 | -2.4939 | SPM-GRAVEL_T1_WCB_PLASTICS_T1_WHARTON_T1 | 14144262000;14880767000 | SP Energy Networks open data (API key): NDP SPM primary-group polygons + Capacity Heatmaps Information Model SPM + LTDS appendices 3/6 + NSHR
357 | 59.1 | UNIT MC2, ROAD FIVE, WINSFORD INDUSTRIAL ESTATE | WINSFORD | CW7 3RB | Cheshire West And Chester |  | Factory And Premises | industrial | 1 | 6045.4 | 65072 | GIA | 202000 | Gravel T1 / Wcb Plastics T1 / Wharton T1 | inside-area | 0.56 | HARTFORD GT1 / LOSTOCK GT2 / WINSFORD GT1 / WINSFORD GT2 | CARRINGTON - FIDDLERS FERRY | SPM | 14.3 | primary | 14.274 | Green | 20 | 5.726 | thermal | 0 | 23.1 | 0 | 23.1 | 13.2 | HARTFORD GT1 / LOSTOCK GT2 / WINSFORD GT1 / WINSFORD GT2 | 35.88 | GREEN | 0 |  |  | 0 | 0 | 0 | 20 |  |  |  |  | Green (Over 5% headroom) | 101961 | 100 | 9.61 | 363 | 40 | 2415185 | [9 empty] | Frodsham | CARRINGTON | 5 | 2186.9 | 2186.9 | 0 | 0 | 930 | 2026-05 | 200003236177 | B2 to B7 General Industrial and Special Industrial Groups | 4150 | E | Natural Gas | 3 |  | Heating and Natural Ventilation | 2012-01-24 |  | 0.5 | FALSE | 53.1975 | -2.4911 | SPM-GRAVEL_T1_WCB_PLASTICS_T1_WHARTON_T1 | 14908698000 | SP Energy Networks open data (API key): NDP SPM primary-group polygons + Capacity Heatmaps Information Model SPM + LTDS appendices 3/6 + NSHR
358 | 59.1 | UNIT MC1, ROAD FIVE, WINSFORD INDUSTRIAL ESTATE | WINSFORD | CW7 3RB | Cheshire West And Chester |  | Warehouse And Premises | industrial | 1 | 5962.45 | 64179 | GIA | 190000 | Gravel T1 / Wcb Plastics T1 / Wharton T1 | inside-area | 0.56 | HARTFORD GT1 / LOSTOCK GT2 / WINSFORD GT1 / WINSFORD GT2 | CARRINGTON - FIDDLERS FERRY | SPM | 14.3 | primary | 14.274 | Green | 20 | 5.726 | thermal | 0 | 23.1 | 0 | 23.1 | 13.2 | HARTFORD GT1 / LOSTOCK GT2 / WINSFORD GT1 / WINSFORD GT2 | 35.88 | GREEN | 0 |  |  | 0 | 0 | 0 | 20 |  |  |  |  | Green (Over 5% headroom) | 101961 | 100 | 9.47 | 149 | 40 | 2416078 | [9 empty] | Frodsham | CARRINGTON | 5 | 2186.9 | 2186.9 | 0 | 0 | 930 | 2026-05 | 200003236177 | B2 to B7 General Industrial and Special Industrial Groups | 4150 | E | Natural Gas | 3 |  | Heating and Natural Ventilation | 2012-01-24 |  | 0.5 | FALSE | 53.1975 | -2.4911 | SPM-GRAVEL_T1_WCB_PLASTICS_T1_WHARTON_T1 | 14908695000 | SP Energy Networks open data (API key): NDP SPM primary-group polygons + Capacity Heatmaps Information Model SPM + LTDS appendices 3/6 + NSHR
359 | 59.1 | BAY 1 AT CAR TRANSPLANTS, ROAD THREE, INDUSTRIAL ESTATE | WINSFORD | CW7 3RJ | Cheshire West And Chester |  | Warehouse And Premises | industrial | 2 | 5813.12 | 62572 | GIA | 207750 | Gravel T1 / Wcb Plastics T1 / Wharton T1 | inside-area | 0.24 | HARTFORD GT1 / LOSTOCK GT2 / WINSFORD GT1 / WINSFORD GT2 | CARRINGTON - FIDDLERS FERRY | SPM | 14.3 | primary | 14.274 | Green | 20 | 5.726 | thermal | 0 | 23.1 | 0 | 23.1 | 13.2 | HARTFORD GT1 / LOSTOCK GT2 / WINSFORD GT1 / WINSFORD GT2 | 35.88 | GREEN | 0 |  |  | 0 | 0 | 0 | 20 |  |  |  |  | Green (Over 5% headroom) | 101961 | 100 | 9.24 | 145 | 40 | 2417685 | [9 empty] | Frodsham | CARRINGTON | 5 | 2186.9 | 2186.9 | 0 | 0 | 930 | 2026-05 | [12 empty] | 53.1941 | -2.4868 | SPM-GRAVEL_T1_WCB_PLASTICS_T1_WHARTON_T1 | 8778129000;8799643000 | SP Energy Networks open data (API key): NDP SPM primary-group polygons + Capacity Heatmaps Information Model SPM + LTDS appendices 3/6 + NSHR
360 | 59.1 | UNIT 5 PROPSCO PARK, ROAD ONE | WINSFORD | CW7 3TN | Cheshire West And Chester |  | Factory And Premises; Warehouse And Premises | industrial | 3 | 5807.73 | 62514 | GIA | 239500 | Gravel T1 / Wcb Plastics T1 / Wharton T1 | inside-area | 0.33 | HARTFORD GT1 / LOSTOCK GT2 / WINSFORD GT1 / WINSFORD GT2 | CARRINGTON - FIDDLERS FERRY | SPM | 14.3 | primary | 14.274 | Green | 20 | 5.726 | thermal | 0 | 23.1 | 0 | 23.1 | 13.2 | HARTFORD GT1 / LOSTOCK GT2 / WINSFORD GT1 / WINSFORD GT2 | 35.88 | GREEN | 0 |  |  | 0 | 0 | 0 | 20 |  |  |  |  | Green (Over 5% headroom) | 101961 | 100 | 9.23 | 348 | 40 | 2417743 | [9 empty] | Frodsham | CARRINGTON | 5 | 2186.9 | 2186.9 | 0 | 0 | 930 | 2026-05 | [12 empty] | 53.1935 | -2.4942 | SPM-GRAVEL_T1_WCB_PLASTICS_T1_WHARTON_T1 | 15160173000;15160137000;15160220000 | SP Energy Networks open data (API key): NDP SPM primary-group polygons + Capacity Heatmaps Information Model SPM + LTDS appendices 3/6 + NSHR
361 | 59.1 | UNITS 1 & 2, ROAD FOUR, INDUSTRIAL ESTATE | WINSFORD | CW7 3QN | Cheshire West And Chester | HAMPSON MOTOR TRUST | Warehouse And Premises | industrial | 2 | 5371.71 | 57821 | GIA | 254000 | Gravel T1 / Wcb Plastics T1 / Wharton T1 | inside-area | 0.8 | HARTFORD GT1 / LOSTOCK GT2 / WINSFORD GT1 / WINSFORD GT2 | CARRINGTON - FIDDLERS FERRY | SPM | 14.3 | primary | 14.274 | Green | 20 | 5.726 | thermal | 0 | 23.1 | 0 | 23.1 | 13.2 | HARTFORD GT1 / LOSTOCK GT2 / WINSFORD GT1 / WINSFORD GT2 | 35.88 | GREEN | 0 |  |  | 0 | 0 | 0 | 20 |  |  |  |  | Green (Over 5% headroom) | 101961 | 100 | 8.54 | 134 | 40 | 2422436 | [9 empty] | Frodsham | CARRINGTON | 5 | 2186.9 | 2186.9 | 0 | 0 | 930 | 2026-05 | 10011724948 | B8 Storage or Distribution | 1365 | C | Natural Gas | 3 | 1 | Heating and Natural Ventilation | 2018-05-21 |  | 1 | FALSE | 53.1983 | -2.4966 | SPM-GRAVEL_T1_WCB_PLASTICS_T1_WHARTON_T1 | 11202094000;319466133 | SP Energy Networks open data (API key): NDP SPM primary-group polygons + Capacity Heatmaps Information Model SPM + LTDS appendices 3/6 + NSHR
362 | 59.1 | UNITS 1 & 2 PHOENIX CENTRE, ROAD ONE | WINSFORD | CW7 3PZ | Cheshire West And Chester |  | Warehouse And Premises; Workshop And Premises | industrial | 3 | 4602.99 | 49546 | GIA | 195750 | Gravel T1 / Wcb Plastics T1 / Wharton T1 | inside-area | 0.28 | HARTFORD GT1 / LOSTOCK GT2 / WINSFORD GT1 / WINSFORD GT2 | CARRINGTON - FIDDLERS FERRY | SPM | 14.3 | primary | 14.274 | Green | 20 | 5.726 | thermal | 0 | 23.1 | 0 | 23.1 | 13.2 | HARTFORD GT1 / LOSTOCK GT2 / WINSFORD GT1 / WINSFORD GT2 | 35.88 | GREEN | 0 |  |  | 0 | 0 | 0 | 20 |  |  |  |  | Green (Over 5% headroom) | 101961 | 100 | 7.31 | 207 | 40 | 2430711 | [9 empty] | Frodsham | CARRINGTON | 5 | 2186.9 | 2186.9 | 0 | 0 | 930 | 2026-05 | [12 empty] | 53.1929 | -2.4935 | SPM-GRAVEL_T1_WCB_PLASTICS_T1_WHARTON_T1 | 14168628000;14168710000;14168801000 | SP Energy Networks open data (API key): NDP SPM primary-group polygons + Capacity Heatmaps Information Model SPM + LTDS appendices 3/6 + NSHR
363 | 59.1 | UNIT 4, ROAD FIVE, INDUSTRIAL ESTATE | WINSFORD | CW7 3RB | Cheshire West And Chester |  | Factory And Premises | industrial | 1 | 3600.45 | 38755 | GIA | 157000 | Gravel T1 / Wcb Plastics T1 / Wharton T1 | inside-area | 0.56 | HARTFORD GT1 / LOSTOCK GT2 / WINSFORD GT1 / WINSFORD GT2 | CARRINGTON - FIDDLERS FERRY | SPM | 14.3 | primary | 14.274 | Green | 20 | 5.726 | thermal | 0 | 23.1 | 0 | 23.1 | 13.2 | HARTFORD GT1 / LOSTOCK GT2 / WINSFORD GT1 / WINSFORD GT2 | 35.88 | GREEN | 0 |  |  | 0 | 0 | 0 | 20 |  |  |  |  | Green (Over 5% headroom) | 101961 | 100 | 5.72 | 216 | 40 | 2441502 | [9 empty] | Frodsham | CARRINGTON | 5 | 2186.9 | 2186.9 | 0 | 0 | 930 | 2026-05 | 200003236177 | B2 to B7 General Industrial and Special Industrial Groups | 4150 | E | Natural Gas | 3 |  | Heating and Natural Ventilation | 2012-01-24 |  | 0.5 | FALSE | 53.1975 | -2.4911 | SPM-GRAVEL_T1_WCB_PLASTICS_T1_WHARTON_T1 | 8291504000 | SP Energy Networks open data (API key): NDP SPM primary-group polygons + Capacity Heatmaps Information Model SPM + LTDS appendices 3/6 + NSHR
364 | 59.1 | RUCK LTD, ROAD ONE, INDUSTRIAL ESTATE | WINSFORD | CW7 3QA | Cheshire West And Chester |  | Warehouse And Premises | industrial | 1 | 3298.8 | 35508 | GIA | 126000 | Gravel T1 / Wcb Plastics T1 / Wharton T1 | inside-area | 0.78 | HARTFORD GT1 / LOSTOCK GT2 / WINSFORD GT1 / WINSFORD GT2 | CARRINGTON - FIDDLERS FERRY | SPM | 14.3 | primary | 14.274 | Green | 20 | 5.726 | thermal | 0 | 23.1 | 0 | 23.1 | 13.2 | HARTFORD GT1 / LOSTOCK GT2 / WINSFORD GT1 / WINSFORD GT2 | 35.88 | GREEN | 0 |  |  | 0 | 0 | 0 | 20 |  |  |  |  | Green (Over 5% headroom) | 101961 | 100 | 5.24 | 82 | 40 | 2444749 | [9 empty] | Frodsham | CARRINGTON | 5 | 2186.9 | 2186.9 | 0 | 0 | 930 | 2026-05 | 10011715465 | B8 Storage or Distribution | 3213 | D | Natural Gas | 3 |  | Heating and Natural Ventilation | 2020-04-01 |  | 1 | FALSE | 53.1984 | -2.496 | SPM-GRAVEL_T1_WCB_PLASTICS_T1_WHARTON_T1 | 12054037000 | SP Energy Networks open data (API key): NDP SPM primary-group polygons + Capacity Heatmaps Information Model SPM + LTDS appendices 3/6 + NSHR
365 | 59.1 | THORN HOUSE, ROAD ONE | WINSFORD | CW7 3PZ | Cheshire West And Chester |  | Warehouse And Premises | industrial | 1 | 3074.78 | 33097 | GIA | 199000 | Gravel T1 / Wcb Plastics T1 / Wharton T1 | inside-area | 0.28 | HARTFORD GT1 / LOSTOCK GT2 / WINSFORD GT1 / WINSFORD GT2 | CARRINGTON - FIDDLERS FERRY | SPM | 14.3 | primary | 14.274 | Green | 20 | 5.726 | thermal | 0 | 23.1 | 0 | 23.1 | 13.2 | HARTFORD GT1 / LOSTOCK GT2 / WINSFORD GT1 / WINSFORD GT2 | 35.88 | GREEN | 0 |  |  | 0 | 0 | 0 | 20 |  |  |  |  | Green (Over 5% headroom) | 101961 | 100 | 4.89 | 77 | 40 | 2447160 | [9 empty] | Frodsham | CARRINGTON | 5 | 2186.9 | 2186.9 | 0 | 0 | 930 | 2026-05 | 200003236771 | B8 Storage or Distribution | 3713 | C | Natural Gas | 3 |  | Heating and Mechanical Ventilation | 2016-07-19 |  | 1 | FALSE | 53.1929 | -2.4935 | SPM-GRAVEL_T1_WCB_PLASTICS_T1_WHARTON_T1 | 14169787000 | SP Energy Networks open data (API key): NDP SPM primary-group polygons + Capacity Heatmaps Information Model SPM + LTDS appendices 3/6 + NSHR
366 | 59.1 | SCANDINAVIAN PINE LTD, ROAD THREE, INDUSTRIAL ESTATE | WINSFORD | CW7 3PD | Cheshire West And Chester |  | Warehouse And Premises | industrial | 1 | 2897.7 | 31191 | GIA | 133000 | Gravel T1 / Wcb Plastics T1 / Wharton T1 | inside-area | 0.28 | HARTFORD GT1 / LOSTOCK GT2 / WINSFORD GT1 / WINSFORD GT2 | CARRINGTON - FIDDLERS FERRY | SPM | 14.3 | primary | 14.274 | Green | 20 | 5.726 | thermal | 0 | 23.1 | 0 | 23.1 | 13.2 | HARTFORD GT1 / LOSTOCK GT2 / WINSFORD GT1 / WINSFORD GT2 | 35.88 | GREEN | 0 |  |  | 0 | 0 | 0 | 20 |  |  |  |  | Green (Over 5% headroom) | 101961 | 100 | 4.6 | 72 | 40 | 2449066 | [9 empty] | Frodsham | CARRINGTON | 5 | 2186.9 | 2186.9 | 0 | 0 | 930 | 2026-05 | [12 empty] | 53.1924 | -2.4852 | SPM-GRAVEL_T1_WCB_PLASTICS_T1_WHARTON_T1 | 2935528000 | SP Energy Networks open data (API key): NDP SPM primary-group polygons + Capacity Heatmaps Information Model SPM + LTDS appendices 3/6 + NSHR
367 | 59.1 | UNIT 11A, ROAD ONE, INDUSTRIAL ESTATE | WINSFORD | CW7 3QQ | Cheshire West And Chester |  | Factory And Premises | industrial | 1 | 2621.1 | 28213 | GIA | 100000 | Gravel T1 / Wcb Plastics T1 / Wharton T1 | inside-area | 0.36 | HARTFORD GT1 / LOSTOCK GT2 / WINSFORD GT1 / WINSFORD GT2 | CARRINGTON - FIDDLERS FERRY | SPM | 14.3 | primary | 14.274 | Green | 20 | 5.726 | thermal | 0 | 23.1 | 0 | 23.1 | 13.2 | HARTFORD GT1 / LOSTOCK GT2 / WINSFORD GT1 / WINSFORD GT2 | 35.88 | GREEN | 0 |  |  | 0 | 0 | 0 | 20 |  |  |  |  | Green (Over 5% headroom) | 101961 | 100 | 4.17 | 157 | 40 | 2452044 | [9 empty] | Frodsham | CARRINGTON | 5 | 2186.9 | 2186.9 | 0 | 0 | 930 | 2026-05 | 100012603481 | B2 to B7 General Industrial and Special Industrial Groups | 2620 | D | Natural Gas | 3 |  | Heating and Natural Ventilation | 2017-12-19 |  | 0.5 | FALSE | 53.1937 | -2.4944 | SPM-GRAVEL_T1_WCB_PLASTICS_T1_WHARTON_T1 | 14632482000 | SP Energy Networks open data (API key): NDP SPM primary-group polygons + Capacity Heatmaps Information Model SPM + LTDS appendices 3/6 + NSHR
368 | 59.1 | UNIT 2, ROAD ONE | WINSFORD | CW7 3RQ | Cheshire West And Chester |  | Warehouse And Premises | industrial | 1 | 2490.25 | 26805 | GIA | 127000 | Gravel T1 / Wcb Plastics T1 / Wharton T1 | inside-area | 0.11 | HARTFORD GT1 / LOSTOCK GT2 / WINSFORD GT1 / WINSFORD GT2 | CARRINGTON - FIDDLERS FERRY | SPM | 14.3 | primary | 14.274 | Green | 20 | 5.726 | thermal | 0 | 23.1 | 0 | 23.1 | 13.2 | HARTFORD GT1 / LOSTOCK GT2 / WINSFORD GT1 / WINSFORD GT2 | 35.88 | GREEN | 0 |  |  | 0 | 0 | 0 | 20 |  |  |  |  | Green (Over 5% headroom) | 101961 | 100 | 3.96 | 62 | 40 | 2453452 | [9 empty] | Frodsham | CARRINGTON | 5 | 2186.9 | 2186.9 | 0 | 0 | 930 | 2026-05 | 200003231149 | B1 Offices and Workshop businesses | 1822 | C | Grid Supplied Electricity | 3 |  | Heating and Natural Ventilation | 2019-09-01 |  | 1 | FALSE | 53.1917 | -2.4902 | SPM-GRAVEL_T1_WCB_PLASTICS_T1_WHARTON_T1 | 14168461000 | SP Energy Networks open data (API key): NDP SPM primary-group polygons + Capacity Heatmaps Information Model SPM + LTDS appendices 3/6 + NSHR
369 | 59.1 | UNITS 8-9 ARTIS PARK, ARTIS ROAD, WINSFORD INDUSTRIAL ESTATE | WINSFORD | CW7 3SE | Cheshire West And Chester |  | Trade Warehouse And Premises | industrial | 1 | 2360.8 | 25411 | GIA | 210000 | Gravel T1 / Wcb Plastics T1 / Wharton T1 | inside-area | 0.71 | HARTFORD GT1 / LOSTOCK GT2 / WINSFORD GT1 / WINSFORD GT2 | CARRINGTON - FIDDLERS FERRY | SPM | 14.3 | primary | 14.274 | Green | 20 | 5.726 | thermal | 0 | 23.1 | 0 | 23.1 | 13.2 | HARTFORD GT1 / LOSTOCK GT2 / WINSFORD GT1 / WINSFORD GT2 | 35.88 | GREEN | 0 |  |  | 0 | 0 | 0 | 20 |  |  |  |  | Green (Over 5% headroom) | 101961 | 100 | 3.75 | 59 | 40 | 2454846 | [9 empty] | Frodsham | CARRINGTON | 5 | 2186.9 | 2186.9 | 0 | 0 | 930 | 2026-05 | 10095483828 | B8 Storage or Distribution | 1056 | A | Natural Gas | 4 |  | Heating and Natural Ventilation | 2021-12-09 |  | 1 | FALSE | 53.1983 | -2.4939 | SPM-GRAVEL_T1_WCB_PLASTICS_T1_WHARTON_T1 | 14970260000 | SP Energy Networks open data (API key): NDP SPM primary-group polygons + Capacity Heatmaps Information Model SPM + LTDS appendices 3/6 + NSHR
370 | 59.1 | UNIT 8 ROAD THREE, INDUSTRIAL ESTATE | WINSFORD | CW7 3PD | Cheshire West And Chester |  | Warehouse And Premises | industrial | 1 | 2326.62 | 25044 | GIA | 126000 | Gravel T1 / Wcb Plastics T1 / Wharton T1 | inside-area | 0.28 | HARTFORD GT1 / LOSTOCK GT2 / WINSFORD GT1 / WINSFORD GT2 | CARRINGTON - FIDDLERS FERRY | SPM | 14.3 | primary | 14.274 | Green | 20 | 5.726 | thermal | 0 | 23.1 | 0 | 23.1 | 13.2 | HARTFORD GT1 / LOSTOCK GT2 / WINSFORD GT1 / WINSFORD GT2 | 35.88 | GREEN | 0 |  |  | 0 | 0 | 0 | 20 |  |  |  |  | Green (Over 5% headroom) | 101961 | 100 | 3.7 | 58 | 40 | 2455213 | [9 empty] | Frodsham | CARRINGTON | 5 | 2186.9 | 2186.9 | 0 | 0 | 930 | 2026-05 | 100012603613 | B8 Storage or Distribution | 1648 | D | Grid Supplied Electricity | 3 |  | Heating and Natural Ventilation | 2012-08-20 |  | 0.5 | FALSE | 53.1924 | -2.4852 | SPM-GRAVEL_T1_WCB_PLASTICS_T1_WHARTON_T1 | 8958596000 | SP Energy Networks open data (API key): NDP SPM primary-group polygons + Capacity Heatmaps Information Model SPM + LTDS appendices 3/6 + NSHR
371 | 59.1 | 12, ION PATH | WINSFORD | CW7 3GA | Cheshire West And Chester |  | Factory And Premises | industrial | 1 | 2291.8 | 24669 | GIA | 138000 | Gravel T1 / Wcb Plastics T1 / Wharton T1 | inside-area | 0.1 | HARTFORD GT1 / LOSTOCK GT2 / WINSFORD GT1 / WINSFORD GT2 | CARRINGTON - FIDDLERS FERRY | SPM | 14.3 | primary | 14.274 | Green | 20 | 5.726 | thermal | 0 | 23.1 | 0 | 23.1 | 13.2 | HARTFORD GT1 / LOSTOCK GT2 / WINSFORD GT1 / WINSFORD GT2 | 35.88 | GREEN | 0 |  |  | 0 | 0 | 0 | 20 |  |  |  |  | Green (Over 5% headroom) | 101961 | 100 | 3.64 | 138 | 40 | 2455588 | [9 empty] | Frodsham | CARRINGTON | 5 | 2186.9 | 2186.9 | 0 | 0 | 930 | 2026-05 | 200003231141 | General Industrial and Special Industrial Groups | 2112 | B | Grid Supplied Electricity | 4 |  | Air Conditioning | 2023-07-11 |  | 0.67 | FALSE | 53.1917 | -2.4892 | SPM-GRAVEL_T1_WCB_PLASTICS_T1_WHARTON_T1 | 14169666000 | SP Energy Networks open data (API key): NDP SPM primary-group polygons + Capacity Heatmaps Information Model SPM + LTDS appendices 3/6 + NSHR
372 | 59.1 | ROAD ONE, INDUSTRIAL ESTATE | WINSFORD | CW7 3QE | Cheshire West And Chester | FINNING LTD | Workshop And Premises | industrial | 1 | 2288.3 | 24631 | GIA | 95500 | Gravel T1 / Wcb Plastics T1 / Wharton T1 | inside-area | 0.55 | HARTFORD GT1 / LOSTOCK GT2 / WINSFORD GT1 / WINSFORD GT2 | CARRINGTON - FIDDLERS FERRY | SPM | 14.3 | primary | 14.274 | Green | 20 | 5.726 | thermal | 0 | 23.1 | 0 | 23.1 | 13.2 | HARTFORD GT1 / LOSTOCK GT2 / WINSFORD GT1 / WINSFORD GT2 | 35.88 | GREEN | 0 |  |  | 0 | 0 | 0 | 20 |  |  |  |  | Green (Over 5% headroom) | 101961 | 100 | 3.64 | 103 | 40 | 2455626 | [9 empty] | Frodsham | CARRINGTON | 5 | 2186.9 | 2186.9 | 0 | 0 | 930 | 2026-05 | 200003236150 | B1 Offices and Workshop businesses | 1186 | B | Grid Supplied Electricity | 4 |  | Heating and Natural Ventilation | 2021-08-09 |  | 1 | FALSE | 53.1969 | -2.4936 | SPM-GRAVEL_T1_WCB_PLASTICS_T1_WHARTON_T1 | 309964133 | SP Energy Networks open data (API key): NDP SPM primary-group polygons + Capacity Heatmaps Information Model SPM + LTDS appendices 3/6 + NSHR
373 | 59.1 | K C AUTOS, ROAD THREE, INDUSTRIAL ESTATE | WINSFORD | CW7 3PD | Cheshire West And Chester |  | Workshop And Premises | industrial | 1 | 2180.9 | 23475 | GIA | 136000 | Gravel T1 / Wcb Plastics T1 / Wharton T1 | inside-area | 0.28 | HARTFORD GT1 / LOSTOCK GT2 / WINSFORD GT1 / WINSFORD GT2 | CARRINGTON - FIDDLERS FERRY | SPM | 14.3 | primary | 14.274 | Green | 20 | 5.726 | thermal | 0 | 23.1 | 0 | 23.1 | 13.2 | HARTFORD GT1 / LOSTOCK GT2 / WINSFORD GT1 / WINSFORD GT2 | 35.88 | GREEN | 0 |  |  | 0 | 0 | 0 | 20 |  |  |  |  | Green (Over 5% headroom) | 101961 | 100 | 3.47 | 98 | 40 | 2456782 | [9 empty] | Frodsham | CARRINGTON | 5 | 2186.9 | 2186.9 | 0 | 0 | 930 | 2026-05 | [12 empty] | 53.1924 | -2.4852 | SPM-GRAVEL_T1_WCB_PLASTICS_T1_WHARTON_T1 | 383051133 | SP Energy Networks open data (API key): NDP SPM primary-group polygons + Capacity Heatmaps Information Model SPM + LTDS appendices 3/6 + NSHR
374 | 59.1 | GARDNER DENVER NASH LTD, ROAD ONE, INDUSTRIAL ESTATE | WINSFORD | CW7 3PL | Cheshire West And Chester |  | Factory And Premises | industrial | 1 | 1988.83 | 21408 | GIA | 87000 | Gravel T1 / Wcb Plastics T1 / Wharton T1 | inside-area | 0.28 | HARTFORD GT1 / LOSTOCK GT2 / WINSFORD GT1 / WINSFORD GT2 | CARRINGTON - FIDDLERS FERRY | SPM | 14.3 | primary | 14.274 | Green | 20 | 5.726 | thermal | 0 | 23.1 | 0 | 23.1 | 13.2 | HARTFORD GT1 / LOSTOCK GT2 / WINSFORD GT1 / WINSFORD GT2 | 35.88 | GREEN | 0 |  |  | 0 | 0 | 0 | 20 |  |  |  |  | Green (Over 5% headroom) | 101961 | 100 | 3.16 | 119 | 40 | 2458849 | [9 empty] | Frodsham | CARRINGTON | 5 | 2186.9 | 2186.9 | 0 | 0 | 930 | 2026-05 | 10013204414 | B1 Offices and Workshop businesses | 189 | D | Natural Gas | 3 |  | Heating and Mechanical Ventilation | 2018-01-08 |  | 1 | FALSE | 53.1937 | -2.4931 | SPM-GRAVEL_T1_WCB_PLASTICS_T1_WHARTON_T1 | 12483055000 | SP Energy Networks open data (API key): NDP SPM primary-group polygons + Capacity Heatmaps Information Model SPM + LTDS appendices 3/6 + NSHR
375 | 59.1 | UNIT 1, ROAD ONE | WINSFORD | CW7 3PZ | Cheshire West And Chester |  | Storage, Warehouse And Premises | industrial | 1 | 1877 | 20204 | GIA | 75500 | Gravel T1 / Wcb Plastics T1 / Wharton T1 | inside-area | 0.28 | HARTFORD GT1 / LOSTOCK GT2 / WINSFORD GT1 / WINSFORD GT2 | CARRINGTON - FIDDLERS FERRY | SPM | 14.3 | primary | 14.274 | Green | 20 | 5.726 | thermal | 0 | 23.1 | 0 | 23.1 | 13.2 | HARTFORD GT1 / LOSTOCK GT2 / WINSFORD GT1 / WINSFORD GT2 | 35.88 | GREEN | 0 |  |  | 0 | 0 | 0 | 20 |  |  |  |  | Green (Over 5% headroom) | 101961 | 100 | 2.98 | 47 | 40 | 2460053 | [9 empty] | Frodsham | CARRINGTON | 5 | 2186.9 | 2186.9 | 0 | 0 | 930 | 2026-05 | 200003231155 | B8 Storage or Distribution | 835 | C | Natural Gas | 3 |  | Heating and Natural Ventilation | 2012-08-15 |  | 0.5 | FALSE | 53.1929 | -2.4935 | SPM-GRAVEL_T1_WCB_PLASTICS_T1_WHARTON_T1 | 14166648000 | SP Energy Networks open data (API key): NDP SPM primary-group polygons + Capacity Heatmaps Information Model SPM + LTDS appendices 3/6 + NSHR
376 | 58.9 | THE RANGE AT, LIVERPOOL INNOVATION PARK, EDGE LANE | LIVERPOOL | L7 9NJ | Liverpool |  | Retail Warehouse And Premises | bigbox | 1 | 8144.97 | 87672 | GIA | 482500 | Edge La (Tapley Place) T1 / Lister Dv B T3 / Mill La (Wavertree) T1 / Plessey (Edge La) T1 / Stoneycroft T1 | inside-area | 1.31 | LISTER DV B GT3 / SPARLING ST GT1 / WAVERTREE GT2 | LISTER DRIVE | SPM | 17.9 | primary | 17.855 | Green | 37.5 | 19.645 | thermal | 0 | 0 | 0 | 0 | 13.2 | LISTER DV B GT3 / SPARLING ST GT1 / WAVERTREE GT2 | 51.671 | GREEN | 0 |  |  | 0 | 0 | 0 | 37.5 |  |  |  |  | Green (Over 5% headroom) | 127629 | 100 | 12.94 | 733 | 28 | 1116849 | [9 empty] | Lister Drive | LISTER DRIVE | 2 | 114 | 114 | 0 | 57 | 20 | 2026-09 | [12 empty] | 53.4078 | -2.9333 | SPM-EDGE_LA_TAPLEY_PLACE_T1_LISTER_DV_B_T3_MILL_LA_WAVERTREE_T1_ | 11927212000 | SP Energy Networks open data (API key): NDP SPM primary-group polygons + Capacity Heatmaps Information Model SPM + LTDS appendices 3/6 + NSHR
377 | 58.9 | 2, ST OSWALDS STREET | LIVERPOOL | L13 2BY | Liverpool | TESCO | Superstore And Premises | bigbox | 1 | 6589.46 | 70928 | GIA | 1250000 | Edge La (Tapley Place) T1 / Lister Dv B T3 / Mill La (Wavertree) T1 / Plessey (Edge La) T1 / Stoneycroft T1 | inside-area | 1.24 | LISTER DV B GT3 / SPARLING ST GT1 / WAVERTREE GT2 | LISTER DRIVE | SPM | 17.9 | primary | 17.855 | Green | 37.5 | 19.645 | thermal | 0 | 0 | 0 | 0 | 13.2 | LISTER DV B GT3 / SPARLING ST GT1 / WAVERTREE GT2 | 51.671 | GREEN | 0 |  |  | 0 | 0 | 0 | 37.5 |  |  |  |  | Green (Over 5% headroom) | 127629 | 100 | 10.47 | 593 | 28 | 1133593 | [9 empty] | Lister Drive | LISTER DRIVE | 2 | 114 | 114 | 0 | 57 | 20 | 2026-09 | 38217993 | A1/A2 Retail and Financial/Professional services | 6575 | C | Natural Gas | 4 |  | Air Conditioning | 2014-06-25 |  | 1 | FALSE | 53.4131 | -2.9166 | SPM-EDGE_LA_TAPLEY_PLACE_T1_LISTER_DV_B_T3_MILL_LA_WAVERTREE_T1_ | 14389309000 | SP Energy Networks open data (API key): NDP SPM primary-group polygons + Capacity Heatmaps Information Model SPM + LTDS appendices 3/6 + NSHR
378 | 58.9 | 10, EDGE LANE DRIVE | LIVERPOOL | L13 4DL | Liverpool |  | Retail Warehouse And Premises | bigbox | 1 | 5189.42 | 55858 | GIA | 447500 | Edge La (Tapley Place) T1 / Lister Dv B T3 / Mill La (Wavertree) T1 / Plessey (Edge La) T1 / Stoneycroft T1 | inside-area | 1.53 | LISTER DV B GT3 / SPARLING ST GT1 / WAVERTREE GT2 | LISTER DRIVE | SPM | 17.9 | primary | 17.855 | Green | 37.5 | 19.645 | thermal | 0 | 0 | 0 | 0 | 13.2 | LISTER DV B GT3 / SPARLING ST GT1 / WAVERTREE GT2 | 51.671 | GREEN | 0 |  |  | 0 | 0 | 0 | 37.5 |  |  |  |  | Green (Over 5% headroom) | 127629 | 100 | 8.25 | 467 | 28 | 1148663 | [9 empty] | Lister Drive | LISTER DRIVE | 2 | 114 | 114 | 0 | 57 | 20 | 2026-09 | 38315849 | A1/A2 Retail and Financial/Professional services | 4973 | A | Natural Gas | 5 | 2 | Air Conditioning | 2017-06-21 |  | 0.5 | FALSE | 53.4092 | -2.9165 | SPM-EDGE_LA_TAPLEY_PLACE_T1_LISTER_DV_B_T3_MILL_LA_WAVERTREE_T1_ | 11198688000 | SP Energy Networks open data (API key): NDP SPM primary-group polygons + Capacity Heatmaps Information Model SPM + LTDS appendices 3/6 + NSHR
379 | 58.9 | HOLLYWOOD BOWL, EDGE LANE RETAIL PARK, EDGE LANE | LIVERPOOL | L13 1EW | Liverpool |  | Bowling Alley And Premises | bigbox | 1 | 3190 | 34337 | GIA | 312500 | Edge La (Tapley Place) T1 / Lister Dv B T3 / Mill La (Wavertree) T1 / Plessey (Edge La) T1 / Stoneycroft T1 | inside-area | 1.37 | LISTER DV B GT3 / SPARLING ST GT1 / WAVERTREE GT2 | LISTER DRIVE | SPM | 17.9 | primary | 17.855 | Green | 37.5 | 19.645 | thermal | 0 | 0 | 0 | 0 | 13.2 | LISTER DV B GT3 / SPARLING ST GT1 / WAVERTREE GT2 | 51.671 | GREEN | 0 |  |  | 0 | 0 | 0 | 37.5 |  |  |  |  | Green (Over 5% headroom) | 127629 | 100 | 5.07 | 255 | 28 | 1170184 | [9 empty] | Lister Drive | LISTER DRIVE | 2 | 114 | 114 | 0 | 57 | 20 | 2026-09 | 38218246 | General Assembly and Leisure, Night Clubs, and Theatres | 3134 | A | Grid Supplied Electricity | 4 |  | Air Conditioning | 2025-05-07 |  | 0.75 | FALSE | 53.4084 | -2.9229 | SPM-EDGE_LA_TAPLEY_PLACE_T1_LISTER_DV_B_T3_MILL_LA_WAVERTREE_T1_ | 15071956000 | SP Energy Networks open data (API key): NDP SPM primary-group polygons + Capacity Heatmaps Information Model SPM + LTDS appendices 3/6 + NSHR
380 | 58.9 | 481-519, EDGE LANE | LIVERPOOL | L13 2EY | Liverpool |  | Retail Warehouse And Premises | bigbox | 1 | 2548.1 | 27427 | GIA | 297500 | Edge La (Tapley Place) T1 / Lister Dv B T3 / Mill La (Wavertree) T1 / Plessey (Edge La) T1 / Stoneycroft T1 | inside-area | 1.08 | LISTER DV B GT3 / SPARLING ST GT1 / WAVERTREE GT2 | LISTER DRIVE | SPM | 17.9 | primary | 17.855 | Green | 37.5 | 19.645 | thermal | 0 | 0 | 0 | 0 | 13.2 | LISTER DV B GT3 / SPARLING ST GT1 / WAVERTREE GT2 | 51.671 | GREEN | 0 |  |  | 0 | 0 | 0 | 37.5 |  |  |  |  | Green (Over 5% headroom) | 127629 | 100 | 4.05 | 229 | 28 | 1177094 | [9 empty] | Lister Drive | LISTER DRIVE | 2 | 114 | 114 | 0 | 57 | 20 | 2026-09 | [12 empty] | 53.4106 | -2.9255 | SPM-EDGE_LA_TAPLEY_PLACE_T1_LISTER_DV_B_T3_MILL_LA_WAVERTREE_T1_ | 10089393000 | SP Energy Networks open data (API key): NDP SPM primary-group polygons + Capacity Heatmaps Information Model SPM + LTDS appendices 3/6 + NSHR
381 | 58.7 | TESCO, CAERNARVON ROAD | BANGOR | LL57 4SU | Gwynedd |  | Superstore And Premises | bigbox | 1 | 8800.59 | 94729 | GIA | 1430000 | Bangor Hosp T1 / Bangor University T1 / Eithinog T1 / Hirael T1 | inside-area | 1.2 | BANGOR GT2 / CAERNARFON GT2 | CONNAHS QUAY - PENTIR - ST ASAPH | SPM | 17.8 | primary | 17.802 | Green | 30 | 12.058 | thermal | 0.6 | 2.1 | 1.2 | 2.7 | 15.6 | BANGOR GT2 / CAERNARFON GT2 | 31.686 | GREEN | 0 |  |  | 0 | 0 | 0 | 30 |  |  |  |  | Green (Over 5% headroom) | 126916 | 100 | 13.98 | 792 | 13 | 472456 | [9 empty] | Pentir | PENTIR | 2 | 1082 | 1082 | 1025 | 57 | 39 | 2028-10 | [12 empty] | 53.2103 | -4.1488 | SPM-BANGOR_HOSP_T1_BANGOR_UNIVERSITY_T1_EITHINOG_T1_HIRAEL_T1 | 10957702000 | SP Energy Networks open data (API key): NDP SPM primary-group polygons + Capacity Heatmaps Information Model SPM + LTDS appendices 3/6 + NSHR
382 | 58.7 | ATLANTIC PARK, WATERLOO ROAD | LIVERPOOL | L3 7BE | Liverpool | BIG EDS DRIVE IN CINEMA | Land Used As Drive In Cinema | bigbox | 1 | 5800.6 | 62437 | GIA | 54000 | Brook St T1 / Kingsway Tunnel T1 / Nwwa Sandon Dock T1 / Nwwa Sandon Dock T2 | inside-area | 1.21 | BOOTLE GT2A / BURLINGTON ST GT1 / LISTER DV A GT2 | LISTER DRIVE | SPM | 17.8 | primary | 17.771 | Green | 30 | 12.229 | thermal | 0 | 5.1 | 10.2 | 5.1 | 16.3 | BOOTLE GT2A / BURLINGTON ST GT1 / LISTER DV A GT2 | 61.868 | GREEN | 0 |  |  | 0 | 0 | 0 | 30 |  |  |  |  | Green (Over 5% headroom) | 126916 | 100 | 9.22 | 464 | 34 | 1353901 | [9 empty] | Lister Drive | LISTER DRIVE | 2 | 114 | 114 | 0 | 57 | 20 | 2026-09 | [12 empty] | 53.4173 | -2.9994 | SPM-BROOK_ST_T1_KINGSWAY_TUNNEL_T1_NWWA_SANDON_DOCK_T1_NWWA_SAND | 10580476000 | SP Energy Networks open data (API key): NDP SPM primary-group polygons + Capacity Heatmaps Information Model SPM + LTDS appendices 3/6 + NSHR
383 | 58.7 | B & Q, CAERNARVON ROAD | BANGOR | LL57 4SU | Gwynedd |  | Retail Warehouse And Premises | bigbox | 1 | 3748.4 | 40347 | GIA | 510000 | Bangor Hosp T1 / Bangor University T1 / Eithinog T1 / Hirael T1 | inside-area | 1.2 | BANGOR GT2 / CAERNARFON GT2 | CONNAHS QUAY - PENTIR - ST ASAPH | SPM | 17.8 | primary | 17.802 | Green | 30 | 12.058 | thermal | 0.6 | 2.1 | 1.2 | 2.7 | 15.6 | BANGOR GT2 / CAERNARFON GT2 | 31.686 | GREEN | 0 |  |  | 0 | 0 | 0 | 30 |  |  |  |  | Green (Over 5% headroom) | 126916 | 100 | 5.96 | 337 | 13 | 526838 | [9 empty] | Pentir | PENTIR | 2 | 1082 | 1082 | 1025 | 57 | 39 | 2028-10 | 200003182916 | B8 Storage or Distribution | 3555 | B | Natural Gas | 3 |  | Heating and Natural Ventilation | 2023-04-26 |  | 0.67 | FALSE | 53.2103 | -4.1488 | SPM-BANGOR_HOSP_T1_BANGOR_UNIVERSITY_T1_EITHINOG_T1_HIRAEL_T1 | 132854202 | SP Energy Networks open data (API key): NDP SPM primary-group polygons + Capacity Heatmaps Information Model SPM + LTDS appendices 3/6 + NSHR
384 | 58.7 | ASDA, FARRAR ROAD | BANGOR | LL57 1LJ | Gwynedd |  | Superstore And Premises | bigbox | 1 | 3716.98 | 40009 | GIA | 565000 | Bangor Hosp T1 / Bangor University T1 / Eithinog T1 / Hirael T1 | inside-area | 1.3 | BANGOR GT2 / CAERNARFON GT2 | CONNAHS QUAY - PENTIR - ST ASAPH | SPM | 17.8 | primary | 17.802 | Green | 30 | 12.058 | thermal | 0.6 | 2.1 | 1.2 | 2.7 | 15.6 | BANGOR GT2 / CAERNARFON GT2 | 31.686 | GREEN | 0 |  |  | 0 | 0 | 0 | 30 |  |  |  |  | Green (Over 5% headroom) | 126916 | 100 | 5.91 | 335 | 13 | 527176 | [9 empty] | Pentir | PENTIR | 2 | 1082 | 1082 | 1025 | 57 | 39 | 2028-10 | 10090569139 | Retail/Financial and Professional Services | 3812 | C | Natural Gas | 4 |  | Mixed-mode with Mechanical Ventilation | 2023-05-08 |  | 1 | FALSE | 53.2237 | -4.1325 | SPM-BANGOR_HOSP_T1_BANGOR_UNIVERSITY_T1_EITHINOG_T1_HIRAEL_T1 | 10552150000 | SP Energy Networks open data (API key): NDP SPM primary-group polygons + Capacity Heatmaps Information Model SPM + LTDS appendices 3/6 + NSHR
385 | 58.7 | TREBORTH GARDEN CENTRE, TREBORTH ROAD | BANGOR | LL57 2RJ | Gwynedd |  | Garden Centre And Premises | bigbox | 1 | 3482.92 | 37490 | OTH | 79000 | Bangor Hosp T1 / Bangor University T1 / Eithinog T1 / Hirael T1 | inside-area | 0.83 | BANGOR GT2 / CAERNARFON GT2 | CONNAHS QUAY - PENTIR - ST ASAPH | SPM | 17.8 | primary | 17.802 | Green | 30 | 12.058 | thermal | 0.6 | 2.1 | 1.2 | 2.7 | 15.6 | BANGOR GT2 / CAERNARFON GT2 | 31.686 | GREEN | 0 |  |  | 0 | 0 | 0 | 30 |  |  |  |  | Green (Over 5% headroom) | 126916 | 100 | 5.53 | 313 | 13 | 529695 | [9 empty] | Pentir | PENTIR | 2 | 1082 | 1082 | 1025 | 57 | 39 | 2028-10 | [12 empty] | 53.2162 | -4.1608 | SPM-BANGOR_HOSP_T1_BANGOR_UNIVERSITY_T1_EITHINOG_T1_HIRAEL_T1 | 3878871000 | SP Energy Networks open data (API key): NDP SPM primary-group polygons + Capacity Heatmaps Information Model SPM + LTDS appendices 3/6 + NSHR
386 | 58.7 | THE RANGE, CAERNARVON ROAD | BANGOR | LL57 4SU | Gwynedd |  | Retail Warehouse And Premises | bigbox | 1 | 3421.86 | 36833 | GIA | 310000 | Bangor Hosp T1 / Bangor University T1 / Eithinog T1 / Hirael T1 | inside-area | 1.2 | BANGOR GT2 / CAERNARFON GT2 | CONNAHS QUAY - PENTIR - ST ASAPH | SPM | 17.8 | primary | 17.802 | Green | 30 | 12.058 | thermal | 0.6 | 2.1 | 1.2 | 2.7 | 15.6 | BANGOR GT2 / CAERNARFON GT2 | 31.686 | GREEN | 0 |  |  | 0 | 0 | 0 | 30 |  |  |  |  | Green (Over 5% headroom) | 126916 | 100 | 5.44 | 308 | 13 | 530352 | [9 empty] | Pentir | PENTIR | 2 | 1082 | 1082 | 1025 | 57 | 39 | 2028-10 | [12 empty] | 53.2103 | -4.1488 | SPM-BANGOR_HOSP_T1_BANGOR_UNIVERSITY_T1_EITHINOG_T1_HIRAEL_T1 | 8395912000 | SP Energy Networks open data (API key): NDP SPM primary-group polygons + Capacity Heatmaps Information Model SPM + LTDS appendices 3/6 + NSHR
387 | 58.7 | MATALAN ST DAVID'S RETAIL PARK, CAERNARVON ROAD | BANGOR | LL57 4LN | Gwynedd |  | Retail Warehouse And Premises | bigbox | 1 | 3283.25 | 35341 | GIA | 460000 | Bangor Hosp T1 / Bangor University T1 / Eithinog T1 / Hirael T1 | inside-area | 0.98 | BANGOR GT2 / CAERNARFON GT2 | CONNAHS QUAY - PENTIR - ST ASAPH | SPM | 17.8 | primary | 17.802 | Green | 30 | 12.058 | thermal | 0.6 | 2.1 | 1.2 | 2.7 | 15.6 | BANGOR GT2 / CAERNARFON GT2 | 31.686 | GREEN | 0 |  |  | 0 | 0 | 0 | 30 |  |  |  |  | Green (Over 5% headroom) | 126916 | 100 | 5.22 | 295 | 13 | 531844 | [9 empty] | Pentir | PENTIR | 2 | 1082 | 1082 | 1025 | 57 | 39 | 2028-10 | [12 empty] | 53.2206 | -4.1367 | SPM-BANGOR_HOSP_T1_BANGOR_UNIVERSITY_T1_EITHINOG_T1_HIRAEL_T1 | 2743075000 | SP Energy Networks open data (API key): NDP SPM primary-group polygons + Capacity Heatmaps Information Model SPM + LTDS appendices 3/6 + NSHR
388 | 58.7 | DUNELM MILL, CAERNARVON ROAD | BANGOR | LL57 2UT | Gwynedd |  | Retail Warehouse And Premises | bigbox | 1 | 2714.2 | 29215 | GIA | 275000 | Bangor Hosp T1 / Bangor University T1 / Eithinog T1 / Hirael T1 | inside-area | 1.08 | BANGOR GT2 / CAERNARFON GT2 | CONNAHS QUAY - PENTIR - ST ASAPH | SPM | 17.8 | primary | 17.802 | Green | 30 | 12.058 | thermal | 0.6 | 2.1 | 1.2 | 2.7 | 15.6 | BANGOR GT2 / CAERNARFON GT2 | 31.686 | GREEN | 0 |  |  | 0 | 0 | 0 | 30 |  |  |  |  | Green (Over 5% headroom) | 126916 | 100 | 4.31 | 244 | 13 | 537970 | [9 empty] | Pentir | PENTIR | 2 | 1082 | 1082 | 1025 | 57 | 39 | 2028-10 | [12 empty] | 53.2214 | -4.1352 | SPM-BANGOR_HOSP_T1_BANGOR_UNIVERSITY_T1_EITHINOG_T1_HIRAEL_T1 | 7462758000 | SP Energy Networks open data (API key): NDP SPM primary-group polygons + Capacity Heatmaps Information Model SPM + LTDS appendices 3/6 + NSHR
389 | 58.7 | 9, PAISLEY STREET | LIVERPOOL | L3 7BA | Liverpool |  | Retail Warehouse And Premises | bigbox | 1 | 2307 | 24832 | GIA | 282500 | Brook St T1 / Kingsway Tunnel T1 / Nwwa Sandon Dock T1 / Nwwa Sandon Dock T2 | inside-area | 1.67 | BOOTLE GT2A / BURLINGTON ST GT1 / LISTER DV A GT2 | LISTER DRIVE | SPM | 17.8 | primary | 17.771 | Green | 30 | 12.229 | thermal | 0 | 5.1 | 10.2 | 5.1 | 16.3 | BOOTLE GT2A / BURLINGTON ST GT1 / LISTER DV A GT2 | 61.868 | GREEN | 0 |  |  | 0 | 0 | 0 | 30 |  |  |  |  | Green (Over 5% headroom) | 126916 | 100 | 3.67 | 208 | 34 | 1391506 | [9 empty] | Lister Drive | LISTER DRIVE | 2 | 114 | 114 | 0 | 57 | 20 | 2026-09 | [12 empty] | 53.413 | -2.9982 | SPM-BROOK_ST_T1_KINGSWAY_TUNNEL_T1_NWWA_SANDON_DOCK_T1_NWWA_SAND | 12923138000 | SP Energy Networks open data (API key): NDP SPM primary-group polygons + Capacity Heatmaps Information Model SPM + LTDS appendices 3/6 + NSHR
390 | 58.7 | WILLIAMS MOTOR CO 4, GREAT HOWARD STREET | LIVERPOOL | L3 7AN | Liverpool |  | Car Showroom And Premises | bigbox | 1 | 2082.28 | 22413 | GIA | 307500 | Brook St T1 / Kingsway Tunnel T1 / Nwwa Sandon Dock T1 / Nwwa Sandon Dock T2 | inside-area | 1.76 | BOOTLE GT2A / BURLINGTON ST GT1 / LISTER DV A GT2 | LISTER DRIVE | SPM | 17.8 | primary | 17.771 | Green | 30 | 12.229 | thermal | 0 | 5.1 | 10.2 | 5.1 | 16.3 | BOOTLE GT2A / BURLINGTON ST GT1 / LISTER DV A GT2 | 61.868 | GREEN | 0 |  |  | 0 | 0 | 0 | 30 |  |  |  |  | Green (Over 5% headroom) | 126916 | 100 | 3.31 | 187 | 34 | 1393925 | [9 empty] | Lister Drive | LISTER DRIVE | 2 | 114 | 114 | 0 | 57 | 20 | 2026-09 | [12 empty] | 53.4123 | -2.9972 | SPM-BROOK_ST_T1_KINGSWAY_TUNNEL_T1_NWWA_SANDON_DOCK_T1_NWWA_SAND | 504830134 | SP Energy Networks open data (API key): NDP SPM primary-group polygons + Capacity Heatmaps Information Model SPM + LTDS appendices 3/6 + NSHR
391 | 58.7 | UNIT 19, RENAISSANCE WAY | LIVERPOOL | L24 9JW | Liverpool |  | Factory And Premises; Warehouse And Premises | industrial | 2 | 12381.32 | 133271 | GIA | 781000 | Conix T1 / Conix T2 / Medeva T1 | inside-area | 0.15 | HALEWOOD G1B / HALEWOOD G2B / HALEWOOD GT3 / SPEKE GT1A | RAINHILL | SPM | 14 | primary | 14.029 | Green | 20 | 5.971 | thermal | 0 | 0 | 0 | 0 | 13.7 | HALEWOOD GT3 / SPEKE GT1A | 37.9606 | GREEN | 0 |  |  | 0 | 0 | 0 | 20 |  |  |  |  | Green (Over 5% headroom) | 99822 | 75 | 19.68 | 743 | 5 | 293322 | [9 empty] | Lister Drive | RAINHILL | 1 | 85.5 | 85.5 | 0 | 0 | 57 | 2026-09 | [12 empty] | 53.35 | -2.8439 | SPM-CONIX_T1_CONIX_T2_MEDEVA_T1 | 2453798000;11410756000 | SP Energy Networks open data (API key): NDP SPM primary-group polygons + Capacity Heatmaps Information Model SPM + LTDS appendices 3/6 + NSHR
392 | 58.7 | UNIT 1A, RENAISSANCE WAY | LIVERPOOL | L24 9PY | Knowsley |  | Warehouse And Premises | industrial | 1 | 8745.1 | 94131 | GIA | 495000 | Conix T1 / Conix T2 / Medeva T1 | inside-area | 0.28 | HALEWOOD G1B / HALEWOOD G2B / HALEWOOD GT3 / SPEKE GT1A | RAINHILL | SPM | 14 | primary | 14.029 | Green | 20 | 5.971 | thermal | 0 | 0 | 0 | 0 | 13.7 | HALEWOOD GT3 / SPEKE GT1A | 37.9606 | GREEN | 0 |  |  | 0 | 0 | 0 | 20 |  |  |  |  | Green (Over 5% headroom) | 99822 | 100 | 13.9 | 219 | 5 | 332462 | [9 empty] | Lister Drive | RAINHILL | 1 | 85.5 | 85.5 | 0 | 0 | 57 | 2026-09 | 40062066 | B8 Storage or Distribution | 7039 | C | Natural Gas | 3 |  | Heating and Natural Ventilation | 2019-07-16 |  | 0.5 | FALSE | 53.3497 | -2.8418 | SPM-CONIX_T1_CONIX_T2_MEDEVA_T1 | 13576011000 | SP Energy Networks open data (API key): NDP SPM primary-group polygons + Capacity Heatmaps Information Model SPM + LTDS appendices 3/6 + NSHR
393 | 58.7 | UNIT 8, VISCOUNT CENTRE, GASKILL ROAD | LIVERPOOL | L24 9GS | Liverpool |  | Warehouse And Premises | industrial | 5 | 8260.52 | 88915 | GIA | 265250 | Conix T1 / Conix T2 / Medeva T1 | inside-area | 0.12 | HALEWOOD G1B / HALEWOOD G2B / HALEWOOD GT3 / SPEKE GT1A | RAINHILL | SPM | 14 | primary | 14.029 | Green | 20 | 5.971 | thermal | 0 | 0 | 0 | 0 | 13.7 | HALEWOOD GT3 / SPEKE GT1A | 37.9606 | GREEN | 0 |  |  | 0 | 0 | 0 | 20 |  |  |  |  | Green (Over 5% headroom) | 99822 | 100 | 13.13 | 207 | 5 | 337678 | [9 empty] | Lister Drive | RAINHILL | 1 | 85.5 | 85.5 | 0 | 0 | 57 | 2026-09 | 38209646 | B1 Offices and Workshop businesses | 2304 | B | Natural Gas | 3 |  | Heating and Natural Ventilation | 2017-05-09 |  | 1 | FALSE | 53.3504 | -2.847 | SPM-CONIX_T1_CONIX_T2_MEDEVA_T1 | 10930290000;10930280000;408138134;504092134;504091134 | SP Energy Networks open data (API key): NDP SPM primary-group polygons + Capacity Heatmaps Information Model SPM + LTDS appendices 3/6 + NSHR
394 | 58.7 | 4, RENAISSANCE WAY | LIVERPOOL | L24 9PY | Knowsley |  | Warehouse And Premises | industrial | 1 | 7459.6 | 80294 | GIA | 407500 | Conix T1 / Conix T2 / Medeva T1 | inside-area | 0.28 | HALEWOOD G1B / HALEWOOD G2B / HALEWOOD GT3 / SPEKE GT1A | RAINHILL | SPM | 14 | primary | 14.029 | Green | 20 | 5.971 | thermal | 0 | 0 | 0 | 0 | 13.7 | HALEWOOD GT3 / SPEKE GT1A | 37.9606 | GREEN | 0 |  |  | 0 | 0 | 0 | 20 |  |  |  |  | Green (Over 5% headroom) | 99822 | 100 | 11.85 | 186 | 5 | 346299 | [9 empty] | Lister Drive | RAINHILL | 1 | 85.5 | 85.5 | 0 | 0 | 57 | 2026-09 | 40062066 | B8 Storage or Distribution | 7039 | C | Natural Gas | 3 |  | Heating and Natural Ventilation | 2019-07-16 |  | 0.5 | FALSE | 53.3497 | -2.8418 | SPM-CONIX_T1_CONIX_T2_MEDEVA_T1 | 12505922000 | SP Energy Networks open data (API key): NDP SPM primary-group polygons + Capacity Heatmaps Information Model SPM + LTDS appendices 3/6 + NSHR
395 | 58.5 | UNIFRAX LTD, MILL LANE | ST HELENS | WA11 8LP | St Helens |  | Factory And Premises | industrial | 1 | 12918.4 | 139052 | GIA | 397500 | Carborundum T1 / Houghtons La T1 / Rainford T1 / Windlehurst T2 | inside-area | 3.38 | RAVENHEAD G1A1 / ST HELENS GT2B / WINDLE GT1 | RAINHILL | SPM | 13.9 | primary | 13.871 | Green | 30 | 15.129 | thermal | 4 | 0 | 0 | 4 | 12.1 | RAVENHEAD G1A1 / ST HELENS GT2B / WINDLE GT1 | 26.66 | GREEN | 17.1 |  |  | 0 | 0 | 0 | 30 |  |  |  |  | Green (Over 5% headroom) | 99109 | 71 | 20.53 | 775 | 80 | 6642302 | [9 empty] | Kirkby (_D) | RAINHILL | 1 | 85.5 | 85.5 | 0 | 0 | 57 | 2026-09 | [12 empty] | 53.4898 | -2.77 | SPM-CARBORUNDUM_T1_HOUGHTONS_LA_T1_RAINFORD_T1_WINDLEHURST_T2 | 7457410000 | SP Energy Networks open data (API key): NDP SPM primary-group polygons + Capacity Heatmaps Information Model SPM + LTDS appendices 3/6 + NSHR
396 | 58.5 | STANDISH METAL TREATMENT LIMITED, POTTER PLACE | SKELMERSDALE | WN8 9PH | West Lancashire |  | Workshop And Premises | industrial | 1 | 11985.9 | 129015 | GIA | 297500 | Carborundum T1 / Houghtons La T1 / Rainford T1 / Windlehurst T2 | nearest-substation | 8.12 | RAVENHEAD G1A1 / ST HELENS GT2B / WINDLE GT1 | RAINHILL | SPM | 13.9 | primary | 13.871 | Green | 30 | 15.129 | thermal | 4 | 0 | 0 | 4 | 12.1 | RAVENHEAD G1A1 / ST HELENS GT2B / WINDLE GT1 | 26.66 | GREEN | 17.1 |  |  | 0 | 0 | 0 | 30 |  |  |  |  | Green (Over 5% headroom) | 99109 | 77 | 19.05 | 539 | 80 | 6652339 | [9 empty] | Kirkby (_D) | RAINHILL | 1 | 85.5 | 85.5 | 0 | 0 | 57 | 2026-09 | [12 empty] | 53.5321 | -2.7598 | SPM-CARBORUNDUM_T1_HOUGHTONS_LA_T1_RAINFORD_T1_WINDLEHURST_T2 | 9860604000 | SP Energy Networks open data (API key): NDP SPM primary-group polygons + Capacity Heatmaps Information Model SPM + LTDS appendices 3/6 + NSHR
397 | 58.5 | UNITS 1-4 PIMBO POINT, POTTER PLACE | SKELMERSDALE | WN8 9PW | West Lancashire |  | Warehouse And Premises | industrial | 1 | 10894.15 | 117264 | GIA | 385000 | Carborundum T1 / Houghtons La T1 / Rainford T1 / Windlehurst T2 | nearest-substation | 8.13 | RAVENHEAD G1A1 / ST HELENS GT2B / WINDLE GT1 | RAINHILL | SPM | 13.9 | primary | 13.871 | Green | 30 | 15.129 | thermal | 4 | 0 | 0 | 4 | 12.1 | RAVENHEAD G1A1 / ST HELENS GT2B / WINDLE GT1 | 26.66 | GREEN | 17.1 |  |  | 0 | 0 | 0 | 30 |  |  |  |  | Green (Over 5% headroom) | 99109 | 85 | 17.31 | 272 | 80 | 6664090 | [9 empty] | Kirkby (_D) | RAINHILL | 1 | 85.5 | 85.5 | 0 | 0 | 57 | 2026-09 | [12 empty] | 53.5322 | -2.7593 | SPM-CARBORUNDUM_T1_HOUGHTONS_LA_T1_RAINFORD_T1_WINDLEHURST_T2 | 9666897000 | SP Energy Networks open data (API key): NDP SPM primary-group polygons + Capacity Heatmaps Information Model SPM + LTDS appendices 3/6 + NSHR
398 | 58.5 | GERRARD PLACE | SKELMERSDALE | WN8 9SU | West Lancashire | EUROPANEL (UK) LTD | Factory And Premises | industrial | 2 | 10655.16 | 114691 | GIA | 333000 | Carborundum T1 / Houghtons La T1 / Rainford T1 / Windlehurst T2 | nearest-substation | 9.06 | RAVENHEAD G1A1 / ST HELENS GT2B / WINDLE GT1 | RAINHILL | SPM | 13.9 | primary | 13.871 | Green | 30 | 15.129 | thermal | 4 | 0 | 0 | 4 | 12.1 | RAVENHEAD G1A1 / ST HELENS GT2B / WINDLE GT1 | 26.66 | GREEN | 17.1 |  |  | 0 | 0 | 0 | 30 |  |  |  |  | Green (Over 5% headroom) | 99109 | 86 | 16.93 | 639 | 80 | 6666663 | [9 empty] | Kirkby (_D) | RAINHILL | 1 | 85.5 | 85.5 | 0 | 0 | 57 | 2026-09 | 100012822049 | B2 to B7 General Industrial and Special Industrial Groups | 6174 | C | Natural Gas | 3 |  | Heating and Natural Ventilation | 2019-07-16 |  | 1 | FALSE | 53.5419 | -2.7907 | SPM-CARBORUNDUM_T1_HOUGHTONS_LA_T1_RAINFORD_T1_WINDLEHURST_T2 | 523927000;182235126 | SP Energy Networks open data (API key): NDP SPM primary-group polygons + Capacity Heatmaps Information Model SPM + LTDS appendices 3/6 + NSHR
399 | 58.5 | 3-5, PADDOCK ROAD | SKELMERSDALE | WN8 9PL | West Lancashire |  | Warehouse And Premises; Workshop And Premises | industrial | 3 | 10485.47 | 112865 | GIA | 324500 | Carborundum T1 / Houghtons La T1 / Rainford T1 / Windlehurst T2 | nearest-substation | 7.92 | RAVENHEAD G1A1 / ST HELENS GT2B / WINDLE GT1 | RAINHILL | SPM | 13.9 | primary | 13.871 | Green | 30 | 15.129 | thermal | 4 | 0 | 0 | 4 | 12.1 | RAVENHEAD G1A1 / ST HELENS GT2B / WINDLE GT1 | 26.66 | GREEN | 17.1 |  |  | 0 | 0 | 0 | 30 |  |  |  |  | Green (Over 5% headroom) | 99109 | 88 | 16.66 | 472 | 80 | 6668489 | [9 empty] | Kirkby (_D) | RAINHILL | 1 | 85.5 | 85.5 | 0 | 0 | 57 | 2026-09 | 10012343144 | General Industrial and Special Industrial Groups | 9946 | C | Grid Supplied Electricity | 3 |  | Heating and Natural Ventilation | 2025-04-22 |  | 1 | FALSE | 53.5312 | -2.769 | SPM-CARBORUNDUM_T1_HOUGHTONS_LA_T1_RAINFORD_T1_WINDLEHURST_T2 | 3291747000;184194126;3291746000 | SP Energy Networks open data (API key): NDP SPM primary-group polygons + Capacity Heatmaps Information Model SPM + LTDS appendices 3/6 + NSHR
400 | 58.5 | UNIT 2 R/O 1, POTTER PLACE | SKELMERSDALE | WN8 9PH | West Lancashire |  | Factory And Premises | industrial | 2 | 10161.53 | 109378 | GIA | 281000 | Carborundum T1 / Houghtons La T1 / Rainford T1 / Windlehurst T2 | nearest-substation | 8.12 | RAVENHEAD G1A1 / ST HELENS GT2B / WINDLE GT1 | RAINHILL | SPM | 13.9 | primary | 13.871 | Green | 30 | 15.129 | thermal | 4 | 0 | 0 | 4 | 12.1 | RAVENHEAD G1A1 / ST HELENS GT2B / WINDLE GT1 | 26.66 | GREEN | 17.1 |  |  | 0 | 0 | 0 | 30 |  |  |  |  | Green (Over 5% headroom) | 99109 | 91 | 16.15 | 610 | 80 | 6671976 | [9 empty] | Kirkby (_D) | RAINHILL | 1 | 85.5 | 85.5 | 0 | 0 | 57 | 2026-09 | [12 empty] | 53.5321 | -2.7598 | SPM-CARBORUNDUM_T1_HOUGHTONS_LA_T1_RAINFORD_T1_WINDLEHURST_T2 | 7840359000;7840364000 | SP Energy Networks open data (API key): NDP SPM primary-group polygons + Capacity Heatmaps Information Model SPM + LTDS appendices 3/6 + NSHR
401 | 58.5 | 6, PIKELAW PLACE | SKELMERSDALE | WN8 9PP | West Lancashire |  | Factory And Premises; Workshop And Premises | industrial | 2 | 9712.8 | 104548 | GIA | 245000 | Carborundum T1 / Houghtons La T1 / Rainford T1 / Windlehurst T2 | nearest-substation | 8.23 | RAVENHEAD G1A1 / ST HELENS GT2B / WINDLE GT1 | RAINHILL | SPM | 13.9 | primary | 13.871 | Green | 30 | 15.129 | thermal | 4 | 0 | 0 | 4 | 12.1 | RAVENHEAD G1A1 / ST HELENS GT2B / WINDLE GT1 | 26.66 | GREEN | 17.1 |  |  | 0 | 0 | 0 | 30 |  |  |  |  | Green (Over 5% headroom) | 99109 | 95 | 15.43 | 583 | 80 | 6676806 | [9 empty] | Kirkby (_D) | RAINHILL | 1 | 85.5 | 85.5 | 0 | 0 | 57 | 2026-09 | 100012822070 | Offices and Workshop Businesses | 1158 | C | Natural Gas | 3 | 2 | Heating and Natural Ventilation | 2022-11-14 |  | 1 | FALSE | 53.5337 | -2.765 | SPM-CARBORUNDUM_T1_HOUGHTONS_LA_T1_RAINFORD_T1_WINDLEHURST_T2 | 165276126;8512385000 | SP Energy Networks open data (API key): NDP SPM primary-group polygons + Capacity Heatmaps Information Model SPM + LTDS appendices 3/6 + NSHR
402 | 58.5 | TAWD MILL, PADDOCK ROAD | SKELMERSDALE | WN8 9PL | West Lancashire |  | Mill And Premises | industrial | 1 | 9633.6 | 103695 | GIA | 355000 | Carborundum T1 / Houghtons La T1 / Rainford T1 / Windlehurst T2 | nearest-substation | 7.92 | RAVENHEAD G1A1 / ST HELENS GT2B / WINDLE GT1 | RAINHILL | SPM | 13.9 | primary | 13.871 | Green | 30 | 15.129 | thermal | 4 | 0 | 0 | 4 | 12.1 | RAVENHEAD G1A1 / ST HELENS GT2B / WINDLE GT1 | 26.66 | GREEN | 17.1 |  |  | 0 | 0 | 0 | 30 |  |  |  |  | Green (Over 5% headroom) | 99109 | 96 | 15.31 | 578 | 80 | 6677659 | [9 empty] | Kirkby (_D) | RAINHILL | 1 | 85.5 | 85.5 | 0 | 0 | 57 | 2026-09 | [12 empty] | 53.5312 | -2.769 | SPM-CARBORUNDUM_T1_HOUGHTONS_LA_T1_RAINFORD_T1_WINDLEHURST_T2 | 6849922000 | SP Energy Networks open data (API key): NDP SPM primary-group polygons + Capacity Heatmaps Information Model SPM + LTDS appendices 3/6 + NSHR
403 | 58.5 | STACKRIGHT NORTH WEST LTD, GARDINERS PLACE | SKELMERSDALE | WN8 9SP | West Lancashire |  | Factory And Premises | industrial | 1 | 8707.5 | 93727 | GIA | 270000 | Carborundum T1 / Houghtons La T1 / Rainford T1 / Windlehurst T2 | nearest-substation | 9.48 | RAVENHEAD G1A1 / ST HELENS GT2B / WINDLE GT1 | RAINHILL | SPM | 13.9 | primary | 13.871 | Green | 30 | 15.129 | thermal | 4 | 0 | 0 | 4 | 12.1 | RAVENHEAD G1A1 / ST HELENS GT2B / WINDLE GT1 | 26.66 | GREEN | 17.1 |  |  | 0 | 0 | 0 | 30 |  |  |  |  | Green (Over 5% headroom) | 99109 | 100 | 13.84 | 522 | 80 | 6687627 | [9 empty] | Kirkby (_D) | RAINHILL | 1 | 85.5 | 85.5 | 0 | 0 | 57 | 2026-09 | [12 empty] | 53.5455 | -2.7949 | SPM-CARBORUNDUM_T1_HOUGHTONS_LA_T1_RAINFORD_T1_WINDLEHURST_T2 | 13156898000 | SP Energy Networks open data (API key): NDP SPM primary-group polygons + Capacity Heatmaps Information Model SPM + LTDS appendices 3/6 + NSHR
404 | 58.5 | SAINT GOBAIN INDUSTRIAL CERAMICS LTD, MILL LANE | ST HELENS | WA11 8LP | St Helens |  | Factory And Premises | industrial | 1 | 8638.68 | 92986 | GIA | 231000 | Carborundum T1 / Houghtons La T1 / Rainford T1 / Windlehurst T2 | inside-area | 3.38 | RAVENHEAD G1A1 / ST HELENS GT2B / WINDLE GT1 | RAINHILL | SPM | 13.9 | primary | 13.871 | Green | 30 | 15.129 | thermal | 4 | 0 | 0 | 4 | 12.1 | RAVENHEAD G1A1 / ST HELENS GT2B / WINDLE GT1 | 26.66 | GREEN | 17.1 |  |  | 0 | 0 | 0 | 30 |  |  |  |  | Green (Over 5% headroom) | 99109 | 100 | 13.73 | 518 | 80 | 6688368 | [9 empty] | Kirkby (_D) | RAINHILL | 1 | 85.5 | 85.5 | 0 | 0 | 57 | 2026-09 | [12 empty] | 53.4898 | -2.77 | SPM-CARBORUNDUM_T1_HOUGHTONS_LA_T1_RAINFORD_T1_WINDLEHURST_T2 | 7457404000 | SP Energy Networks open data (API key): NDP SPM primary-group polygons + Capacity Heatmaps Information Model SPM + LTDS appendices 3/6 + NSHR
405 | 58.5 | COATES LSF LTD 5, GARDINERS PLACE | SKELMERSDALE | WN8 9SP | West Lancashire |  | Factory And Premises | industrial | 1 | 8532.78 | 91846 | GIA | 248000 | Carborundum T1 / Houghtons La T1 / Rainford T1 / Windlehurst T2 | nearest-substation | 9.48 | RAVENHEAD G1A1 / ST HELENS GT2B / WINDLE GT1 | RAINHILL | SPM | 13.9 | primary | 13.871 | Green | 30 | 15.129 | thermal | 4 | 0 | 0 | 4 | 12.1 | RAVENHEAD G1A1 / ST HELENS GT2B / WINDLE GT1 | 26.66 | GREEN | 17.1 |  |  | 0 | 0 | 0 | 30 |  |  |  |  | Green (Over 5% headroom) | 99109 | 100 | 13.56 | 512 | 80 | 6689508 | [9 empty] | Kirkby (_D) | RAINHILL | 1 | 85.5 | 85.5 | 0 | 0 | 57 | 2026-09 | 10012368062 | A1/A2 Retail and Financial/Professional services | 2505 | D | Natural Gas | 3 | 3 | Air Conditioning | 2018-04-04 |  | 0.5 | FALSE | 53.5455 | -2.7949 | SPM-CARBORUNDUM_T1_HOUGHTONS_LA_T1_RAINFORD_T1_WINDLEHURST_T2 | 6057051000 | SP Energy Networks open data (API key): NDP SPM primary-group polygons + Capacity Heatmaps Information Model SPM + LTDS appendices 3/6 + NSHR
406 | 58.5 | SCOTT SAFETY, PIMBO ROAD | SKELMERSDALE | WN8 9RA | West Lancashire |  | Factory And Premises | industrial | 1 | 7627.51 | 82102 | GIA | 292500 | Carborundum T1 / Houghtons La T1 / Rainford T1 / Windlehurst T2 | nearest-substation | 7.76 | RAVENHEAD G1A1 / ST HELENS GT2B / WINDLE GT1 | RAINHILL | SPM | 13.9 | primary | 13.871 | Green | 30 | 15.129 | thermal | 4 | 0 | 0 | 4 | 12.1 | RAVENHEAD G1A1 / ST HELENS GT2B / WINDLE GT1 | 26.66 | GREEN | 17.1 |  |  | 0 | 0 | 0 | 30 |  |  |  |  | Green (Over 5% headroom) | 99109 | 100 | 12.12 | 458 | 80 | 6699252 | [9 empty] | Kirkby (_D) | RAINHILL | 1 | 85.5 | 85.5 | 0 | 0 | 57 | 2026-09 | [12 empty] | 53.5277 | -2.7518 | SPM-CARBORUNDUM_T1_HOUGHTONS_LA_T1_RAINFORD_T1_WINDLEHURST_T2 | 9677006000 | SP Energy Networks open data (API key): NDP SPM primary-group polygons + Capacity Heatmaps Information Model SPM + LTDS appendices 3/6 + NSHR
407 | 58.5 | UNIT 2 AT 2, POTTER PLACE | SKELMERSDALE | WN8 9PH | West Lancashire |  | Warehouse And Premises; Warehouse Office And Premises | industrial | 6 | 7564.41 | 81423 | GIA | 267500 | Carborundum T1 / Houghtons La T1 / Rainford T1 / Windlehurst T2 | nearest-substation | 8.12 | RAVENHEAD G1A1 / ST HELENS GT2B / WINDLE GT1 | RAINHILL | SPM | 13.9 | primary | 13.871 | Green | 30 | 15.129 | thermal | 4 | 0 | 0 | 4 | 12.1 | RAVENHEAD G1A1 / ST HELENS GT2B / WINDLE GT1 | 26.66 | GREEN | 17.1 |  |  | 0 | 0 | 0 | 30 |  |  |  |  | Green (Over 5% headroom) | 99109 | 100 | 12.02 | 530 | 80 | 6699931 | [9 empty] | Kirkby (_D) | RAINHILL | 1 | 85.5 | 85.5 | 0 | 0 | 57 | 2026-09 | [12 empty] | 53.5321 | -2.7598 | SPM-CARBORUNDUM_T1_HOUGHTONS_LA_T1_RAINFORD_T1_WINDLEHURST_T2 | 12405707000;12405704000;13162882000;13162885000;13318801000;6346280000 | SP Energy Networks open data (API key): NDP SPM primary-group polygons + Capacity Heatmaps Information Model SPM + LTDS appendices 3/6 + NSHR
408 | 58.5 | UNITS 1-5 AT 2-10, PAXTON PLACE | SKELMERSDALE | WN8 9QH | West Lancashire |  | Warehouse And Premises | industrial | 1 | 7410.4 | 79765 | GIA | 211000 | Carborundum T1 / Houghtons La T1 / Rainford T1 / Windlehurst T2 | nearest-substation | 7.68 | RAVENHEAD G1A1 / ST HELENS GT2B / WINDLE GT1 | RAINHILL | SPM | 13.9 | primary | 13.871 | Green | 30 | 15.129 | thermal | 4 | 0 | 0 | 4 | 12.1 | RAVENHEAD G1A1 / ST HELENS GT2B / WINDLE GT1 | 26.66 | GREEN | 17.1 |  |  | 0 | 0 | 0 | 30 |  |  |  |  | Green (Over 5% headroom) | 99109 | 100 | 11.78 | 185 | 80 | 6701589 | [9 empty] | Kirkby (_D) | RAINHILL | 1 | 85.5 | 85.5 | 0 | 0 | 57 | 2026-09 | 100012846626 | B2 to B7 General Industrial and Special Industrial Groups | 1359 | C | Natural Gas | 3 |  | Heating and Natural Ventilation | 2014-02-06 |  | 1 | FALSE | 53.5288 | -2.766 | SPM-CARBORUNDUM_T1_HOUGHTONS_LA_T1_RAINFORD_T1_WINDLEHURST_T2 | 5302139000 | SP Energy Networks open data (API key): NDP SPM primary-group polygons + Capacity Heatmaps Information Model SPM + LTDS appendices 3/6 + NSHR
409 | 58.5 | 1, PENROSE PLACE | SKELMERSDALE | WN8 9PR | West Lancashire |  | Warehouse And Premises | industrial | 1 | 7257.75 | 78122 | GIA | 173000 | Carborundum T1 / Houghtons La T1 / Rainford T1 / Windlehurst T2 | nearest-substation | 7.55 | RAVENHEAD G1A1 / ST HELENS GT2B / WINDLE GT1 | RAINHILL | SPM | 13.9 | primary | 13.871 | Green | 30 | 15.129 | thermal | 4 | 0 | 0 | 4 | 12.1 | RAVENHEAD G1A1 / ST HELENS GT2B / WINDLE GT1 | 26.66 | GREEN | 17.1 |  |  | 0 | 0 | 0 | 30 |  |  |  |  | Green (Over 5% headroom) | 99109 | 100 | 11.53 | 181 | 80 | 6703232 | [9 empty] | Kirkby (_D) | RAINHILL | 1 | 85.5 | 85.5 | 0 | 0 | 57 | 2026-09 | 10012344575 | Storage or Distribution | 7162 | C | Grid Supplied Electricity | 3 |  | Heating and Natural Ventilation | 2026-09-10 |  | 1 | FALSE | 53.5262 | -2.7553 | SPM-CARBORUNDUM_T1_HOUGHTONS_LA_T1_RAINFORD_T1_WINDLEHURST_T2 | 165270126 | SP Energy Networks open data (API key): NDP SPM primary-group polygons + Capacity Heatmaps Information Model SPM + LTDS appendices 3/6 + NSHR
410 | 58.5 | FLOWTECH LTD, PIMBO ROAD | SKELMERSDALE | WN8 9RB | West Lancashire |  | Warehouse And Premises | industrial | 1 | 6976.94 | 75099 | GIA | 295000 | Carborundum T1 / Houghtons La T1 / Rainford T1 / Windlehurst T2 | nearest-substation | 7.83 | RAVENHEAD G1A1 / ST HELENS GT2B / WINDLE GT1 | RAINHILL | SPM | 13.9 | primary | 13.871 | Green | 30 | 15.129 | thermal | 4 | 0 | 0 | 4 | 12.1 | RAVENHEAD G1A1 / ST HELENS GT2B / WINDLE GT1 | 26.66 | GREEN | 17.1 |  |  | 0 | 0 | 0 | 30 |  |  |  |  | Green (Over 5% headroom) | 99109 | 100 | 11.09 | 174 | 80 | 6706255 | [9 empty] | Kirkby (_D) | RAINHILL | 1 | 85.5 | 85.5 | 0 | 0 | 57 | 2026-09 | 100012846637 | B8 Storage or Distribution | 7094 | C | Natural Gas | 3 | 79 | Heating and Natural Ventilation | 2017-07-16 |  | 0.5 | FALSE | 53.528 | -2.7499 | SPM-CARBORUNDUM_T1_HOUGHTONS_LA_T1_RAINFORD_T1_WINDLEHURST_T2 | 769320000 | SP Energy Networks open data (API key): NDP SPM primary-group polygons + Capacity Heatmaps Information Model SPM + LTDS appendices 3/6 + NSHR
411 | 58.5 | VIRIDOR, GERRARD PLACE | SKELMERSDALE | WN8 9SU | West Lancashire |  | Workshop And Premises | industrial | 1 | 6815.5 | 73361 | GIA | 257500 | Carborundum T1 / Houghtons La T1 / Rainford T1 / Windlehurst T2 | nearest-substation | 9.06 | RAVENHEAD G1A1 / ST HELENS GT2B / WINDLE GT1 | RAINHILL | SPM | 13.9 | primary | 13.871 | Green | 30 | 15.129 | thermal | 4 | 0 | 0 | 4 | 12.1 | RAVENHEAD G1A1 / ST HELENS GT2B / WINDLE GT1 | 26.66 | GREEN | 17.1 |  |  | 0 | 0 | 0 | 30 |  |  |  |  | Green (Over 5% headroom) | 99109 | 100 | 10.83 | 307 | 80 | 6707993 | [9 empty] | Kirkby (_D) | RAINHILL | 1 | 85.5 | 85.5 | 0 | 0 | 57 | 2026-09 | 100012822049 | B2 to B7 General Industrial and Special Industrial Groups | 6174 | C | Natural Gas | 3 |  | Heating and Natural Ventilation | 2019-07-16 |  | 0.67 | FALSE | 53.5419 | -2.7907 | SPM-CARBORUNDUM_T1_HOUGHTONS_LA_T1_RAINFORD_T1_WINDLEHURST_T2 | 7456158000 | SP Energy Networks open data (API key): NDP SPM primary-group polygons + Capacity Heatmaps Information Model SPM + LTDS appendices 3/6 + NSHR
412 | 58.5 | 5, PEEL ROAD | SKELMERSDALE | WN8 9PT | West Lancashire |  | Factory And Premises; Workshop And Premises | industrial | 2 | 6496.89 | 69932 | GIA | 235000 | Carborundum T1 / Houghtons La T1 / Rainford T1 / Windlehurst T2 | nearest-substation | 8.06 | RAVENHEAD G1A1 / ST HELENS GT2B / WINDLE GT1 | RAINHILL | SPM | 13.9 | primary | 13.871 | Green | 30 | 15.129 | thermal | 4 | 0 | 0 | 4 | 12.1 | RAVENHEAD G1A1 / ST HELENS GT2B / WINDLE GT1 | 26.66 | GREEN | 17.1 |  |  | 0 | 0 | 0 | 30 |  |  |  |  | Green (Over 5% headroom) | 99109 | 100 | 10.32 | 390 | 80 | 6711422 | [9 empty] | Kirkby (_D) | RAINHILL | 1 | 85.5 | 85.5 | 0 | 0 | 57 | 2026-09 | 10012348639 | General Industrial and Special Industrial Groups | 7604 | B | Natural Gas | 3 | 1 | Air Conditioning | 2025-08-29 |  | 1 | FALSE | 53.5308 | -2.7545 | SPM-CARBORUNDUM_T1_HOUGHTONS_LA_T1_RAINFORD_T1_WINDLEHURST_T2 | 165264126;189852126 | SP Energy Networks open data (API key): NDP SPM primary-group polygons + Capacity Heatmaps Information Model SPM + LTDS appendices 3/6 + NSHR
413 | 58.5 | HILLS SALVAGE & RECYCLING LTD, GERRARD PLACE | SKELMERSDALE | WN8 9SU | West Lancashire |  | Factory, Office And Premises | industrial | 1 | 6179.38 | 66514 | GIA | 257500 | Carborundum T1 / Houghtons La T1 / Rainford T1 / Windlehurst T2 | nearest-substation | 9.06 | RAVENHEAD G1A1 / ST HELENS GT2B / WINDLE GT1 | RAINHILL | SPM | 13.9 | primary | 13.871 | Green | 30 | 15.129 | thermal | 4 | 0 | 0 | 4 | 12.1 | RAVENHEAD G1A1 / ST HELENS GT2B / WINDLE GT1 | 26.66 | GREEN | 17.1 |  |  | 0 | 0 | 0 | 30 |  |  |  |  | Green (Over 5% headroom) | 99109 | 100 | 9.82 | 371 | 80 | 6714840 | [9 empty] | Kirkby (_D) | RAINHILL | 1 | 85.5 | 85.5 | 0 | 0 | 57 | 2026-09 | 100012822049 | B2 to B7 General Industrial and Special Industrial Groups | 6174 | C | Natural Gas | 3 |  | Heating and Natural Ventilation | 2019-07-16 |  | 0.67 | FALSE | 53.5419 | -2.7907 | SPM-CARBORUNDUM_T1_HOUGHTONS_LA_T1_RAINFORD_T1_WINDLEHURST_T2 | 8216541000 | SP Energy Networks open data (API key): NDP SPM primary-group polygons + Capacity Heatmaps Information Model SPM + LTDS appendices 3/6 + NSHR
414 | 58.5 | MILL LANE, RAINFORD INDUSTRIAL ESTATE | ST HELENS | WA11 8LS | St Helens | RAINFORD SOLUTIONS LTD | Warehouse And Premises | industrial | 1 | 5835.62 | 62814 | GIA | 205000 | Carborundum T1 / Houghtons La T1 / Rainford T1 / Windlehurst T2 | inside-area | 3.47 | RAVENHEAD G1A1 / ST HELENS GT2B / WINDLE GT1 | RAINHILL | SPM | 13.9 | primary | 13.871 | Green | 30 | 15.129 | thermal | 4 | 0 | 0 | 4 | 12.1 | RAVENHEAD G1A1 / ST HELENS GT2B / WINDLE GT1 | 26.66 | GREEN | 17.1 |  |  | 0 | 0 | 0 | 30 |  |  |  |  | Green (Over 5% headroom) | 99109 | 100 | 9.27 | 146 | 80 | 6718540 | [9 empty] | Kirkby (_D) | RAINHILL | 1 | 85.5 | 85.5 | 0 | 0 | 57 | 2026-09 | 39096297 | B1 Offices and Workshop businesses | 151 | D | Grid Supplied Electricity | 3 |  | Heating and Natural Ventilation | 2019-02-14 |  | 1 | FALSE | 53.4904 | -2.7688 | SPM-CARBORUNDUM_T1_HOUGHTONS_LA_T1_RAINFORD_T1_WINDLEHURST_T2 | 4960329000 | SP Energy Networks open data (API key): NDP SPM primary-group polygons + Capacity Heatmaps Information Model SPM + LTDS appendices 3/6 + NSHR
415 | 58.5 | 1A, PIKELAW PLACE | SKELMERSDALE | WN8 9PP | West Lancashire |  | Warehouse And Premises | industrial | 1 | 5733.96 | 61720 | GIA | 157000 | Carborundum T1 / Houghtons La T1 / Rainford T1 / Windlehurst T2 | nearest-substation | 8.23 | RAVENHEAD G1A1 / ST HELENS GT2B / WINDLE GT1 | RAINHILL | SPM | 13.9 | primary | 13.871 | Green | 30 | 15.129 | thermal | 4 | 0 | 0 | 4 | 12.1 | RAVENHEAD G1A1 / ST HELENS GT2B / WINDLE GT1 | 26.66 | GREEN | 17.1 |  |  | 0 | 0 | 0 | 30 |  |  |  |  | Green (Over 5% headroom) | 99109 | 100 | 9.11 | 143 | 80 | 6719634 | [9 empty] | Kirkby (_D) | RAINHILL | 1 | 85.5 | 85.5 | 0 | 0 | 57 | 2026-09 | 10012356935 | B2 to B7 General Industrial and Special Industrial Groups | 8705 | C | Natural Gas | 3 |  | Heating and Natural Ventilation | 2018-03-27 |  | 0.67 | FALSE | 53.5337 | -2.765 | SPM-CARBORUNDUM_T1_HOUGHTONS_LA_T1_RAINFORD_T1_WINDLEHURST_T2 | 7531312000 | SP Energy Networks open data (API key): NDP SPM primary-group polygons + Capacity Heatmaps Information Model SPM + LTDS appendices 3/6 + NSHR
416 | 58.5 | UNITS 7-11B AT 2, POTTER PLACE | SKELMERSDALE | WN8 9PH | West Lancashire |  | Workshop And Premises | industrial | 1 | 5682.01 | 61161 | GIA | 139000 | Carborundum T1 / Houghtons La T1 / Rainford T1 / Windlehurst T2 | nearest-substation | 8.12 | RAVENHEAD G1A1 / ST HELENS GT2B / WINDLE GT1 | RAINHILL | SPM | 13.9 | primary | 13.871 | Green | 30 | 15.129 | thermal | 4 | 0 | 0 | 4 | 12.1 | RAVENHEAD G1A1 / ST HELENS GT2B / WINDLE GT1 | 26.66 | GREEN | 17.1 |  |  | 0 | 0 | 0 | 30 |  |  |  |  | Green (Over 5% headroom) | 99109 | 100 | 9.03 | 256 | 80 | 6720193 | [9 empty] | Kirkby (_D) | RAINHILL | 1 | 85.5 | 85.5 | 0 | 0 | 57 | 2026-09 | [12 empty] | 53.5321 | -2.7598 | SPM-CARBORUNDUM_T1_HOUGHTONS_LA_T1_RAINFORD_T1_WINDLEHURST_T2 | 13967046000 | SP Energy Networks open data (API key): NDP SPM primary-group polygons + Capacity Heatmaps Information Model SPM + LTDS appendices 3/6 + NSHR
417 | 58.5 | UNIT B 1, PIKELAW PLACE | SKELMERSDALE | WN8 9PP | West Lancashire |  | Warehouse And Premises | industrial | 1 | 5601.5 | 60294 | GIA | 139000 | Carborundum T1 / Houghtons La T1 / Rainford T1 / Windlehurst T2 | nearest-substation | 8.23 | RAVENHEAD G1A1 / ST HELENS GT2B / WINDLE GT1 | RAINHILL | SPM | 13.9 | primary | 13.871 | Green | 30 | 15.129 | thermal | 4 | 0 | 0 | 4 | 12.1 | RAVENHEAD G1A1 / ST HELENS GT2B / WINDLE GT1 | 26.66 | GREEN | 17.1 |  |  | 0 | 0 | 0 | 30 |  |  |  |  | Green (Over 5% headroom) | 99109 | 100 | 8.9 | 140 | 80 | 6721060 | [9 empty] | Kirkby (_D) | RAINHILL | 1 | 85.5 | 85.5 | 0 | 0 | 57 | 2026-09 | 10012353928 | B8 Storage or Distribution | 12037 | C | Grid Supplied Electricity | 5 |  | Heating and Natural Ventilation | 2021-12-22 |  | 0.75 | FALSE | 53.5337 | -2.765 | SPM-CARBORUNDUM_T1_HOUGHTONS_LA_T1_RAINFORD_T1_WINDLEHURST_T2 | 7013880000 | SP Energy Networks open data (API key): NDP SPM primary-group polygons + Capacity Heatmaps Information Model SPM + LTDS appendices 3/6 + NSHR
418 | 58.5 | UNITS 1 & 2 AT 4, GLEBE ROAD | SKELMERSDALE | WN8 9UD | West Lancashire |  | Workshop And Premises | industrial | 1 | 5425.7 | 58402 | GIA | 177000 | Carborundum T1 / Houghtons La T1 / Rainford T1 / Windlehurst T2 | nearest-substation | 9.25 | RAVENHEAD G1A1 / ST HELENS GT2B / WINDLE GT1 | RAINHILL | SPM | 13.9 | primary | 13.871 | Green | 30 | 15.129 | thermal | 4 | 0 | 0 | 4 | 12.1 | RAVENHEAD G1A1 / ST HELENS GT2B / WINDLE GT1 | 26.66 | GREEN | 17.1 |  |  | 0 | 0 | 0 | 30 |  |  |  |  | Green (Over 5% headroom) | 99109 | 100 | 8.62 | 244 | 80 | 6722952 | [9 empty] | Kirkby (_D) | RAINHILL | 1 | 85.5 | 85.5 | 0 | 0 | 57 | 2026-09 | [12 empty] | 53.5437 | -2.7835 | SPM-CARBORUNDUM_T1_HOUGHTONS_LA_T1_RAINFORD_T1_WINDLEHURST_T2 | 5766416000 | SP Energy Networks open data (API key): NDP SPM primary-group polygons + Capacity Heatmaps Information Model SPM + LTDS appendices 3/6 + NSHR
419 | 58.5 | VAC FORMER QUANT MICRO LTD BLD J4 TECHNOLOGY PARK, MAPLE VIEW, WHITE MOSS BUSINESS PARK | SKELMERSDALE | WN8 9TQ | West Lancashire |  | Factory And Premises | industrial | 1 | 5133.8 | 55260 | GIA | 230000 | Carborundum T1 / Houghtons La T1 / Rainford T1 / Windlehurst T2 | nearest-substation | 8.74 | RAVENHEAD G1A1 / ST HELENS GT2B / WINDLE GT1 | RAINHILL | SPM | 13.9 | primary | 13.871 | Green | 30 | 15.129 | thermal | 4 | 0 | 0 | 4 | 12.1 | RAVENHEAD G1A1 / ST HELENS GT2B / WINDLE GT1 | 26.66 | GREEN | 17.1 |  |  | 0 | 0 | 0 | 30 |  |  |  |  | Green (Over 5% headroom) | 99109 | 100 | 8.16 | 308 | 80 | 6726094 | [9 empty] | Kirkby (_D) | RAINHILL | 1 | 85.5 | 85.5 | 0 | 0 | 57 | 2026-09 | 10012353297 | General Industrial and Special Industrial Groups | 8093 | B | Natural Gas | 3 | 2 | Heating and Natural Ventilation | 2026-01-29 |  | 0.5 | FALSE | 53.539 | -2.7923 | SPM-CARBORUNDUM_T1_HOUGHTONS_LA_T1_RAINFORD_T1_WINDLEHURST_T2 | 7374836000 | SP Energy Networks open data (API key): NDP SPM primary-group polygons + Capacity Heatmaps Information Model SPM + LTDS appendices 3/6 + NSHR
420 | 58.5 | ASCO (UK) 2, PIT HEY PLACE | SKELMERSDALE | WN8 9PS | West Lancashire |  | Factory And Premises | industrial | 1 | 4678.8 | 50362 | GIA | 138000 | Carborundum T1 / Houghtons La T1 / Rainford T1 / Windlehurst T2 | nearest-substation | 8.14 | RAVENHEAD G1A1 / ST HELENS GT2B / WINDLE GT1 | RAINHILL | SPM | 13.9 | primary | 13.871 | Green | 30 | 15.129 | thermal | 4 | 0 | 0 | 4 | 12.1 | RAVENHEAD G1A1 / ST HELENS GT2B / WINDLE GT1 | 26.66 | GREEN | 17.1 |  |  | 0 | 0 | 0 | 30 |  |  |  |  | Green (Over 5% headroom) | 99109 | 100 | 7.44 | 281 | 80 | 6730992 | [9 empty] | Kirkby (_D) | RAINHILL | 1 | 85.5 | 85.5 | 0 | 0 | 57 | 2026-09 | [12 empty] | 53.5327 | -2.7639 | SPM-CARBORUNDUM_T1_HOUGHTONS_LA_T1_RAINFORD_T1_WINDLEHURST_T2 | 243962126 | SP Energy Networks open data (API key): NDP SPM primary-group polygons + Capacity Heatmaps Information Model SPM + LTDS appendices 3/6 + NSHR
421 | 58.5 | 3, PAXTON PLACE | SKELMERSDALE | WN8 9QH | West Lancashire |  | Factory And Premises; Warehouse And Premises | industrial | 3 | 4283.04 | 46102 | GIA | 161500 | Carborundum T1 / Houghtons La T1 / Rainford T1 / Windlehurst T2 | nearest-substation | 7.68 | RAVENHEAD G1A1 / ST HELENS GT2B / WINDLE GT1 | RAINHILL | SPM | 13.9 | primary | 13.871 | Green | 30 | 15.129 | thermal | 4 | 0 | 0 | 4 | 12.1 | RAVENHEAD G1A1 / ST HELENS GT2B / WINDLE GT1 | 26.66 | GREEN | 17.1 |  |  | 0 | 0 | 0 | 30 |  |  |  |  | Green (Over 5% headroom) | 99109 | 100 | 6.81 | 257 | 80 | 6735252 | [9 empty] | Kirkby (_D) | RAINHILL | 1 | 85.5 | 85.5 | 0 | 0 | 57 | 2026-09 | 10012361495 | Offices and Workshop Businesses | 1477 | D | Natural Gas | 3 |  | Heating and Natural Ventilation | 2025-02-28 |  | 1 | FALSE | 53.5288 | -2.766 | SPM-CARBORUNDUM_T1_HOUGHTONS_LA_T1_RAINFORD_T1_WINDLEHURST_T2 | 165244126;184337126;165243126 | SP Energy Networks open data (API key): NDP SPM primary-group polygons + Capacity Heatmaps Information Model SPM + LTDS appendices 3/6 + NSHR
422 | 58.5 | KARL VELLA AUTOBODY REPAIRS LTD, GILLIBRANDS ROAD | SKELMERSDALE | WN8 9TR | West Lancashire |  | Vehicle Repair Workshop And Premises | industrial | 1 | 4275 | 46016 | GIA | 129000 | Carborundum T1 / Houghtons La T1 / Rainford T1 / Windlehurst T2 | nearest-substation | 9.04 | RAVENHEAD G1A1 / ST HELENS GT2B / WINDLE GT1 | RAINHILL | SPM | 13.9 | primary | 13.871 | Green | 30 | 15.129 | thermal | 4 | 0 | 0 | 4 | 12.1 | RAVENHEAD G1A1 / ST HELENS GT2B / WINDLE GT1 | 26.66 | GREEN | 17.1 |  |  | 0 | 0 | 0 | 30 |  |  |  |  | Green (Over 5% headroom) | 99109 | 100 | 6.79 | 192 | 80 | 6735338 | [9 empty] | Kirkby (_D) | RAINHILL | 1 | 85.5 | 85.5 | 0 | 0 | 57 | 2026-09 | [12 empty] | 53.5418 | -2.7862 | SPM-CARBORUNDUM_T1_HOUGHTONS_LA_T1_RAINFORD_T1_WINDLEHURST_T2 | 4543205000 | SP Energy Networks open data (API key): NDP SPM primary-group polygons + Capacity Heatmaps Information Model SPM + LTDS appendices 3/6 + NSHR
423 | 58.5 | 1, GARNETT PLACE | SKELMERSDALE | WN8 9UB | West Lancashire |  | Factory And Premises; Warehouse And Premises | industrial | 2 | 4191.71 | 45119 | GIA | 207250 | Carborundum T1 / Houghtons La T1 / Rainford T1 / Windlehurst T2 | nearest-substation | 9.19 | RAVENHEAD G1A1 / ST HELENS GT2B / WINDLE GT1 | RAINHILL | SPM | 13.9 | primary | 13.871 | Green | 30 | 15.129 | thermal | 4 | 0 | 0 | 4 | 12.1 | RAVENHEAD G1A1 / ST HELENS GT2B / WINDLE GT1 | 26.66 | GREEN | 17.1 |  |  | 0 | 0 | 0 | 30 |  |  |  |  | Green (Over 5% headroom) | 99109 | 100 | 6.66 | 252 | 80 | 6736235 | [9 empty] | Kirkby (_D) | RAINHILL | 1 | 85.5 | 85.5 | 0 | 0 | 57 | 2026-09 | 200002021178 | B2 to B7 General Industrial and Special Industrial Groups | 1746 | D | Natural Gas | 3 |  | Heating and Natural Ventilation | 2012-04-10 |  | 1 | FALSE | 53.5431 | -2.7827 | SPM-CARBORUNDUM_T1_HOUGHTONS_LA_T1_RAINFORD_T1_WINDLEHURST_T2 | 3807367000;6340219000 | SP Energy Networks open data (API key): NDP SPM primary-group polygons + Capacity Heatmaps Information Model SPM + LTDS appendices 3/6 + NSHR
424 | 58.5 | 1, PENKETH PLACE | SKELMERSDALE | WN8 9QX | West Lancashire |  | Factory And Premises | industrial | 1 | 4073.14 | 43843 | GIA | 170000 | Carborundum T1 / Houghtons La T1 / Rainford T1 / Windlehurst T2 | nearest-substation | 8.03 | RAVENHEAD G1A1 / ST HELENS GT2B / WINDLE GT1 | RAINHILL | SPM | 13.9 | primary | 13.871 | Green | 30 | 15.129 | thermal | 4 | 0 | 0 | 4 | 12.1 | RAVENHEAD G1A1 / ST HELENS GT2B / WINDLE GT1 | 26.66 | GREEN | 17.1 |  |  | 0 | 0 | 0 | 30 |  |  |  |  | Green (Over 5% headroom) | 99109 | 100 | 6.47 | 244 | 80 | 6737511 | [9 empty] | Kirkby (_D) | RAINHILL | 1 | 85.5 | 85.5 | 0 | 0 | 57 | 2026-09 | 100012822109 | Storage or Distribution | 3470 | D | Natural Gas | 3 | 2 | Heating and Natural Ventilation | 2022-09-01 |  | 1 | FALSE | 53.5322 | -2.7699 | SPM-CARBORUNDUM_T1_HOUGHTONS_LA_T1_RAINFORD_T1_WINDLEHURST_T2 | 5471272000 | SP Energy Networks open data (API key): NDP SPM primary-group polygons + Capacity Heatmaps Information Model SPM + LTDS appendices 3/6 + NSHR
425 | 58.5 | UNITS 3-7, GREENHEY PLACE | SKELMERSDALE | WN8 9SA | West Lancashire |  | Factory And Premises; Warehouse And Premises; Workshop And Premises | industrial | 3 | 3701.16 | 39839 | GIA | 128250 | Carborundum T1 / Houghtons La T1 / Rainford T1 / Windlehurst T2 | nearest-substation | 9.4 | RAVENHEAD G1A1 / ST HELENS GT2B / WINDLE GT1 | RAINHILL | SPM | 13.9 | primary | 13.871 | Green | 30 | 15.129 | thermal | 4 | 0 | 0 | 4 | 12.1 | RAVENHEAD G1A1 / ST HELENS GT2B / WINDLE GT1 | 26.66 | GREEN | 17.1 |  |  | 0 | 0 | 0 | 30 |  |  |  |  | Green (Over 5% headroom) | 99109 | 100 | 5.88 | 222 | 80 | 6741515 | [9 empty] | Kirkby (_D) | RAINHILL | 1 | 85.5 | 85.5 | 0 | 0 | 57 | 2026-09 | 100012822220 | B2 to B7 General Industrial and Special Industrial Groups | 279 | C | Natural Gas | 3 |  | Heating and Natural Ventilation | 2019-07-31 |  | 1 | FALSE | 53.545 | -2.7892 | SPM-CARBORUNDUM_T1_HOUGHTONS_LA_T1_RAINFORD_T1_WINDLEHURST_T2 | 9273045000;187076126;7023953000 | SP Energy Networks open data (API key): NDP SPM primary-group polygons + Capacity Heatmaps Information Model SPM + LTDS appendices 3/6 + NSHR
426 | 58.5 | 18-20, WESTGATE | SKELMERSDALE | WN8 8AZ | West Lancashire |  | Factory And Premises; Workshop And Premises | industrial | 2 | 3688.55 | 39703 | GIA | 123750 | Carborundum T1 / Houghtons La T1 / Rainford T1 / Windlehurst T2 | nearest-substation | 9.66 | RAVENHEAD G1A1 / ST HELENS GT2B / WINDLE GT1 | RAINHILL | SPM | 13.9 | primary | 13.871 | Green | 30 | 15.129 | thermal | 4 | 0 | 0 | 4 | 12.1 | RAVENHEAD G1A1 / ST HELENS GT2B / WINDLE GT1 | 26.66 | GREEN | 17.1 |  |  | 0 | 0 | 0 | 30 |  |  |  |  | Green (Over 5% headroom) | 99109 | 100 | 5.86 | 221 | 80 | 6741651 | [9 empty] | Kirkby (_D) | RAINHILL | 1 | 85.5 | 85.5 | 0 | 0 | 57 | 2026-09 | [12 empty] | 53.5465 | -2.8045 | SPM-CARBORUNDUM_T1_HOUGHTONS_LA_T1_RAINFORD_T1_WINDLEHURST_T2 | 185032126;858993000 | SP Energy Networks open data (API key): NDP SPM primary-group polygons + Capacity Heatmaps Information Model SPM + LTDS appendices 3/6 + NSHR
427 | 58.5 | TURTLE WAX MANUFACTURE, GILLIBRANDS ROAD | SKELMERSDALE | WN8 9TA | West Lancashire |  | Factory And Premises | industrial | 1 | 3553.92 | 38254 | GIA | 133000 | Carborundum T1 / Houghtons La T1 / Rainford T1 / Windlehurst T2 | nearest-substation | 9 | RAVENHEAD G1A1 / ST HELENS GT2B / WINDLE GT1 | RAINHILL | SPM | 13.9 | primary | 13.871 | Green | 30 | 15.129 | thermal | 4 | 0 | 0 | 4 | 12.1 | RAVENHEAD G1A1 / ST HELENS GT2B / WINDLE GT1 | 26.66 | GREEN | 17.1 |  |  | 0 | 0 | 0 | 30 |  |  |  |  | Green (Over 5% headroom) | 99109 | 100 | 5.65 | 213 | 80 | 6743100 | [9 empty] | Kirkby (_D) | RAINHILL | 1 | 85.5 | 85.5 | 0 | 0 | 57 | 2026-09 | 100012822224 | Storage or Distribution | 3881 | C | Grid Supplied Electricity | 3 |  | Air Conditioning | 2022-10-14 |  | 0.5 | FALSE | 53.5414 | -2.7833 | SPM-CARBORUNDUM_T1_HOUGHTONS_LA_T1_RAINFORD_T1_WINDLEHURST_T2 | 182238126 | SP Energy Networks open data (API key): NDP SPM primary-group polygons + Capacity Heatmaps Information Model SPM + LTDS appendices 3/6 + NSHR
428 | 58.5 | GRAYLAW FREIGHT LTD, GILLIBRANDS ROAD | SKELMERSDALE | WN8 9TT | West Lancashire |  | Warehouses Offices And Premises | industrial | 1 | 3518.15 | 37869 | GIA | 198000 | Carborundum T1 / Houghtons La T1 / Rainford T1 / Windlehurst T2 | nearest-substation | 8.94 | RAVENHEAD G1A1 / ST HELENS GT2B / WINDLE GT1 | RAINHILL | SPM | 13.9 | primary | 13.871 | Green | 30 | 15.129 | thermal | 4 | 0 | 0 | 4 | 12.1 | RAVENHEAD G1A1 / ST HELENS GT2B / WINDLE GT1 | 26.66 | GREEN | 17.1 |  |  | 0 | 0 | 0 | 30 |  |  |  |  | Green (Over 5% headroom) | 99109 | 100 | 5.59 | 246 | 80 | 6743485 | [9 empty] | Kirkby (_D) | RAINHILL | 1 | 85.5 | 85.5 | 0 | 0 | 57 | 2026-09 | [12 empty] | 53.5409 | -2.7831 | SPM-CARBORUNDUM_T1_HOUGHTONS_LA_T1_RAINFORD_T1_WINDLEHURST_T2 | 8069024000 | SP Energy Networks open data (API key): NDP SPM primary-group polygons + Capacity Heatmaps Information Model SPM + LTDS appendices 3/6 + NSHR
429 | 58.5 | WAREHOUSE AT 17, GLADDEN PLACE | SKELMERSDALE | WN8 9SX | West Lancashire |  | Warehouse And Premises | industrial | 1 | 2916.59 | 31394 | GIA | 101000 | Carborundum T1 / Houghtons La T1 / Rainford T1 / Windlehurst T2 | nearest-substation | 9.48 | RAVENHEAD G1A1 / ST HELENS GT2B / WINDLE GT1 | RAINHILL | SPM | 13.9 | primary | 13.871 | Green | 30 | 15.129 | thermal | 4 | 0 | 0 | 4 | 12.1 | RAVENHEAD G1A1 / ST HELENS GT2B / WINDLE GT1 | 26.66 | GREEN | 17.1 |  |  | 0 | 0 | 0 | 30 |  |  |  |  | Green (Over 5% headroom) | 99109 | 100 | 4.63 | 73 | 80 | 6749960 | [9 empty] | Kirkby (_D) | RAINHILL | 1 | 85.5 | 85.5 | 0 | 0 | 57 | 2026-09 | 10012348447 | Storage or Distribution | 1602 | A | Grid Supplied Electricity | 5 |  | Heating and Mechanical Ventilation | 2023-01-31 |  | 1 | FALSE | 53.5453 | -2.7993 | SPM-CARBORUNDUM_T1_HOUGHTONS_LA_T1_RAINFORD_T1_WINDLEHURST_T2 | 14533303000 | SP Energy Networks open data (API key): NDP SPM primary-group polygons + Capacity Heatmaps Information Model SPM + LTDS appendices 3/6 + NSHR
430 | 58.5 | 2, GLEBE ROAD | SKELMERSDALE | WN8 9UD | West Lancashire |  | Factory And Premises | industrial | 1 | 2406.3 | 25901 | GIA | 80500 | Carborundum T1 / Houghtons La T1 / Rainford T1 / Windlehurst T2 | nearest-substation | 9.25 | RAVENHEAD G1A1 / ST HELENS GT2B / WINDLE GT1 | RAINHILL | SPM | 13.9 | primary | 13.871 | Green | 30 | 15.129 | thermal | 4 | 0 | 0 | 4 | 12.1 | RAVENHEAD G1A1 / ST HELENS GT2B / WINDLE GT1 | 26.66 | GREEN | 17.1 |  |  | 0 | 0 | 0 | 30 |  |  |  |  | Green (Over 5% headroom) | 99109 | 100 | 3.82 | 144 | 80 | 6755453 | [9 empty] | Kirkby (_D) | RAINHILL | 1 | 85.5 | 85.5 | 0 | 0 | 57 | 2026-09 | [12 empty] | 53.5437 | -2.7835 | SPM-CARBORUNDUM_T1_HOUGHTONS_LA_T1_RAINFORD_T1_WINDLEHURST_T2 | 161858126 | SP Energy Networks open data (API key): NDP SPM primary-group polygons + Capacity Heatmaps Information Model SPM + LTDS appendices 3/6 + NSHR
431 | 58.5 | ADJ 2, GARNETT PLACE | SKELMERSDALE | WN8 9UB | West Lancashire |  | Workshop And Premises | industrial | 1 | 2296.6 | 24720 | GIA | 94500 | Carborundum T1 / Houghtons La T1 / Rainford T1 / Windlehurst T2 | nearest-substation | 9.19 | RAVENHEAD G1A1 / ST HELENS GT2B / WINDLE GT1 | RAINHILL | SPM | 13.9 | primary | 13.871 | Green | 30 | 15.129 | thermal | 4 | 0 | 0 | 4 | 12.1 | RAVENHEAD G1A1 / ST HELENS GT2B / WINDLE GT1 | 26.66 | GREEN | 17.1 |  |  | 0 | 0 | 0 | 30 |  |  |  |  | Green (Over 5% headroom) | 99109 | 100 | 3.65 | 103 | 80 | 6756634 | [9 empty] | Kirkby (_D) | RAINHILL | 1 | 85.5 | 85.5 | 0 | 0 | 57 | 2026-09 | 100012821623 | B2 to B7 General Industrial and Special Industrial Groups | 1746 | D | Natural Gas | 3 |  | Heating and Natural Ventilation | 2012-04-04 |  | 0.67 | FALSE | 53.5431 | -2.7827 | SPM-CARBORUNDUM_T1_HOUGHTONS_LA_T1_RAINFORD_T1_WINDLEHURST_T2 | 187056126 | SP Energy Networks open data (API key): NDP SPM primary-group polygons + Capacity Heatmaps Information Model SPM + LTDS appendices 3/6 + NSHR
432 | 58.5 | STOLT NIELSEN TRANSPORTATION GROUP LTD, PEEL ROAD | SKELMERSDALE | WN8 9PT | West Lancashire |  | Factory And Premises | industrial | 1 | 2180 | 23465 | GIA | 116000 | Carborundum T1 / Houghtons La T1 / Rainford T1 / Windlehurst T2 | nearest-substation | 8.06 | RAVENHEAD G1A1 / ST HELENS GT2B / WINDLE GT1 | RAINHILL | SPM | 13.9 | primary | 13.871 | Green | 30 | 15.129 | thermal | 4 | 0 | 0 | 4 | 12.1 | RAVENHEAD G1A1 / ST HELENS GT2B / WINDLE GT1 | 26.66 | GREEN | 17.1 |  |  | 0 | 0 | 0 | 30 |  |  |  |  | Green (Over 5% headroom) | 99109 | 100 | 3.46 | 131 | 80 | 6757889 | [9 empty] | Kirkby (_D) | RAINHILL | 1 | 85.5 | 85.5 | 0 | 0 | 57 | 2026-09 | 100012822079 | A1/A2 Retail and Financial/Professional services | 972 | C | Natural Gas | 3 |  | Heating and Natural Ventilation | 2013-03-06 |  | 0.5 | FALSE | 53.5308 | -2.7545 | SPM-CARBORUNDUM_T1_HOUGHTONS_LA_T1_RAINFORD_T1_WINDLEHURST_T2 | 787017000 | SP Energy Networks open data (API key): NDP SPM primary-group polygons + Capacity Heatmaps Information Model SPM + LTDS appendices 3/6 + NSHR
433 | 58.5 | LCH GENERATORS LTD, GARDINERS PLACE | SKELMERSDALE | WN8 9SP | West Lancashire |  | Warehouse And Premises | industrial | 1 | 2067.1 | 22250 | GIA | 70000 | Carborundum T1 / Houghtons La T1 / Rainford T1 / Windlehurst T2 | nearest-substation | 9.48 | RAVENHEAD G1A1 / ST HELENS GT2B / WINDLE GT1 | RAINHILL | SPM | 13.9 | primary | 13.871 | Green | 30 | 15.129 | thermal | 4 | 0 | 0 | 4 | 12.1 | RAVENHEAD G1A1 / ST HELENS GT2B / WINDLE GT1 | 26.66 | GREEN | 17.1 |  |  | 0 | 0 | 0 | 30 |  |  |  |  | Green (Over 5% headroom) | 99109 | 100 | 3.28 | 52 | 80 | 6759104 | [9 empty] | Kirkby (_D) | RAINHILL | 1 | 85.5 | 85.5 | 0 | 0 | 57 | 2026-09 | 10012368062 | A1/A2 Retail and Financial/Professional services | 2505 | D | Natural Gas | 3 | 3 | Air Conditioning | 2018-04-04 |  | 0.5 | FALSE | 53.5455 | -2.7949 | SPM-CARBORUNDUM_T1_HOUGHTONS_LA_T1_RAINFORD_T1_WINDLEHURST_T2 | 4258200000 | SP Energy Networks open data (API key): NDP SPM primary-group polygons + Capacity Heatmaps Information Model SPM + LTDS appendices 3/6 + NSHR
434 | 58.5 | 3, PRESTWOOD PLACE | SKELMERSDALE | WN8 9QE | West Lancashire |  | Warehouse And Premises | industrial | 1 | 2013.47 | 21673 | GIA | 67500 | Carborundum T1 / Houghtons La T1 / Rainford T1 / Windlehurst T2 | nearest-substation | 7.9 | RAVENHEAD G1A1 / ST HELENS GT2B / WINDLE GT1 | RAINHILL | SPM | 13.9 | primary | 13.871 | Green | 30 | 15.129 | thermal | 4 | 0 | 0 | 4 | 12.1 | RAVENHEAD G1A1 / ST HELENS GT2B / WINDLE GT1 | 26.66 | GREEN | 17.1 |  |  | 0 | 0 | 0 | 30 |  |  |  |  | Green (Over 5% headroom) | 99109 | 100 | 3.2 | 50 | 80 | 6759681 | [9 empty] | Kirkby (_D) | RAINHILL | 1 | 85.5 | 85.5 | 0 | 0 | 57 | 2026-09 | 100012821850 | B2 to B7 General Industrial and Special Industrial Groups | 1216 | E | Grid Supplied Electricity | 3 | 2 | Air Conditioning | 2014-08-16 |  | 0.67 | FALSE | 53.5284 | -2.7483 | SPM-CARBORUNDUM_T1_HOUGHTONS_LA_T1_RAINFORD_T1_WINDLEHURST_T2 | 8256649000 | SP Energy Networks open data (API key): NDP SPM primary-group polygons + Capacity Heatmaps Information Model SPM + LTDS appendices 3/6 + NSHR
435 | 58.5 | 1/3/5 & 7, GORSEY PLACE | SKELMERSDALE | WN8 9UP | West Lancashire |  | Workshop And Premises | industrial | 1 | 1973.6 | 21244 | GIA | 53000 | Carborundum T1 / Houghtons La T1 / Rainford T1 / Windlehurst T2 | nearest-substation | 9.12 | RAVENHEAD G1A1 / ST HELENS GT2B / WINDLE GT1 | RAINHILL | SPM | 13.9 | primary | 13.871 | Green | 30 | 15.129 | thermal | 4 | 0 | 0 | 4 | 12.1 | RAVENHEAD G1A1 / ST HELENS GT2B / WINDLE GT1 | 26.66 | GREEN | 17.1 |  |  | 0 | 0 | 0 | 30 |  |  |  |  | Green (Over 5% headroom) | 99109 | 100 | 3.14 | 89 | 80 | 6760110 | [9 empty] | Kirkby (_D) | RAINHILL | 1 | 85.5 | 85.5 | 0 | 0 | 57 | 2026-09 | 10012351192 | B1 Offices and Workshop businesses | 494 | E | Natural Gas | 3 |  | Heating and Natural Ventilation | 2012-04-13 |  | 0.67 | FALSE | 53.5424 | -2.7777 | SPM-CARBORUNDUM_T1_HOUGHTONS_LA_T1_RAINFORD_T1_WINDLEHURST_T2 | 11683530000 | SP Energy Networks open data (API key): NDP SPM primary-group polygons + Capacity Heatmaps Information Model SPM + LTDS appendices 3/6 + NSHR
436 | 58.5 | UNITS 2 3 & 4 CENTAUR HOUSE, GARDINERS PLACE | SKELMERSDALE | WN8 9SP | West Lancashire |  | Warehouse And Premises | industrial | 1 | 1867.4 | 20101 | GIA | 59000 | Carborundum T1 / Houghtons La T1 / Rainford T1 / Windlehurst T2 | nearest-substation | 9.48 | RAVENHEAD G1A1 / ST HELENS GT2B / WINDLE GT1 | RAINHILL | SPM | 13.9 | primary | 13.871 | Green | 30 | 15.129 | thermal | 4 | 0 | 0 | 4 | 12.1 | RAVENHEAD G1A1 / ST HELENS GT2B / WINDLE GT1 | 26.66 | GREEN | 17.1 |  |  | 0 | 0 | 0 | 30 |  |  |  |  | Green (Over 5% headroom) | 99109 | 100 | 2.97 | 47 | 80 | 6761253 | [9 empty] | Kirkby (_D) | RAINHILL | 1 | 85.5 | 85.5 | 0 | 0 | 57 | 2026-09 | 10012368062 | A1/A2 Retail and Financial/Professional services | 2505 | D | Natural Gas | 3 | 3 | Air Conditioning | 2018-04-04 |  | 0.75 | FALSE | 53.5455 | -2.7949 | SPM-CARBORUNDUM_T1_HOUGHTONS_LA_T1_RAINFORD_T1_WINDLEHURST_T2 | 12715170000 | SP Energy Networks open data (API key): NDP SPM primary-group polygons + Capacity Heatmaps Information Model SPM + LTDS appendices 3/6 + NSHR
437 | 58.4 | DHL, ACORNFIELD ROAD | LIVERPOOL | L33 7SP | Knowsley |  | Warehouse And Premises | industrial | 1 | 13239.32 | 142507 | GIA | 805000 | Acornfield Rd T1 / Dickinsons T1 / Hammond Rd T1 / Kodak T1 | inside-area | 0.9 | GILLMOSS GT1 / KIRKBY GT2 / SIMONSWOOD GT1 | KIRKBY | SPM | 13.8 | primary | 13.791 | Green | 30 | 16.209 | thermal | 0 | 0 | 0 | 0 | 10.5 | GILLMOSS GT1 / KIRKBY GT2 / SIMONSWOOD GT1 | 37.36 | GREEN | 0 |  |  | 0 | 0 | 0 | 30 |  |  |  |  | Green (Over 5% headroom) | 98396 | 69 | 21.04 | 331 | 92 | 7155619 | [9 empty] | Kirkby (_D) | KIRKBY | 4 | 514 | 514 | 400 | 0 | 0 | 2027-08 | [12 empty] | 53.4765 | -2.8523 | SPM-ACORNFIELD_RD_T1_DICKINSONS_T1_HAMMOND_RD_T1_KODAK_T1 | 13652096000 | SP Energy Networks open data (API key): NDP SPM primary-group polygons + Capacity Heatmaps Information Model SPM + LTDS appendices 3/6 + NSHR
438 | 58.4 | I B L COLD STORES, ACORNFIELD ROAD | LIVERPOOL | L33 7SP | Knowsley |  | Warehouse And Premises | industrial | 1 | 12232.38 | 131668 | GIA | 255000 | Acornfield Rd T1 / Dickinsons T1 / Hammond Rd T1 / Kodak T1 | inside-area | 0.9 | GILLMOSS GT1 / KIRKBY GT2 / SIMONSWOOD GT1 | KIRKBY | SPM | 13.8 | primary | 13.791 | Green | 30 | 16.209 | thermal | 0 | 0 | 0 | 0 | 10.5 | GILLMOSS GT1 / KIRKBY GT2 / SIMONSWOOD GT1 | 37.36 | GREEN | 0 |  |  | 0 | 0 | 0 | 30 |  |  |  |  | Green (Over 5% headroom) | 98396 | 75 | 19.44 | 306 | 92 | 7166458 | [9 empty] | Kirkby (_D) | KIRKBY | 4 | 514 | 514 | 400 | 0 | 0 | 2027-08 | [12 empty] | 53.4765 | -2.8523 | SPM-ACORNFIELD_RD_T1_DICKINSONS_T1_HAMMOND_RD_T1_KODAK_T1 | 10231386000 | SP Energy Networks open data (API key): NDP SPM primary-group polygons + Capacity Heatmaps Information Model SPM + LTDS appendices 3/6 + NSHR
439 | 58.4 | FORMER FREDERICKS DAIRIES COLDSTORE, STOPGATE LANE | LIVERPOOL | L33 4YB | West Lancashire |  | Cold Store And Premises | industrial | 1 | 11681.3 | 125736 | GIA | 337500 | Acornfield Rd T1 / Dickinsons T1 / Hammond Rd T1 / Kodak T1 | inside-area | 2.5 | GILLMOSS GT1 / KIRKBY GT2 / SIMONSWOOD GT1 | KIRKBY | SPM | 13.8 | primary | 13.791 | Green | 30 | 16.209 | thermal | 0 | 0 | 0 | 0 | 10.5 | GILLMOSS GT1 / KIRKBY GT2 / SIMONSWOOD GT1 | 37.36 | GREEN | 0 |  |  | 0 | 0 | 0 | 30 |  |  |  |  | Green (Over 5% headroom) | 98396 | 78 | 18.56 | 1402 | 92 | 7172390 | [9 empty] | Kirkby (_D) | KIRKBY | 4 | 514 | 514 | 400 | 0 | 0 | 2027-08 | [12 empty] | 53.5066 | -2.8436 | SPM-ACORNFIELD_RD_T1_DICKINSONS_T1_HAMMOND_RD_T1_KODAK_T1 | 11221364000 | SP Energy Networks open data (API key): NDP SPM primary-group polygons + Capacity Heatmaps Information Model SPM + LTDS appendices 3/6 + NSHR
440 | 58.4 | COLLOIDS LTD, KIRKBY BANK ROAD | LIVERPOOL | L33 7SY | Knowsley |  | Factory And Premises | industrial | 1 | 11614.32 | 125015 | GIA | 372500 | Acornfield Rd T1 / Dickinsons T1 / Hammond Rd T1 / Kodak T1 | inside-area | 0.6 | GILLMOSS GT1 / KIRKBY GT2 / SIMONSWOOD GT1 | KIRKBY | SPM | 13.8 | primary | 13.791 | Green | 30 | 16.209 | thermal | 0 | 0 | 0 | 0 | 10.5 | GILLMOSS GT1 / KIRKBY GT2 / SIMONSWOOD GT1 | 37.36 | GREEN | 0 |  |  | 0 | 0 | 0 | 30 |  |  |  |  | Green (Over 5% headroom) | 98396 | 79 | 18.46 | 697 | 92 | 7173111 | [9 empty] | Kirkby (_D) | KIRKBY | 4 | 514 | 514 | 400 | 0 | 0 | 2027-08 | [12 empty] | 53.4804 | -2.8551 | SPM-ACORNFIELD_RD_T1_DICKINSONS_T1_HAMMOND_RD_T1_KODAK_T1 | 13668581000 | SP Energy Networks open data (API key): NDP SPM primary-group polygons + Capacity Heatmaps Information Model SPM + LTDS appendices 3/6 + NSHR
441 | 58.4 | CUSTOM GLASS, CUSTOM COMPLEX, YARDLEY ROAD | LIVERPOOL | L33 7SS | Knowsley |  | Factory And Premises | industrial | 2 | 11447.66 | 123221 | GIA | 435000 | Acornfield Rd T1 / Dickinsons T1 / Hammond Rd T1 / Kodak T1 | inside-area | 0.76 | GILLMOSS GT1 / KIRKBY GT2 / SIMONSWOOD GT1 | KIRKBY | SPM | 13.8 | primary | 13.791 | Green | 30 | 16.209 | thermal | 0 | 0 | 0 | 0 | 10.5 | GILLMOSS GT1 / KIRKBY GT2 / SIMONSWOOD GT1 | 37.36 | GREEN | 0 |  |  | 0 | 0 | 0 | 30 |  |  |  |  | Green (Over 5% headroom) | 98396 | 80 | 18.19 | 687 | 92 | 7174905 | [9 empty] | Kirkby (_D) | KIRKBY | 4 | 514 | 514 | 400 | 0 | 0 | 2027-08 | [12 empty] | 53.4792 | -2.8567 | SPM-ACORNFIELD_RD_T1_DICKINSONS_T1_HAMMOND_RD_T1_KODAK_T1 | 13783278000;13783278000 | SP Energy Networks open data (API key): NDP SPM primary-group polygons + Capacity Heatmaps Information Model SPM + LTDS appendices 3/6 + NSHR
442 | 58.4 | UNIT 3 ACADEMY ONE, ACADEMY BUSINESS PARK, LEES ROAD | LIVERPOOL | L33 7SS | Knowsley |  | Warehouse And Premises | industrial | 1 | 10244.5 | 110271 | GIA | 670000 | Acornfield Rd T1 / Dickinsons T1 / Hammond Rd T1 / Kodak T1 | inside-area | 0.76 | GILLMOSS GT1 / KIRKBY GT2 / SIMONSWOOD GT1 | KIRKBY | SPM | 13.8 | primary | 13.791 | Green | 30 | 16.209 | thermal | 0 | 0 | 0 | 0 | 10.5 | GILLMOSS GT1 / KIRKBY GT2 / SIMONSWOOD GT1 | 37.36 | GREEN | 0 |  |  | 0 | 0 | 0 | 30 |  |  |  |  | Green (Over 5% headroom) | 98396 | 89 | 16.28 | 256 | 92 | 7187855 | [9 empty] | Kirkby (_D) | KIRKBY | 4 | 514 | 514 | 400 | 0 | 0 | 2027-08 | [12 empty] | 53.4792 | -2.8567 | SPM-ACORNFIELD_RD_T1_DICKINSONS_T1_HAMMOND_RD_T1_KODAK_T1 | 13610088000 | SP Energy Networks open data (API key): NDP SPM primary-group polygons + Capacity Heatmaps Information Model SPM + LTDS appendices 3/6 + NSHR
443 | 58.4 | POTTER LOGISTICS, CHARLEYWOOD ROAD | LIVERPOOL | L33 7SG | Knowsley |  | Warehouse And Premises | industrial | 1 | 8447.37 | 90927 | GIA | 500000 | Acornfield Rd T1 / Dickinsons T1 / Hammond Rd T1 / Kodak T1 | inside-area | 0.91 | GILLMOSS GT1 / KIRKBY GT2 / SIMONSWOOD GT1 | KIRKBY | SPM | 13.8 | primary | 13.791 | Green | 30 | 16.209 | thermal | 0 | 0 | 0 | 0 | 10.5 | GILLMOSS GT1 / KIRKBY GT2 / SIMONSWOOD GT1 | 37.36 | GREEN | 0 |  |  | 0 | 0 | 0 | 30 |  |  |  |  | Green (Over 5% headroom) | 98396 | 100 | 13.42 | 211 | 92 | 7207199 | [9 empty] | Kirkby (_D) | KIRKBY | 4 | 514 | 514 | 400 | 0 | 0 | 2027-08 | 40008185 | B1 Offices and Workshop businesses | 8217 | C | Natural Gas | 3 |  | Heating and Mechanical Ventilation | 2012-02-20 |  | 0.5 | FALSE | 53.478 | -2.8578 | SPM-ACORNFIELD_RD_T1_DICKINSONS_T1_HAMMOND_RD_T1_KODAK_T1 | 10323054000 | SP Energy Networks open data (API key): NDP SPM primary-group polygons + Capacity Heatmaps Information Model SPM + LTDS appendices 3/6 + NSHR
444 | 58.4 | 29, LEES ROAD | LIVERPOOL | L33 7SE | Knowsley |  | Warehouse And Premises | industrial | 1 | 7949 | 85562 | GIA | 235000 | Acornfield Rd T1 / Dickinsons T1 / Hammond Rd T1 / Kodak T1 | inside-area | 1 | GILLMOSS GT1 / KIRKBY GT2 / SIMONSWOOD GT1 | KIRKBY | SPM | 13.8 | primary | 13.791 | Green | 30 | 16.209 | thermal | 0 | 0 | 0 | 0 | 10.5 | GILLMOSS GT1 / KIRKBY GT2 / SIMONSWOOD GT1 | 37.36 | GREEN | 0 |  |  | 0 | 0 | 0 | 30 |  |  |  |  | Green (Over 5% headroom) | 98396 | 100 | 12.63 | 199 | 92 | 7212564 | [9 empty] | Kirkby (_D) | KIRKBY | 4 | 514 | 514 | 400 | 0 | 0 | 2027-08 | 40092198 | B2 to B7 General Industrial and Special Industrial Groups | 7534 | B | Grid Supplied Electricity | 3 |  | Heating and Mechanical Ventilation | 2012-06-15 |  | 1 | FALSE | 53.481 | -2.863 | SPM-ACORNFIELD_RD_T1_DICKINSONS_T1_HAMMOND_RD_T1_KODAK_T1 | 9177641000 | SP Energy Networks open data (API key): NDP SPM primary-group polygons + Capacity Heatmaps Information Model SPM + LTDS appendices 3/6 + NSHR
445 | 58.4 | HAMMOND ROAD | LIVERPOOL | L33 7UL | Knowsley | BLOCK N MESH UK LIMITED; M P E LTD | Factory And Premises; Workshop And Premises | industrial | 2 | 6558.2 | 70592 | GIA | 180500 | Acornfield Rd T1 / Dickinsons T1 / Hammond Rd T1 / Kodak T1 | inside-area | 0.47 | GILLMOSS GT1 / KIRKBY GT2 / SIMONSWOOD GT1 | KIRKBY | SPM | 13.8 | primary | 13.791 | Green | 30 | 16.209 | thermal | 0 | 0 | 0 | 0 | 10.5 | GILLMOSS GT1 / KIRKBY GT2 / SIMONSWOOD GT1 | 37.36 | GREEN | 0 |  |  | 0 | 0 | 0 | 30 |  |  |  |  | Green (Over 5% headroom) | 98396 | 100 | 10.42 | 393 | 92 | 7227534 | [9 empty] | Kirkby (_D) | KIRKBY | 4 | 514 | 514 | 400 | 0 | 0 | 2027-08 | 40080050 | B8 Storage or Distribution | 3556 | D | Natural Gas | 3 | 1 | Heating and Natural Ventilation | 2016-09-01 |  | 1 | FALSE | 53.4876 | -2.8534 | SPM-ACORNFIELD_RD_T1_DICKINSONS_T1_HAMMOND_RD_T1_KODAK_T1 | 405050134;6530945000 | SP Energy Networks open data (API key): NDP SPM primary-group polygons + Capacity Heatmaps Information Model SPM + LTDS appendices 3/6 + NSHR
446 | 58.4 | QUALICHEM LIMITED, STOCKPIT ROAD | LIVERPOOL | L33 7TQ | Knowsley |  | Factory And Premises | industrial | 1 | 6363.4 | 68495 | GIA | 157000 | Acornfield Rd T1 / Dickinsons T1 / Hammond Rd T1 / Kodak T1 | inside-area | 0.23 | GILLMOSS GT1 / KIRKBY GT2 / SIMONSWOOD GT1 | KIRKBY | SPM | 13.8 | primary | 13.791 | Green | 30 | 16.209 | thermal | 0 | 0 | 0 | 0 | 10.5 | GILLMOSS GT1 / KIRKBY GT2 / SIMONSWOOD GT1 | 37.36 | GREEN | 0 |  |  | 0 | 0 | 0 | 30 |  |  |  |  | Green (Over 5% headroom) | 98396 | 100 | 10.11 | 382 | 92 | 7229631 | [9 empty] | Kirkby (_D) | KIRKBY | 4 | 514 | 514 | 400 | 0 | 0 | 2027-08 | [12 empty] | 53.4834 | -2.8521 | SPM-ACORNFIELD_RD_T1_DICKINSONS_T1_HAMMOND_RD_T1_KODAK_T1 | 14981399000 | SP Energy Networks open data (API key): NDP SPM primary-group polygons + Capacity Heatmaps Information Model SPM + LTDS appendices 3/6 + NSHR
447 | 58.4 | UNIT AC3 TRIO, ACORNFIELD ROAD | LIVERPOOL | L33 7UG | Knowsley |  | Warehouse And Premises | industrial | 1 | 6326 | 68092 | GIA | 405000 | Acornfield Rd T1 / Dickinsons T1 / Hammond Rd T1 / Kodak T1 | inside-area | 0.44 | GILLMOSS GT1 / KIRKBY GT2 / SIMONSWOOD GT1 | KIRKBY | SPM | 13.8 | primary | 13.791 | Green | 30 | 16.209 | thermal | 0 | 0 | 0 | 0 | 10.5 | GILLMOSS GT1 / KIRKBY GT2 / SIMONSWOOD GT1 | 37.36 | GREEN | 0 |  |  | 0 | 0 | 0 | 30 |  |  |  |  | Green (Over 5% headroom) | 98396 | 100 | 10.05 | 158 | 92 | 7230034 | [9 empty] | Kirkby (_D) | KIRKBY | 4 | 514 | 514 | 400 | 0 | 0 | 2027-08 | [12 empty] | 53.4881 | -2.8475 | SPM-ACORNFIELD_RD_T1_DICKINSONS_T1_HAMMOND_RD_T1_KODAK_T1 | 8881643000 | SP Energy Networks open data (API key): NDP SPM primary-group polygons + Capacity Heatmaps Information Model SPM + LTDS appendices 3/6 + NSHR
448 | 58.4 | UNITS 27-31, CAPITOL TRADING PARK, KIRKBY BANK ROAD | LIVERPOOL | L33 7SY | Knowsley |  | Warehouse And Premises; Workshop And Premises | industrial | 4 | 6283.65 | 67637 | GIA | 377500 | Acornfield Rd T1 / Dickinsons T1 / Hammond Rd T1 / Kodak T1 | inside-area | 0.6 | GILLMOSS GT1 / KIRKBY GT2 / SIMONSWOOD GT1 | KIRKBY | SPM | 13.8 | primary | 13.791 | Green | 30 | 16.209 | thermal | 0 | 0 | 0 | 0 | 10.5 | GILLMOSS GT1 / KIRKBY GT2 / SIMONSWOOD GT1 | 37.36 | GREEN | 0 |  |  | 0 | 0 | 0 | 30 |  |  |  |  | Green (Over 5% headroom) | 98396 | 100 | 9.99 | 283 | 92 | 7230489 | [9 empty] | Kirkby (_D) | KIRKBY | 4 | 514 | 514 | 400 | 0 | 0 | 2027-08 | 40078112 | Storage or Distribution | 2270 | B | Grid Supplied Electricity | 5 |  | Heating and Natural Ventilation | 2024-04-11 |  | 1 | FALSE | 53.4804 | -2.8551 | SPM-ACORNFIELD_RD_T1_DICKINSONS_T1_HAMMOND_RD_T1_KODAK_T1 | 6043179000;12293138000;5769269000;6043180000 | SP Energy Networks open data (API key): NDP SPM primary-group polygons + Capacity Heatmaps Information Model SPM + LTDS appendices 3/6 + NSHR
449 | 58.4 | UNITS 3-5 18-20, MANOR COMPLEX, KIRKBY BANK ROAD | LIVERPOOL | L33 7SY | Knowsley |  | Warehouse And Premises; Workshop And Premises | industrial | 2 | 5980.69 | 64376 | GIA | 167500 | Acornfield Rd T1 / Dickinsons T1 / Hammond Rd T1 / Kodak T1 | inside-area | 0.6 | GILLMOSS GT1 / KIRKBY GT2 / SIMONSWOOD GT1 | KIRKBY | SPM | 13.8 | primary | 13.791 | Green | 30 | 16.209 | thermal | 0 | 0 | 0 | 0 | 10.5 | GILLMOSS GT1 / KIRKBY GT2 / SIMONSWOOD GT1 | 37.36 | GREEN | 0 |  |  | 0 | 0 | 0 | 30 |  |  |  |  | Green (Over 5% headroom) | 98396 | 100 | 9.5 | 269 | 92 | 7233750 | [9 empty] | Kirkby (_D) | KIRKBY | 4 | 514 | 514 | 400 | 0 | 0 | 2027-08 | [12 empty] | 53.4804 | -2.8551 | SPM-ACORNFIELD_RD_T1_DICKINSONS_T1_HAMMOND_RD_T1_KODAK_T1 | 10187050000;9455051000 | SP Energy Networks open data (API key): NDP SPM primary-group polygons + Capacity Heatmaps Information Model SPM + LTDS appendices 3/6 + NSHR
450 | 58.4 | SRCL LTD, BRADMAN ROAD | LIVERPOOL | L33 7UR | Knowsley |  | Workshop Office Land And Premises | industrial | 1 | 5762.2 | 62024 | GIA | 113000 | Acornfield Rd T1 / Dickinsons T1 / Hammond Rd T1 / Kodak T1 | inside-area | 0.32 | GILLMOSS GT1 / KIRKBY GT2 / SIMONSWOOD GT1 | KIRKBY | SPM | 13.8 | primary | 13.791 | Green | 30 | 16.209 | thermal | 0 | 0 | 0 | 0 | 10.5 | GILLMOSS GT1 / KIRKBY GT2 / SIMONSWOOD GT1 | 37.36 | GREEN | 0 |  |  | 0 | 0 | 0 | 30 |  |  |  |  | Green (Over 5% headroom) | 98396 | 100 | 9.16 | 259 | 92 | 7236102 | [9 empty] | Kirkby (_D) | KIRKBY | 4 | 514 | 514 | 400 | 0 | 0 | 2027-08 | [12 empty] | 53.4864 | -2.8524 | SPM-ACORNFIELD_RD_T1_DICKINSONS_T1_HAMMOND_RD_T1_KODAK_T1 | 9274204000 | SP Energy Networks open data (API key): NDP SPM primary-group polygons + Capacity Heatmaps Information Model SPM + LTDS appendices 3/6 + NSHR
451 | 58.4 | RENTOKIL INITIAL UK LTD, WEBBER ROAD | LIVERPOOL | L33 7SR | Knowsley |  | Factory And Premises | industrial | 1 | 5572.7 | 59984 | GIA | 90000 | Acornfield Rd T1 / Dickinsons T1 / Hammond Rd T1 / Kodak T1 | inside-area | 0.76 | GILLMOSS GT1 / KIRKBY GT2 / SIMONSWOOD GT1 | KIRKBY | SPM | 13.8 | primary | 13.791 | Green | 30 | 16.209 | thermal | 0 | 0 | 0 | 0 | 10.5 | GILLMOSS GT1 / KIRKBY GT2 / SIMONSWOOD GT1 | 37.36 | GREEN | 0 |  |  | 0 | 0 | 0 | 30 |  |  |  |  | Green (Over 5% headroom) | 98396 | 100 | 8.86 | 334 | 92 | 7238142 | [9 empty] | Kirkby (_D) | KIRKBY | 4 | 514 | 514 | 400 | 0 | 0 | 2027-08 | [12 empty] | 53.4813 | -2.8593 | SPM-ACORNFIELD_RD_T1_DICKINSONS_T1_HAMMOND_RD_T1_KODAK_T1 | 4735111000 | SP Energy Networks open data (API key): NDP SPM primary-group polygons + Capacity Heatmaps Information Model SPM + LTDS appendices 3/6 + NSHR
452 | 58.4 | UNITS 1-5, WOODLAND WORKS, ASHCROFT ROAD | LIVERPOOL | L33 7TW | Knowsley |  | Factory Showroom And Premises; Warehouse And Premises | industrial | 2 | 5290.23 | 56944 | GIA | 157250 | Acornfield Rd T1 / Dickinsons T1 / Hammond Rd T1 / Kodak T1 | inside-area | 0.3 | GILLMOSS GT1 / KIRKBY GT2 / SIMONSWOOD GT1 | KIRKBY | SPM | 13.8 | primary | 13.791 | Green | 30 | 16.209 | thermal | 0 | 0 | 0 | 0 | 10.5 | GILLMOSS GT1 / KIRKBY GT2 / SIMONSWOOD GT1 | 37.36 | GREEN | 0 |  |  | 0 | 0 | 0 | 30 |  |  |  |  | Green (Over 5% headroom) | 98396 | 100 | 8.41 | 317 | 92 | 7241182 | [9 empty] | Kirkby (_D) | KIRKBY | 4 | 514 | 514 | 400 | 0 | 0 | 2027-08 | [12 empty] | 53.4856 | -2.8529 | SPM-ACORNFIELD_RD_T1_DICKINSONS_T1_HAMMOND_RD_T1_KODAK_T1 | 6009619000;3846315000 | SP Energy Networks open data (API key): NDP SPM primary-group polygons + Capacity Heatmaps Information Model SPM + LTDS appendices 3/6 + NSHR
453 | 58.4 | CONTENUR, ACORNFIELD ROAD, IMAGE BUSINESS PARK, KNOWSLEY INDUSTRIAL PARK | LIVERPOOL | L33 7UF | Knowsley |  | Warehouse And Premises | industrial | 1 | 5215.03 | 56134 | GIA | 340000 | Acornfield Rd T1 / Dickinsons T1 / Hammond Rd T1 / Kodak T1 | inside-area | 0.31 | GILLMOSS GT1 / KIRKBY GT2 / SIMONSWOOD GT1 | KIRKBY | SPM | 13.8 | primary | 13.791 | Green | 30 | 16.209 | thermal | 0 | 0 | 0 | 0 | 10.5 | GILLMOSS GT1 / KIRKBY GT2 / SIMONSWOOD GT1 | 37.36 | GREEN | 0 |  |  | 0 | 0 | 0 | 30 |  |  |  |  | Green (Over 5% headroom) | 98396 | 100 | 8.29 | 130 | 92 | 7241992 | [9 empty] | Kirkby (_D) | KIRKBY | 4 | 514 | 514 | 400 | 0 | 0 | 2027-08 | 40081088 | General Industrial and Special Industrial Groups | 5544 | E | Natural Gas | 3 |  | Heating and Natural Ventilation | 2023-05-23 |  | 0.75 | FALSE | 53.4815 | -2.8485 | SPM-ACORNFIELD_RD_T1_DICKINSONS_T1_HAMMOND_RD_T1_KODAK_T1 | 14185083000 | SP Energy Networks open data (API key): NDP SPM primary-group polygons + Capacity Heatmaps Information Model SPM + LTDS appendices 3/6 + NSHR
454 | 58.4 | CHARLEYWOOD ROAD | LIVERPOOL | L33 7SG | Knowsley | DRUM COLLECTORS | Storage Land, Workshop And Premises; Warehouse And Premises | industrial | 2 | 5086.51 | 54751 | OTH | 113000 | Acornfield Rd T1 / Dickinsons T1 / Hammond Rd T1 / Kodak T1 | inside-area | 0.91 | GILLMOSS GT1 / KIRKBY GT2 / SIMONSWOOD GT1 | KIRKBY | SPM | 13.8 | primary | 13.791 | Green | 30 | 16.209 | thermal | 0 | 0 | 0 | 0 | 10.5 | GILLMOSS GT1 / KIRKBY GT2 / SIMONSWOOD GT1 | 37.36 | GREEN | 0 |  |  | 0 | 0 | 0 | 30 |  |  |  |  | Green (Over 5% headroom) | 98396 | 100 | 8.08 | 229 | 92 | 7243375 | [9 empty] | Kirkby (_D) | KIRKBY | 4 | 514 | 514 | 400 | 0 | 0 | 2027-08 | 40008185 | B1 Offices and Workshop businesses | 8217 | C | Natural Gas | 3 |  | Heating and Mechanical Ventilation | 2012-02-20 |  | 1 | FALSE | 53.478 | -2.8578 | SPM-ACORNFIELD_RD_T1_DICKINSONS_T1_HAMMOND_RD_T1_KODAK_T1 | 476429134;10143121000 | SP Energy Networks open data (API key): NDP SPM primary-group polygons + Capacity Heatmaps Information Model SPM + LTDS appendices 3/6 + NSHR
455 | 58.4 | UNIT A K53, ACORNFIELD INDUSTRIAL PARK, ACORNFIELD ROAD | KNOWSLEY | L33 7AS | Knowsley |  | Warehouse And Premises | industrial | 1 | 5050.91 | 54367 | GIA | 320000 | Acornfield Rd T1 / Dickinsons T1 / Hammond Rd T1 / Kodak T1 | inside-area | 0.18 | GILLMOSS GT1 / KIRKBY GT2 / SIMONSWOOD GT1 | KIRKBY | SPM | 13.8 | primary | 13.791 | Green | 30 | 16.209 | thermal | 0 | 0 | 0 | 0 | 10.5 | GILLMOSS GT1 / KIRKBY GT2 / SIMONSWOOD GT1 | 37.36 | GREEN | 0 |  |  | 0 | 0 | 0 | 30 |  |  |  |  | Green (Over 5% headroom) | 98396 | 100 | 8.03 | 126 | 92 | 7243759 | [9 empty] | Kirkby (_D) | KIRKBY | 4 | 514 | 514 | 400 | 0 | 0 | 2027-08 | 40090463 | B8 Storage or Distribution | 5567 | A | Grid Supplied Electricity | 5 | 2 | Air Conditioning | 2022-12-05 |  | 0.67 | FALSE | 53.483 | -2.8507 | SPM-ACORNFIELD_RD_T1_DICKINSONS_T1_HAMMOND_RD_T1_KODAK_T1 | 14858948000 | SP Energy Networks open data (API key): NDP SPM primary-group polygons + Capacity Heatmaps Information Model SPM + LTDS appendices 3/6 + NSHR
456 | 58.4 | BUILDING 9(12), DRAW WELL ROAD | LIVERPOOL | L33 7BJ | Knowsley |  | Warehouse And Premises | industrial | 5 | 5027.62 | 54117 | GIA | 51500 | Acornfield Rd T1 / Dickinsons T1 / Hammond Rd T1 / Kodak T1 | inside-area | 0.35 | GILLMOSS GT1 / KIRKBY GT2 / SIMONSWOOD GT1 | KIRKBY | SPM | 13.8 | primary | 13.791 | Green | 30 | 16.209 | thermal | 0 | 0 | 0 | 0 | 10.5 | GILLMOSS GT1 / KIRKBY GT2 / SIMONSWOOD GT1 | 37.36 | GREEN | 0 |  |  | 0 | 0 | 0 | 30 |  |  |  |  | Green (Over 5% headroom) | 98396 | 100 | 7.99 | 126 | 92 | 7244009 | [9 empty] | Kirkby (_D) | KIRKBY | 4 | 514 | 514 | 400 | 0 | 0 | 2027-08 | [12 empty] | 53.4814 | -2.8512 | SPM-ACORNFIELD_RD_T1_DICKINSONS_T1_HAMMOND_RD_T1_KODAK_T1 | 509303134;391816134;14116546000;391814134;391813134 | SP Energy Networks open data (API key): NDP SPM primary-group polygons + Capacity Heatmaps Information Model SPM + LTDS appendices 3/6 + NSHR
457 | 58.4 | UNIT AC2 TRIO, ACORNFIELD ROAD | LIVERPOOL | L33 7UG | Knowsley |  | Warehouse And Premises | industrial | 1 | 4852.43 | 52231 | GIA | 141000 | Acornfield Rd T1 / Dickinsons T1 / Hammond Rd T1 / Kodak T1 | inside-area | 0.44 | GILLMOSS GT1 / KIRKBY GT2 / SIMONSWOOD GT1 | KIRKBY | SPM | 13.8 | primary | 13.791 | Green | 30 | 16.209 | thermal | 0 | 0 | 0 | 0 | 10.5 | GILLMOSS GT1 / KIRKBY GT2 / SIMONSWOOD GT1 | 37.36 | GREEN | 0 |  |  | 0 | 0 | 0 | 30 |  |  |  |  | Green (Over 5% headroom) | 98396 | 100 | 7.71 | 121 | 92 | 7245895 | [9 empty] | Kirkby (_D) | KIRKBY | 4 | 514 | 514 | 400 | 0 | 0 | 2027-08 | [12 empty] | 53.4881 | -2.8475 | SPM-ACORNFIELD_RD_T1_DICKINSONS_T1_HAMMOND_RD_T1_KODAK_T1 | 8961826000 | SP Energy Networks open data (API key): NDP SPM primary-group polygons + Capacity Heatmaps Information Model SPM + LTDS appendices 3/6 + NSHR
458 | 58.4 | KERR FIRE FIGHTING CHEMICALS, ASHCROFT ROAD | LIVERPOOL | L33 7TS | Knowsley |  | Factory And Premises | industrial | 1 | 4629.7 | 49834 | GIA | 124000 | Acornfield Rd T1 / Dickinsons T1 / Hammond Rd T1 / Kodak T1 | inside-area | 0.56 | GILLMOSS GT1 / KIRKBY GT2 / SIMONSWOOD GT1 | KIRKBY | SPM | 13.8 | primary | 13.791 | Green | 30 | 16.209 | thermal | 0 | 0 | 0 | 0 | 10.5 | GILLMOSS GT1 / KIRKBY GT2 / SIMONSWOOD GT1 | 37.36 | GREEN | 0 |  |  | 0 | 0 | 0 | 30 |  |  |  |  | Green (Over 5% headroom) | 98396 | 100 | 7.36 | 278 | 92 | 7248292 | [9 empty] | Kirkby (_D) | KIRKBY | 4 | 514 | 514 | 400 | 0 | 0 | 2027-08 | [12 empty] | 53.4856 | -2.8571 | SPM-ACORNFIELD_RD_T1_DICKINSONS_T1_HAMMOND_RD_T1_KODAK_T1 | 7723229000 | SP Energy Networks open data (API key): NDP SPM primary-group polygons + Capacity Heatmaps Information Model SPM + LTDS appendices 3/6 + NSHR
459 | 58.4 | 2, GLADESWOOD ROAD | LIVERPOOL | L33 7BB | Knowsley |  | Factory And Premises | industrial | 1 | 4440.6 | 47798 | GIA | 174000 | Acornfield Rd T1 / Dickinsons T1 / Hammond Rd T1 / Kodak T1 | inside-area | 1.12 | GILLMOSS GT1 / KIRKBY GT2 / SIMONSWOOD GT1 | KIRKBY | SPM | 13.8 | primary | 13.791 | Green | 30 | 16.209 | thermal | 0 | 0 | 0 | 0 | 10.5 | GILLMOSS GT1 / KIRKBY GT2 / SIMONSWOOD GT1 | 37.36 | GREEN | 0 |  |  | 0 | 0 | 0 | 30 |  |  |  |  | Green (Over 5% headroom) | 98396 | 100 | 7.06 | 266 | 92 | 7250328 | [9 empty] | Kirkby (_D) | KIRKBY | 4 | 514 | 514 | 400 | 0 | 0 | 2027-08 | [12 empty] | 53.479 | -2.8633 | SPM-ACORNFIELD_RD_T1_DICKINSONS_T1_HAMMOND_RD_T1_KODAK_T1 | 65246000 | SP Energy Networks open data (API key): NDP SPM primary-group polygons + Capacity Heatmaps Information Model SPM + LTDS appendices 3/6 + NSHR
460 | 58.4 | UNIT B K47, ACORNFIELD INDUSTRIAL PARK, ACORNFIELD ROAD | KNOWSLEY | L33 7AS | Knowsley |  | Warehouse And Premises | industrial | 1 | 4423.45 | 47614 | GIA | 307500 | Acornfield Rd T1 / Dickinsons T1 / Hammond Rd T1 / Kodak T1 | inside-area | 0.18 | GILLMOSS GT1 / KIRKBY GT2 / SIMONSWOOD GT1 | KIRKBY | SPM | 13.8 | primary | 13.791 | Green | 30 | 16.209 | thermal | 0 | 0 | 0 | 0 | 10.5 | GILLMOSS GT1 / KIRKBY GT2 / SIMONSWOOD GT1 | 37.36 | GREEN | 0 |  |  | 0 | 0 | 0 | 30 |  |  |  |  | Green (Over 5% headroom) | 98396 | 100 | 7.03 | 111 | 92 | 7250512 | [9 empty] | Kirkby (_D) | KIRKBY | 4 | 514 | 514 | 400 | 0 | 0 | 2027-08 | 40090430 | B8 Storage or Distribution | 4980 | A | Grid Supplied Electricity | 5 | 2 | Air Conditioning | 2022-12-05 |  | 0.67 | FALSE | 53.483 | -2.8507 | SPM-ACORNFIELD_RD_T1_DICKINSONS_T1_HAMMOND_RD_T1_KODAK_T1 | 14535082000 | SP Energy Networks open data (API key): NDP SPM primary-group polygons + Capacity Heatmaps Information Model SPM + LTDS appendices 3/6 + NSHR
461 | 58.4 | FRUITAPEEL, STOPGATE LANE | LIVERPOOL | L33 4YB | West Lancashire |  | Factory And Premises | industrial | 1 | 4362.9 | 46962 | GIA | 92500 | Acornfield Rd T1 / Dickinsons T1 / Hammond Rd T1 / Kodak T1 | inside-area | 2.5 | GILLMOSS GT1 / KIRKBY GT2 / SIMONSWOOD GT1 | KIRKBY | SPM | 13.8 | primary | 13.791 | Green | 30 | 16.209 | thermal | 0 | 0 | 0 | 0 | 10.5 | GILLMOSS GT1 / KIRKBY GT2 / SIMONSWOOD GT1 | 37.36 | GREEN | 0 |  |  | 0 | 0 | 0 | 30 |  |  |  |  | Green (Over 5% headroom) | 98396 | 100 | 6.93 | 262 | 92 | 7251164 | [9 empty] | Kirkby (_D) | KIRKBY | 4 | 514 | 514 | 400 | 0 | 0 | 2027-08 | 100012650155 | B8 Storage or Distribution | 16018 | C | Natural Gas | 3 | 2 | Air Conditioning | 2021-11-29 |  | 0.5 | FALSE | 53.5066 | -2.8436 | SPM-ACORNFIELD_RD_T1_DICKINSONS_T1_HAMMOND_RD_T1_KODAK_T1 | 11221367000 | SP Energy Networks open data (API key): NDP SPM primary-group polygons + Capacity Heatmaps Information Model SPM + LTDS appendices 3/6 + NSHR
462 | 58.4 | UNIT AC1 TRIO, ACORNFIELD ROAD | LIVERPOOL | L33 7UG | Knowsley |  | Warehouse And Premises | industrial | 1 | 4360.6 | 46937 | GIA | 287500 | Acornfield Rd T1 / Dickinsons T1 / Hammond Rd T1 / Kodak T1 | inside-area | 0.44 | GILLMOSS GT1 / KIRKBY GT2 / SIMONSWOOD GT1 | KIRKBY | SPM | 13.8 | primary | 13.791 | Green | 30 | 16.209 | thermal | 0 | 0 | 0 | 0 | 10.5 | GILLMOSS GT1 / KIRKBY GT2 / SIMONSWOOD GT1 | 37.36 | GREEN | 0 |  |  | 0 | 0 | 0 | 30 |  |  |  |  | Green (Over 5% headroom) | 98396 | 100 | 6.93 | 109 | 92 | 7251189 | [9 empty] | Kirkby (_D) | KIRKBY | 4 | 514 | 514 | 400 | 0 | 0 | 2027-08 | [12 empty] | 53.4881 | -2.8475 | SPM-ACORNFIELD_RD_T1_DICKINSONS_T1_HAMMOND_RD_T1_KODAK_T1 | 8961822000 | SP Energy Networks open data (API key): NDP SPM primary-group polygons + Capacity Heatmaps Information Model SPM + LTDS appendices 3/6 + NSHR
463 | 58.4 | THE BOND, HAMMOND ROAD | LIVERPOOL | L33 7UL | Knowsley |  | Warehouse And Premises | industrial | 1 | 3941.1 | 42422 | GIA | 111000 | Acornfield Rd T1 / Dickinsons T1 / Hammond Rd T1 / Kodak T1 | inside-area | 0.47 | GILLMOSS GT1 / KIRKBY GT2 / SIMONSWOOD GT1 | KIRKBY | SPM | 13.8 | primary | 13.791 | Green | 30 | 16.209 | thermal | 0 | 0 | 0 | 0 | 10.5 | GILLMOSS GT1 / KIRKBY GT2 / SIMONSWOOD GT1 | 37.36 | GREEN | 0 |  |  | 0 | 0 | 0 | 30 |  |  |  |  | Green (Over 5% headroom) | 98396 | 100 | 6.26 | 99 | 92 | 7255704 | [9 empty] | Kirkby (_D) | KIRKBY | 4 | 514 | 514 | 400 | 0 | 0 | 2027-08 | 40080050 | B8 Storage or Distribution | 3556 | D | Natural Gas | 3 | 1 | Heating and Natural Ventilation | 2016-09-01 |  | 0.5 | FALSE | 53.4876 | -2.8534 | SPM-ACORNFIELD_RD_T1_DICKINSONS_T1_HAMMOND_RD_T1_KODAK_T1 | 12332467000 | SP Energy Networks open data (API key): NDP SPM primary-group polygons + Capacity Heatmaps Information Model SPM + LTDS appendices 3/6 + NSHR
464 | 58.4 | BIRCHILL ROAD | LIVERPOOL | L33 7TD | Knowsley | J R WEBSTER & CO LTD; LEWIS & RABY ENGINEERS LTD | Factory And Premises; Warehouse And Premises | industrial | 2 | 3940.3 | 42413 | GIA | 98000 | Acornfield Rd T1 / Dickinsons T1 / Hammond Rd T1 / Kodak T1 | inside-area | 0.41 | GILLMOSS GT1 / KIRKBY GT2 / SIMONSWOOD GT1 | KIRKBY | SPM | 13.8 | primary | 13.791 | Green | 30 | 16.209 | thermal | 0 | 0 | 0 | 0 | 10.5 | GILLMOSS GT1 / KIRKBY GT2 / SIMONSWOOD GT1 | 37.36 | GREEN | 0 |  |  | 0 | 0 | 0 | 30 |  |  |  |  | Green (Over 5% headroom) | 98396 | 100 | 6.26 | 236 | 92 | 7255713 | [9 empty] | Kirkby (_D) | KIRKBY | 4 | 514 | 514 | 400 | 0 | 0 | 2027-08 | 40065864 | B2 to B7 General Industrial and Special Industrial Groups | 62 | G | Grid Supplied Electricity | 3 |  | Heating and Natural Ventilation | 2016-04-25 |  | 1 | FALSE | 53.4847 | -2.8552 | SPM-ACORNFIELD_RD_T1_DICKINSONS_T1_HAMMOND_RD_T1_KODAK_T1 | 2907120000;40092134 | SP Energy Networks open data (API key): NDP SPM primary-group polygons + Capacity Heatmaps Information Model SPM + LTDS appendices 3/6 + NSHR
465 | 58.4 | FRAMELINE, ARBOUR LANE | LIVERPOOL | L33 7XB | Knowsley |  | Warehouse And Premises | industrial | 1 | 3768.12 | 40560 | GIA | 102000 | Acornfield Rd T1 / Dickinsons T1 / Hammond Rd T1 / Kodak T1 | inside-area | 1.15 | GILLMOSS GT1 / KIRKBY GT2 / SIMONSWOOD GT1 | KIRKBY | SPM | 13.8 | primary | 13.791 | Green | 30 | 16.209 | thermal | 0 | 0 | 0 | 0 | 10.5 | GILLMOSS GT1 / KIRKBY GT2 / SIMONSWOOD GT1 | 37.36 | GREEN | 0 |  |  | 0 | 0 | 0 | 30 |  |  |  |  | Green (Over 5% headroom) | 98396 | 100 | 5.99 | 94 | 92 | 7257566 | [9 empty] | Kirkby (_D) | KIRKBY | 4 | 514 | 514 | 400 | 0 | 0 | 2027-08 | [12 empty] | 53.4819 | -2.8659 | SPM-ACORNFIELD_RD_T1_DICKINSONS_T1_HAMMOND_RD_T1_KODAK_T1 | 9521644000 | SP Energy Networks open data (API key): NDP SPM primary-group polygons + Capacity Heatmaps Information Model SPM + LTDS appendices 3/6 + NSHR
466 | 58.4 | KNOWSLEY POINT 2 UNITS 3-5 INC SMONSWOOD LTD YARD 5.B 29, YARDLEY ROAD | LIVERPOOL | L33 7SS | Knowsley |  | Workshop And Premises | industrial | 1 | 3558.4 | 38302 | GIA | 109000 | Acornfield Rd T1 / Dickinsons T1 / Hammond Rd T1 / Kodak T1 | inside-area | 0.76 | GILLMOSS GT1 / KIRKBY GT2 / SIMONSWOOD GT1 | KIRKBY | SPM | 13.8 | primary | 13.791 | Green | 30 | 16.209 | thermal | 0 | 0 | 0 | 0 | 10.5 | GILLMOSS GT1 / KIRKBY GT2 / SIMONSWOOD GT1 | 37.36 | GREEN | 0 |  |  | 0 | 0 | 0 | 30 |  |  |  |  | Green (Over 5% headroom) | 98396 | 100 | 5.65 | 160 | 92 | 7259824 | [9 empty] | Kirkby (_D) | KIRKBY | 4 | 514 | 514 | 400 | 0 | 0 | 2027-08 | 40081668 | B2 to B7 General Industrial and Special Industrial Groups | 454 | C | Grid Supplied Electricity | 3 |  | Heating and Natural Ventilation | 2021-10-16 |  | 1 | FALSE | 53.4792 | -2.8567 | SPM-ACORNFIELD_RD_T1_DICKINSONS_T1_HAMMOND_RD_T1_KODAK_T1 | 12160485000 | SP Energy Networks open data (API key): NDP SPM primary-group polygons + Capacity Heatmaps Information Model SPM + LTDS appendices 3/6 + NSHR
467 | 58.4 | UNITS 4A-D & 7, CORNHILL WORKS, MARL ROAD | LIVERPOOL | L33 7UH | Knowsley |  | Workshop And Premises | industrial | 1 | 3429.5 | 36915 | GIA | 77500 | Acornfield Rd T1 / Dickinsons T1 / Hammond Rd T1 / Kodak T1 | inside-area | 0.64 | GILLMOSS GT1 / KIRKBY GT2 / SIMONSWOOD GT1 | KIRKBY | SPM | 13.8 | primary | 13.791 | Green | 30 | 16.209 | thermal | 0 | 0 | 0 | 0 | 10.5 | GILLMOSS GT1 / KIRKBY GT2 / SIMONSWOOD GT1 | 37.36 | GREEN | 0 |  |  | 0 | 0 | 0 | 30 |  |  |  |  | Green (Over 5% headroom) | 98396 | 100 | 5.45 | 154 | 92 | 7261211 | [9 empty] | Kirkby (_D) | KIRKBY | 4 | 514 | 514 | 400 | 0 | 0 | 2027-08 | [12 empty] | 53.4877 | -2.8568 | SPM-ACORNFIELD_RD_T1_DICKINSONS_T1_HAMMOND_RD_T1_KODAK_T1 | 11045410000 | SP Energy Networks open data (API key): NDP SPM primary-group polygons + Capacity Heatmaps Information Model SPM + LTDS appendices 3/6 + NSHR
468 | 58.4 | SURFACE TRANSFORMS IMAGE BUSINESS PARK, ACORNFIELD ROAD | LIVERPOOL | L33 7SP | Knowsley |  | Factory And Premises | industrial | 1 | 3271.3 | 35212 | GIA | 196000 | Acornfield Rd T1 / Dickinsons T1 / Hammond Rd T1 / Kodak T1 | inside-area | 0.9 | GILLMOSS GT1 / KIRKBY GT2 / SIMONSWOOD GT1 | KIRKBY | SPM | 13.8 | primary | 13.791 | Green | 30 | 16.209 | thermal | 0 | 0 | 0 | 0 | 10.5 | GILLMOSS GT1 / KIRKBY GT2 / SIMONSWOOD GT1 | 37.36 | GREEN | 0 |  |  | 0 | 0 | 0 | 30 |  |  |  |  | Green (Over 5% headroom) | 98396 | 100 | 5.2 | 196 | 92 | 7262914 | [9 empty] | Kirkby (_D) | KIRKBY | 4 | 514 | 514 | 400 | 0 | 0 | 2027-08 | [12 empty] | 53.4765 | -2.8523 | SPM-ACORNFIELD_RD_T1_DICKINSONS_T1_HAMMOND_RD_T1_KODAK_T1 | 11095468000 | SP Energy Networks open data (API key): NDP SPM primary-group polygons + Capacity Heatmaps Information Model SPM + LTDS appendices 3/6 + NSHR
469 | 58.4 | EX WM PENDLETON & SONS LTD (VACANT), NEWSTET ROAD | LIVERPOOL | L33 7TJ | Knowsley |  | Vacant Factory And Premises | industrial | 1 | 3238.1 | 34855 | GIA | 61000 | Acornfield Rd T1 / Dickinsons T1 / Hammond Rd T1 / Kodak T1 | inside-area | 0.59 | GILLMOSS GT1 / KIRKBY GT2 / SIMONSWOOD GT1 | KIRKBY | SPM | 13.8 | primary | 13.791 | Green | 30 | 16.209 | thermal | 0 | 0 | 0 | 0 | 10.5 | GILLMOSS GT1 / KIRKBY GT2 / SIMONSWOOD GT1 | 37.36 | GREEN | 0 |  |  | 0 | 0 | 0 | 30 |  |  |  |  | Green (Over 5% headroom) | 98396 | 100 | 5.15 | 194 | 92 | 7263271 | [9 empty] | Kirkby (_D) | KIRKBY | 4 | 514 | 514 | 400 | 0 | 0 | 2027-08 | [12 empty] | 53.4844 | -2.8579 | SPM-ACORNFIELD_RD_T1_DICKINSONS_T1_HAMMOND_RD_T1_KODAK_T1 | 518607134 | SP Energy Networks open data (API key): NDP SPM primary-group polygons + Capacity Heatmaps Information Model SPM + LTDS appendices 3/6 + NSHR
470 | 58.4 | ACORNFIELD ROAD | LIVERPOOL | L33 7SP | Knowsley | SOVEREIGN TRANSPORT SERVICES LTD | Warehouse And Premises | industrial | 1 | 3219.8 | 34658 | GIA | 72500 | Acornfield Rd T1 / Dickinsons T1 / Hammond Rd T1 / Kodak T1 | inside-area | 0.9 | GILLMOSS GT1 / KIRKBY GT2 / SIMONSWOOD GT1 | KIRKBY | SPM | 13.8 | primary | 13.791 | Green | 30 | 16.209 | thermal | 0 | 0 | 0 | 0 | 10.5 | GILLMOSS GT1 / KIRKBY GT2 / SIMONSWOOD GT1 | 37.36 | GREEN | 0 |  |  | 0 | 0 | 0 | 30 |  |  |  |  | Green (Over 5% headroom) | 98396 | 100 | 5.12 | 80 | 92 | 7263468 | [9 empty] | Kirkby (_D) | KIRKBY | 4 | 514 | 514 | 400 | 0 | 0 | 2027-08 | [12 empty] | 53.4765 | -2.8523 | SPM-ACORNFIELD_RD_T1_DICKINSONS_T1_HAMMOND_RD_T1_KODAK_T1 | 6543318000 | SP Energy Networks open data (API key): NDP SPM primary-group polygons + Capacity Heatmaps Information Model SPM + LTDS appendices 3/6 + NSHR
471 | 58.4 | SHOREBUTTON LTD T/A STELLA ICECREAM, NEWSTET ROAD | LIVERPOOL | L33 7TJ | Knowsley |  | Warehouse And Premises | industrial | 1 | 3031.7 | 32633 | GIA | 62500 | Acornfield Rd T1 / Dickinsons T1 / Hammond Rd T1 / Kodak T1 | inside-area | 0.59 | GILLMOSS GT1 / KIRKBY GT2 / SIMONSWOOD GT1 | KIRKBY | SPM | 13.8 | primary | 13.791 | Green | 30 | 16.209 | thermal | 0 | 0 | 0 | 0 | 10.5 | GILLMOSS GT1 / KIRKBY GT2 / SIMONSWOOD GT1 | 37.36 | GREEN | 0 |  |  | 0 | 0 | 0 | 30 |  |  |  |  | Green (Over 5% headroom) | 98396 | 100 | 4.82 | 76 | 92 | 7265493 | [9 empty] | Kirkby (_D) | KIRKBY | 4 | 514 | 514 | 400 | 0 | 0 | 2027-08 | [12 empty] | 53.4844 | -2.8579 | SPM-ACORNFIELD_RD_T1_DICKINSONS_T1_HAMMOND_RD_T1_KODAK_T1 | 4066913000 | SP Energy Networks open data (API key): NDP SPM primary-group polygons + Capacity Heatmaps Information Model SPM + LTDS appendices 3/6 + NSHR
472 | 58.4 | THOMAS HARDIE COMMERCIAL LTD, NEWSTET ROAD | LIVERPOOL | L33 7TJ | Knowsley |  | Factory And Premises | industrial | 1 | 3003.3 | 32327 | GIA | 90500 | Acornfield Rd T1 / Dickinsons T1 / Hammond Rd T1 / Kodak T1 | inside-area | 0.59 | GILLMOSS GT1 / KIRKBY GT2 / SIMONSWOOD GT1 | KIRKBY | SPM | 13.8 | primary | 13.791 | Green | 30 | 16.209 | thermal | 0 | 0 | 0 | 0 | 10.5 | GILLMOSS GT1 / KIRKBY GT2 / SIMONSWOOD GT1 | 37.36 | GREEN | 0 |  |  | 0 | 0 | 0 | 30 |  |  |  |  | Green (Over 5% headroom) | 98396 | 100 | 4.77 | 180 | 92 | 7265799 | [9 empty] | Kirkby (_D) | KIRKBY | 4 | 514 | 514 | 400 | 0 | 0 | 2027-08 | [12 empty] | 53.4844 | -2.8579 | SPM-ACORNFIELD_RD_T1_DICKINSONS_T1_HAMMOND_RD_T1_KODAK_T1 | 6289681000 | SP Energy Networks open data (API key): NDP SPM primary-group polygons + Capacity Heatmaps Information Model SPM + LTDS appendices 3/6 + NSHR
473 | 58.4 | UNIT C K31, ACORNFIELD INDUSTRIAL PARK, ACORNFIELD ROAD | KNOWSLEY | L33 7AS | Knowsley |  | Warehouse And Premises | industrial | 1 | 2989.93 | 32183 | GIA | 200000 | Acornfield Rd T1 / Dickinsons T1 / Hammond Rd T1 / Kodak T1 | inside-area | 0.18 | GILLMOSS GT1 / KIRKBY GT2 / SIMONSWOOD GT1 | KIRKBY | SPM | 13.8 | primary | 13.791 | Green | 30 | 16.209 | thermal | 0 | 0 | 0 | 0 | 10.5 | GILLMOSS GT1 / KIRKBY GT2 / SIMONSWOOD GT1 | 37.36 | GREEN | 0 |  |  | 0 | 0 | 0 | 30 |  |  |  |  | Green (Over 5% headroom) | 98396 | 100 | 4.75 | 75 | 92 | 7265943 | [9 empty] | Kirkby (_D) | KIRKBY | 4 | 514 | 514 | 400 | 0 | 0 | 2027-08 | 40090431 | B8 Storage or Distribution | 3338 | A | Grid Supplied Electricity | 5 | 2 | Heating and Natural Ventilation | 2022-12-05 |  | 0.67 | FALSE | 53.483 | -2.8507 | SPM-ACORNFIELD_RD_T1_DICKINSONS_T1_HAMMOND_RD_T1_KODAK_T1 | 14858944000 | SP Energy Networks open data (API key): NDP SPM primary-group polygons + Capacity Heatmaps Information Model SPM + LTDS appendices 3/6 + NSHR
474 | 58.4 | RENTOKIL PT UNIT 16, MANOR COMPLEX, KIRKBY BANK ROAD | LIVERPOOL | L33 7SY | Knowsley |  | Factory And Premises | industrial | 1 | 2989.8 | 32182 | GIA | 58000 | Acornfield Rd T1 / Dickinsons T1 / Hammond Rd T1 / Kodak T1 | inside-area | 0.6 | GILLMOSS GT1 / KIRKBY GT2 / SIMONSWOOD GT1 | KIRKBY | SPM | 13.8 | primary | 13.791 | Green | 30 | 16.209 | thermal | 0 | 0 | 0 | 0 | 10.5 | GILLMOSS GT1 / KIRKBY GT2 / SIMONSWOOD GT1 | 37.36 | GREEN | 0 |  |  | 0 | 0 | 0 | 30 |  |  |  |  | Green (Over 5% headroom) | 98396 | 100 | 4.75 | 179 | 92 | 7265944 | [9 empty] | Kirkby (_D) | KIRKBY | 4 | 514 | 514 | 400 | 0 | 0 | 2027-08 | 40065806 | B1 Offices and Workshop businesses | 525 | C | Other | 3 |  | Unconditioned | 2017-12-20 |  | 1 | FALSE | 53.4804 | -2.8551 | SPM-ACORNFIELD_RD_T1_DICKINSONS_T1_HAMMOND_RD_T1_KODAK_T1 | 9655026000 | SP Energy Networks open data (API key): NDP SPM primary-group polygons + Capacity Heatmaps Information Model SPM + LTDS appendices 3/6 + NSHR
475 | 58.4 | SHAND HIGSON, LEES ROAD | LIVERPOOL | L33 7SE | Knowsley |  | Warehouse And Premises | industrial | 1 | 2962.36 | 31887 | GIA | 69500 | Acornfield Rd T1 / Dickinsons T1 / Hammond Rd T1 / Kodak T1 | inside-area | 1 | GILLMOSS GT1 / KIRKBY GT2 / SIMONSWOOD GT1 | KIRKBY | SPM | 13.8 | primary | 13.791 | Green | 30 | 16.209 | thermal | 0 | 0 | 0 | 0 | 10.5 | GILLMOSS GT1 / KIRKBY GT2 / SIMONSWOOD GT1 | 37.36 | GREEN | 0 |  |  | 0 | 0 | 0 | 30 |  |  |  |  | Green (Over 5% headroom) | 98396 | 100 | 4.71 | 74 | 92 | 7266239 | [9 empty] | Kirkby (_D) | KIRKBY | 4 | 514 | 514 | 400 | 0 | 0 | 2027-08 | [12 empty] | 53.481 | -2.863 | SPM-ACORNFIELD_RD_T1_DICKINSONS_T1_HAMMOND_RD_T1_KODAK_T1 | 12466934000 | SP Energy Networks open data (API key): NDP SPM primary-group polygons + Capacity Heatmaps Information Model SPM + LTDS appendices 3/6 + NSHR
476 | 58.4 | UNIT 5B, ACADEMY BUSINESS PARK, LEES ROAD | LIVERPOOL | L33 7SE | Knowsley |  | Warehouse And Premises | industrial | 1 | 2947 | 31721 | GIA | 91500 | Acornfield Rd T1 / Dickinsons T1 / Hammond Rd T1 / Kodak T1 | inside-area | 1 | GILLMOSS GT1 / KIRKBY GT2 / SIMONSWOOD GT1 | KIRKBY | SPM | 13.8 | primary | 13.791 | Green | 30 | 16.209 | thermal | 0 | 0 | 0 | 0 | 10.5 | GILLMOSS GT1 / KIRKBY GT2 / SIMONSWOOD GT1 | 37.36 | GREEN | 0 |  |  | 0 | 0 | 0 | 30 |  |  |  |  | Green (Over 5% headroom) | 98396 | 100 | 4.68 | 74 | 92 | 7266405 | [9 empty] | Kirkby (_D) | KIRKBY | 4 | 514 | 514 | 400 | 0 | 0 | 2027-08 | [12 empty] | 53.481 | -2.863 | SPM-ACORNFIELD_RD_T1_DICKINSONS_T1_HAMMOND_RD_T1_KODAK_T1 | 9451763000 | SP Energy Networks open data (API key): NDP SPM primary-group polygons + Capacity Heatmaps Information Model SPM + LTDS appendices 3/6 + NSHR
477 | 58.4 | EVERGREEN GARDEN CARE UK LIMITED AT SIMONS WOOD MOSS, NORTH PERIMETER ROAD | LIVERPOOL | L33 3AP | West Lancashire |  | Factory And Premises | industrial | 1 | 2842.01 | 30591 | GIA | 143000 | Acornfield Rd T1 / Dickinsons T1 / Hammond Rd T1 / Kodak T1 | inside-area | 0.92 | GILLMOSS GT1 / KIRKBY GT2 / SIMONSWOOD GT1 | KIRKBY | SPM | 13.8 | primary | 13.791 | Green | 30 | 16.209 | thermal | 0 | 0 | 0 | 0 | 10.5 | GILLMOSS GT1 / KIRKBY GT2 / SIMONSWOOD GT1 | 37.36 | GREEN | 0 |  |  | 0 | 0 | 0 | 30 |  |  |  |  | Green (Over 5% headroom) | 98396 | 100 | 4.52 | 171 | 92 | 7267535 | [9 empty] | Kirkby (_D) | KIRKBY | 4 | 514 | 514 | 400 | 0 | 0 | 2027-08 | [12 empty] | 53.4926 | -2.8479 | SPM-ACORNFIELD_RD_T1_DICKINSONS_T1_HAMMOND_RD_T1_KODAK_T1 | 14639248000 | SP Energy Networks open data (API key): NDP SPM primary-group polygons + Capacity Heatmaps Information Model SPM + LTDS appendices 3/6 + NSHR
478 | 58.4 | PRESTIGE GRANITE AND MARBLE LTD, DIXON ROAD | LIVERPOOL | L33 7XP | Knowsley |  | Factory And Premises | industrial | 1 | 2797.28 | 30110 | GIA | 68000 | Acornfield Rd T1 / Dickinsons T1 / Hammond Rd T1 / Kodak T1 | inside-area | 1.52 | GILLMOSS GT1 / KIRKBY GT2 / SIMONSWOOD GT1 | KIRKBY | SPM | 13.8 | primary | 13.791 | Green | 30 | 16.209 | thermal | 0 | 0 | 0 | 0 | 10.5 | GILLMOSS GT1 / KIRKBY GT2 / SIMONSWOOD GT1 | 37.36 | GREEN | 0 |  |  | 0 | 0 | 0 | 30 |  |  |  |  | Green (Over 5% headroom) | 98396 | 100 | 4.45 | 168 | 92 | 7268016 | [9 empty] | Kirkby (_D) | KIRKBY | 4 | 514 | 514 | 400 | 0 | 0 | 2027-08 | [12 empty] | 53.4753 | -2.8663 | SPM-ACORNFIELD_RD_T1_DICKINSONS_T1_HAMMOND_RD_T1_KODAK_T1 | 4568556000 | SP Energy Networks open data (API key): NDP SPM primary-group polygons + Capacity Heatmaps Information Model SPM + LTDS appendices 3/6 + NSHR
479 | 58.4 | LIVERPOOL LOGISTICS, GALE ROAD | LIVERPOOL | L33 7YB | Knowsley |  | Vehicle Repair Workshop And Premises | industrial | 1 | 2571.72 | 27682 | GIA | 63500 | Acornfield Rd T1 / Dickinsons T1 / Hammond Rd T1 / Kodak T1 | inside-area | 1.16 | GILLMOSS GT1 / KIRKBY GT2 / SIMONSWOOD GT1 | KIRKBY | SPM | 13.8 | primary | 13.791 | Green | 30 | 16.209 | thermal | 0 | 0 | 0 | 0 | 10.5 | GILLMOSS GT1 / KIRKBY GT2 / SIMONSWOOD GT1 | 37.36 | GREEN | 0 |  |  | 0 | 0 | 0 | 30 |  |  |  |  | Green (Over 5% headroom) | 98396 | 100 | 4.09 | 116 | 92 | 7270444 | [9 empty] | Kirkby (_D) | KIRKBY | 4 | 514 | 514 | 400 | 0 | 0 | 2027-08 | [12 empty] | 53.4746 | -2.8554 | SPM-ACORNFIELD_RD_T1_DICKINSONS_T1_HAMMOND_RD_T1_KODAK_T1 | 14634672000 | SP Energy Networks open data (API key): NDP SPM primary-group polygons + Capacity Heatmaps Information Model SPM + LTDS appendices 3/6 + NSHR
480 | 58.4 | KIER NORTH WEST, YARDLEY ROAD | LIVERPOOL | L33 7SS | Knowsley | KIER NORTH WEST | Factory And Premises | industrial | 1 | 2457.4 | 26451 | GIA | 51500 | Acornfield Rd T1 / Dickinsons T1 / Hammond Rd T1 / Kodak T1 | inside-area | 0.76 | GILLMOSS GT1 / KIRKBY GT2 / SIMONSWOOD GT1 | KIRKBY | SPM | 13.8 | primary | 13.791 | Green | 30 | 16.209 | thermal | 0 | 0 | 0 | 0 | 10.5 | GILLMOSS GT1 / KIRKBY GT2 / SIMONSWOOD GT1 | 37.36 | GREEN | 0 |  |  | 0 | 0 | 0 | 30 |  |  |  |  | Green (Over 5% headroom) | 98396 | 100 | 3.91 | 147 | 92 | 7271675 | [9 empty] | Kirkby (_D) | KIRKBY | 4 | 514 | 514 | 400 | 0 | 0 | 2027-08 | [12 empty] | 53.4792 | -2.8567 | SPM-ACORNFIELD_RD_T1_DICKINSONS_T1_HAMMOND_RD_T1_KODAK_T1 | 2888697000 | SP Energy Networks open data (API key): NDP SPM primary-group polygons + Capacity Heatmaps Information Model SPM + LTDS appendices 3/6 + NSHR
481 | 58.4 | POLYMER HOUSE, SOUTH BOUNDARY ROAD | LIVERPOOL | L33 7XX | Knowsley |  | Factory And Premises | industrial | 1 | 2401.02 | 25844 | GIA | 88000 | Acornfield Rd T1 / Dickinsons T1 / Hammond Rd T1 / Kodak T1 | inside-area | 1.43 | GILLMOSS GT1 / KIRKBY GT2 / SIMONSWOOD GT1 | KIRKBY | SPM | 13.8 | primary | 13.791 | Green | 30 | 16.209 | thermal | 0 | 0 | 0 | 0 | 10.5 | GILLMOSS GT1 / KIRKBY GT2 / SIMONSWOOD GT1 | 37.36 | GREEN | 0 |  |  | 0 | 0 | 0 | 30 |  |  |  |  | Green (Over 5% headroom) | 98396 | 100 | 3.82 | 144 | 92 | 7272282 | [9 empty] | Kirkby (_D) | KIRKBY | 4 | 514 | 514 | 400 | 0 | 0 | 2027-08 | [12 empty] | 53.4715 | -2.8508 | SPM-ACORNFIELD_RD_T1_DICKINSONS_T1_HAMMOND_RD_T1_KODAK_T1 | 7723213000 | SP Energy Networks open data (API key): NDP SPM primary-group polygons + Capacity Heatmaps Information Model SPM + LTDS appendices 3/6 + NSHR
482 | 58.4 | THE BED FACTORY, MARL ROAD | LIVERPOOL | L33 7UH | Knowsley |  | Warehouse And Premises | industrial | 1 | 2350.3 | 25298 | GIA | 64500 | Acornfield Rd T1 / Dickinsons T1 / Hammond Rd T1 / Kodak T1 | inside-area | 0.64 | GILLMOSS GT1 / KIRKBY GT2 / SIMONSWOOD GT1 | KIRKBY | SPM | 13.8 | primary | 13.791 | Green | 30 | 16.209 | thermal | 0 | 0 | 0 | 0 | 10.5 | GILLMOSS GT1 / KIRKBY GT2 / SIMONSWOOD GT1 | 37.36 | GREEN | 0 |  |  | 0 | 0 | 0 | 30 |  |  |  |  | Green (Over 5% headroom) | 98396 | 100 | 3.73 | 59 | 92 | 7272828 | [9 empty] | Kirkby (_D) | KIRKBY | 4 | 514 | 514 | 400 | 0 | 0 | 2027-08 | [12 empty] | 53.4877 | -2.8568 | SPM-ACORNFIELD_RD_T1_DICKINSONS_T1_HAMMOND_RD_T1_KODAK_T1 | 7571961000 | SP Energy Networks open data (API key): NDP SPM primary-group polygons + Capacity Heatmaps Information Model SPM + LTDS appendices 3/6 + NSHR
483 | 58.4 | UNIT 2, ACADEMY BUSINESS PARK, LEES ROAD | LIVERPOOL | L33 7SE | Knowsley | WM MORRISONS | Warehouse And Premises | industrial | 1 | 2322 | 24994 | GIA | 87500 | Acornfield Rd T1 / Dickinsons T1 / Hammond Rd T1 / Kodak T1 | inside-area | 1 | GILLMOSS GT1 / KIRKBY GT2 / SIMONSWOOD GT1 | KIRKBY | SPM | 13.8 | primary | 13.791 | Green | 30 | 16.209 | thermal | 0 | 0 | 0 | 0 | 10.5 | GILLMOSS GT1 / KIRKBY GT2 / SIMONSWOOD GT1 | 37.36 | GREEN | 0 |  |  | 0 | 0 | 0 | 30 |  |  |  |  | Green (Over 5% headroom) | 98396 | 100 | 3.69 | 58 | 92 | 7273132 | [9 empty] | Kirkby (_D) | KIRKBY | 4 | 514 | 514 | 400 | 0 | 0 | 2027-08 | [12 empty] | 53.481 | -2.863 | SPM-ACORNFIELD_RD_T1_DICKINSONS_T1_HAMMOND_RD_T1_KODAK_T1 | 10265039000 | SP Energy Networks open data (API key): NDP SPM primary-group polygons + Capacity Heatmaps Information Model SPM + LTDS appendices 3/6 + NSHR
484 | 58.4 | UNIT 17A, MANOR COMPLEX, KIRKBY BANK ROAD | LIVERPOOL | L33 7SY | Knowsley |  | Warehouse And Premises | industrial | 1 | 2321.1 | 24984 | GIA | 48250 | Acornfield Rd T1 / Dickinsons T1 / Hammond Rd T1 / Kodak T1 | inside-area | 0.6 | GILLMOSS GT1 / KIRKBY GT2 / SIMONSWOOD GT1 | KIRKBY | SPM | 13.8 | primary | 13.791 | Green | 30 | 16.209 | thermal | 0 | 0 | 0 | 0 | 10.5 | GILLMOSS GT1 / KIRKBY GT2 / SIMONSWOOD GT1 | 37.36 | GREEN | 0 |  |  | 0 | 0 | 0 | 30 |  |  |  |  | Green (Over 5% headroom) | 98396 | 100 | 3.69 | 58 | 92 | 7273142 | [9 empty] | Kirkby (_D) | KIRKBY | 4 | 514 | 514 | 400 | 0 | 0 | 2027-08 | 40077694 | B2 to B7 General Industrial and Special Industrial Groups | 2403 | C | Grid Supplied Electricity | 3 |  | Heating and Natural Ventilation | 2017-12-19 |  | 1 | FALSE | 53.4804 | -2.8551 | SPM-ACORNFIELD_RD_T1_DICKINSONS_T1_HAMMOND_RD_T1_KODAK_T1 | 8709756000 | SP Energy Networks open data (API key): NDP SPM primary-group polygons + Capacity Heatmaps Information Model SPM + LTDS appendices 3/6 + NSHR
485 | 58.4 | UNIT 4-5 THE BRAMBLES, LEES ROAD | LIVERPOOL | L33 7RW | Knowsley |  | Workshop And Premises | industrial | 2 | 2251.8 | 24238 | GIA | 111500 | Acornfield Rd T1 / Dickinsons T1 / Hammond Rd T1 / Kodak T1 | inside-area | 0.85 | GILLMOSS GT1 / KIRKBY GT2 / SIMONSWOOD GT1 | KIRKBY | SPM | 13.8 | primary | 13.791 | Green | 30 | 16.209 | thermal | 0 | 0 | 0 | 0 | 10.5 | GILLMOSS GT1 / KIRKBY GT2 / SIMONSWOOD GT1 | 37.36 | GREEN | 0 |  |  | 0 | 0 | 0 | 30 |  |  |  |  | Green (Over 5% headroom) | 98396 | 100 | 3.58 | 101 | 92 | 7273888 | [9 empty] | Kirkby (_D) | KIRKBY | 4 | 514 | 514 | 400 | 0 | 0 | 2027-08 | 40067104 | B1 Offices and Workshop businesses | 1101 | C | Natural Gas | 3 |  | Heating and Natural Ventilation | 2017-08-03 |  | 1 | FALSE | 53.4839 | -2.8618 | SPM-ACORNFIELD_RD_T1_DICKINSONS_T1_HAMMOND_RD_T1_KODAK_T1 | 9665570000;8494796000 | SP Energy Networks open data (API key): NDP SPM primary-group polygons + Capacity Heatmaps Information Model SPM + LTDS appendices 3/6 + NSHR
486 | 58.4 | AMES GOLDSMITH UK LTD AT KODAK, ACORNFIELD ROAD | LIVERPOOL | L33 7SP | Knowsley |  | Workshop And Premises | industrial | 1 | 2159.93 | 23249 | GIA | 59500 | Acornfield Rd T1 / Dickinsons T1 / Hammond Rd T1 / Kodak T1 | inside-area | 0.9 | GILLMOSS GT1 / KIRKBY GT2 / SIMONSWOOD GT1 | KIRKBY | SPM | 13.8 | primary | 13.791 | Green | 30 | 16.209 | thermal | 0 | 0 | 0 | 0 | 10.5 | GILLMOSS GT1 / KIRKBY GT2 / SIMONSWOOD GT1 | 37.36 | GREEN | 0 |  |  | 0 | 0 | 0 | 30 |  |  |  |  | Green (Over 5% headroom) | 98396 | 100 | 3.43 | 97 | 92 | 7274877 | [9 empty] | Kirkby (_D) | KIRKBY | 4 | 514 | 514 | 400 | 0 | 0 | 2027-08 | [12 empty] | 53.4765 | -2.8523 | SPM-ACORNFIELD_RD_T1_DICKINSONS_T1_HAMMOND_RD_T1_KODAK_T1 | 5289463000 | SP Energy Networks open data (API key): NDP SPM primary-group polygons + Capacity Heatmaps Information Model SPM + LTDS appendices 3/6 + NSHR
487 | 58.4 | METALBUILD (FABRICATIONS) LTD, LEES ROAD | LIVERPOOL | L33 7SE | Knowsley |  | Workshop, Offices And Premises | industrial | 1 | 1970.73 | 21213 | GIA | 60500 | Acornfield Rd T1 / Dickinsons T1 / Hammond Rd T1 / Kodak T1 | inside-area | 1 | GILLMOSS GT1 / KIRKBY GT2 / SIMONSWOOD GT1 | KIRKBY | SPM | 13.8 | primary | 13.791 | Green | 30 | 16.209 | thermal | 0 | 0 | 0 | 0 | 10.5 | GILLMOSS GT1 / KIRKBY GT2 / SIMONSWOOD GT1 | 37.36 | GREEN | 0 |  |  | 0 | 0 | 0 | 30 |  |  |  |  | Green (Over 5% headroom) | 98396 | 100 | 3.13 | 89 | 92 | 7276913 | [9 empty] | Kirkby (_D) | KIRKBY | 4 | 514 | 514 | 400 | 0 | 0 | 2027-08 | [12 empty] | 53.481 | -2.863 | SPM-ACORNFIELD_RD_T1_DICKINSONS_T1_HAMMOND_RD_T1_KODAK_T1 | 519330134 | SP Energy Networks open data (API key): NDP SPM primary-group polygons + Capacity Heatmaps Information Model SPM + LTDS appendices 3/6 + NSHR
488 | 58.4 | UNIT 2 ADJ ELDAPOINT, CHARLEYWOOD ROAD | LIVERPOOL | L33 7SG | Knowsley |  | Warehouse And Premises | industrial | 1 | 1943.3 | 20917 | GIA | 47250 | Acornfield Rd T1 / Dickinsons T1 / Hammond Rd T1 / Kodak T1 | inside-area | 0.91 | GILLMOSS GT1 / KIRKBY GT2 / SIMONSWOOD GT1 | KIRKBY | SPM | 13.8 | primary | 13.791 | Green | 30 | 16.209 | thermal | 0 | 0 | 0 | 0 | 10.5 | GILLMOSS GT1 / KIRKBY GT2 / SIMONSWOOD GT1 | 37.36 | GREEN | 0 |  |  | 0 | 0 | 0 | 30 |  |  |  |  | Green (Over 5% headroom) | 98396 | 100 | 3.09 | 49 | 92 | 7277209 | [9 empty] | Kirkby (_D) | KIRKBY | 4 | 514 | 514 | 400 | 0 | 0 | 2027-08 | [12 empty] | 53.478 | -2.8578 | SPM-ACORNFIELD_RD_T1_DICKINSONS_T1_HAMMOND_RD_T1_KODAK_T1 | 7950797000 | SP Energy Networks open data (API key): NDP SPM primary-group polygons + Capacity Heatmaps Information Model SPM + LTDS appendices 3/6 + NSHR
489 | 58.4 | ELIXIR FOUNDATIONS CIC, ELIXIR ENTERPRISE PARK, DIXON ROAD | LIVERPOOL | L33 7XP | Knowsley |  | Warehouse And Premises | industrial | 1 | 1926.4 | 20736 | GIA | 72000 | Acornfield Rd T1 / Dickinsons T1 / Hammond Rd T1 / Kodak T1 | inside-area | 1.52 | GILLMOSS GT1 / KIRKBY GT2 / SIMONSWOOD GT1 | KIRKBY | SPM | 13.8 | primary | 13.791 | Green | 30 | 16.209 | thermal | 0 | 0 | 0 | 0 | 10.5 | GILLMOSS GT1 / KIRKBY GT2 / SIMONSWOOD GT1 | 37.36 | GREEN | 0 |  |  | 0 | 0 | 0 | 30 |  |  |  |  | Green (Over 5% headroom) | 98396 | 100 | 3.06 | 48 | 92 | 7277390 | [9 empty] | Kirkby (_D) | KIRKBY | 4 | 514 | 514 | 400 | 0 | 0 | 2027-08 | 40076844 | B1 Offices and Workshop businesses | 624 | E | Oil | 3 |  | Heating and Natural Ventilation | 2015-10-06 |  | 0.5 | FALSE | 53.4753 | -2.8663 | SPM-ACORNFIELD_RD_T1_DICKINSONS_T1_HAMMOND_RD_T1_KODAK_T1 | 7884491000 | SP Energy Networks open data (API key): NDP SPM primary-group polygons + Capacity Heatmaps Information Model SPM + LTDS appendices 3/6 + NSHR
490 | 58.4 | THE ASHCROFT CENTRE, ASHCROFT ROAD | LIVERPOOL | L33 7TW | Knowsley |  | Warehouse Workshop And Premises | industrial | 1 | 1910.5 | 20564 | GIA | 42000 | Acornfield Rd T1 / Dickinsons T1 / Hammond Rd T1 / Kodak T1 | inside-area | 0.3 | GILLMOSS GT1 / KIRKBY GT2 / SIMONSWOOD GT1 | KIRKBY | SPM | 13.8 | primary | 13.791 | Green | 30 | 16.209 | thermal | 0 | 0 | 0 | 0 | 10.5 | GILLMOSS GT1 / KIRKBY GT2 / SIMONSWOOD GT1 | 37.36 | GREEN | 0 |  |  | 0 | 0 | 0 | 30 |  |  |  |  | Green (Over 5% headroom) | 98396 | 100 | 3.04 | 86 | 92 | 7277562 | [9 empty] | Kirkby (_D) | KIRKBY | 4 | 514 | 514 | 400 | 0 | 0 | 2027-08 | 40073779 | B8 Storage or Distribution | 1152 | F | Natural Gas | 3 |  | Heating and Natural Ventilation | 2013-08-21 |  | 1 | FALSE | 53.4856 | -2.8529 | SPM-ACORNFIELD_RD_T1_DICKINSONS_T1_HAMMOND_RD_T1_KODAK_T1 | 9768406000 | SP Energy Networks open data (API key): NDP SPM primary-group polygons + Capacity Heatmaps Information Model SPM + LTDS appendices 3/6 + NSHR
491 | 58.4 | FUTURE INDUSTRIAL SERVICES LTD, ACORNFIELD ROAD | LIVERPOOL | L33 7SP | Knowsley |  | Workshop And Premises | industrial | 1 | 1903.91 | 20493 | GIA | 64500 | Acornfield Rd T1 / Dickinsons T1 / Hammond Rd T1 / Kodak T1 | inside-area | 0.9 | GILLMOSS GT1 / KIRKBY GT2 / SIMONSWOOD GT1 | KIRKBY | SPM | 13.8 | primary | 13.791 | Green | 30 | 16.209 | thermal | 0 | 0 | 0 | 0 | 10.5 | GILLMOSS GT1 / KIRKBY GT2 / SIMONSWOOD GT1 | 37.36 | GREEN | 0 |  |  | 0 | 0 | 0 | 30 |  |  |  |  | Green (Over 5% headroom) | 98396 | 100 | 3.03 | 86 | 92 | 7277633 | [9 empty] | Kirkby (_D) | KIRKBY | 4 | 514 | 514 | 400 | 0 | 0 | 2027-08 | [12 empty] | 53.4765 | -2.8523 | SPM-ACORNFIELD_RD_T1_DICKINSONS_T1_HAMMOND_RD_T1_KODAK_T1 | 6691337000 | SP Energy Networks open data (API key): NDP SPM primary-group polygons + Capacity Heatmaps Information Model SPM + LTDS appendices 3/6 + NSHR
492 | 58.4 | LEES ROAD | LIVERPOOL | L33 7SA | Knowsley | WILLIAMS MOTOR CO LTD | Factory And Premises | industrial | 1 | 1884.85 | 20288 | GIA | 54500 | Acornfield Rd T1 / Dickinsons T1 / Hammond Rd T1 / Kodak T1 | inside-area | 1.37 | GILLMOSS GT1 / KIRKBY GT2 / SIMONSWOOD GT1 | KIRKBY | SPM | 13.8 | primary | 13.791 | Green | 30 | 16.209 | thermal | 0 | 0 | 0 | 0 | 10.5 | GILLMOSS GT1 / KIRKBY GT2 / SIMONSWOOD GT1 | 37.36 | GREEN | 0 |  |  | 0 | 0 | 0 | 30 |  |  |  |  | Green (Over 5% headroom) | 98396 | 100 | 3 | 113 | 92 | 7277838 | [9 empty] | Kirkby (_D) | KIRKBY | 4 | 514 | 514 | 400 | 0 | 0 | 2027-08 | 40089876 | B1 Offices and Workshop businesses | 623 | F | Natural Gas | 3 |  | Heating and Natural Ventilation | 2013-05-15 |  | 1 | FALSE | 53.4777 | -2.8665 | SPM-ACORNFIELD_RD_T1_DICKINSONS_T1_HAMMOND_RD_T1_KODAK_T1 | 155132134 | SP Energy Networks open data (API key): NDP SPM primary-group polygons + Capacity Heatmaps Information Model SPM + LTDS appendices 3/6 + NSHR
493 | 58.1 | SITE 4, RENAISSANCE WAY | LIVERPOOL | L24 9HX | Liverpool |  | Factory And Premises | industrial | 1 | 21372.37 | 230050 | GIA | 1400000 | Estuary Commerce Pk T1 / Leeward Dr T1 / Leeward Dr T2 / Speke Hall Rd T1 / Speke Sky Pk T1 | inside-area | 1.24 | GARSTON GT2 / SPEKE GT3 / WAVERTREE GT1A | LISTER DRIVE | SPM | 21.1 | primary | 21.085 | Green | 30 | 8.915 | thermal | 0 | 0 | 0 | 0 | 19 | GARSTON GT2 / SPEKE GT3 / WAVERTREE GT1A | 54.021 | GREEN | 0 |  |  | 0 | 0 | 0 | 30 |  |  |  |  | Green (Over 5% headroom) | 150446 | 65 | 33.96 | 1282 | 45 | 3070602 | [9 empty] | Lister Drive | LISTER DRIVE | 2 | 114 | 114 | 0 | 57 | 20 | 2026-09 | [12 empty] | 53.3546 | -2.8606 | SPM-ESTUARY_COMMERCE_PK_T1_LEEWARD_DR_T1_LEEWARD_DR_T2_SPEKE_HAL | 13543989000 | SP Energy Networks open data (API key): NDP SPM primary-group polygons + Capacity Heatmaps Information Model SPM + LTDS appendices 3/6 + NSHR
494 | 58.1 | UNIT 1B, RENAISSANCE WAY | LIVERPOOL | L24 9HX | Knowsley |  | Factory And Premises | industrial | 1 | 15185.7 | 163457 | GIA | 885000 | Estuary Commerce Pk T1 / Leeward Dr T1 / Leeward Dr T2 / Speke Hall Rd T1 / Speke Sky Pk T1 | inside-area | 1.24 | GARSTON GT2 / SPEKE GT3 / WAVERTREE GT1A | LISTER DRIVE | SPM | 21.1 | primary | 21.085 | Green | 30 | 8.915 | thermal | 0 | 0 | 0 | 0 | 19 | GARSTON GT2 / SPEKE GT3 / WAVERTREE GT1A | 54.021 | GREEN | 0 |  |  | 0 | 0 | 0 | 30 |  |  |  |  | Green (Over 5% headroom) | 150446 | 92 | 24.13 | 911 | 45 | 3137195 | [9 empty] | Lister Drive | LISTER DRIVE | 2 | 114 | 114 | 0 | 57 | 20 | 2026-09 | [12 empty] | 53.3546 | -2.8606 | SPM-ESTUARY_COMMERCE_PK_T1_LEEWARD_DR_T1_LEEWARD_DR_T2_SPEKE_HAL | 2076216000 | SP Energy Networks open data (API key): NDP SPM primary-group polygons + Capacity Heatmaps Information Model SPM + LTDS appendices 3/6 + NSHR
495 | 58.1 | NATIONAL BLOOD SERVICE BUILDING, ESTUARY BANKS, ESTUARY COMMERCE PARK | LIVERPOOL | L24 8RB | Liverpool |  | Offices And Premises | office | 1 | 7137.3 | 76825 | NIA | 525000 | Estuary Commerce Pk T1 / Leeward Dr T1 / Leeward Dr T2 / Speke Hall Rd T1 / Speke Sky Pk T1 | inside-area | 0.08 | GARSTON GT2 / SPEKE GT3 / WAVERTREE GT1A | LISTER DRIVE | SPM | 21.1 | primary | 21.085 | Green | 30 | 8.915 | thermal | 0 | 0 | 0 | 0 | 19 | GARSTON GT2 / SPEKE GT3 / WAVERTREE GT1A | 54.021 | GREEN | 0 |  |  | 0 | 0 | 0 | 30 |  |  |  |  | Green (Over 5% headroom) | 150446 | 100 | 11.34 | 500 | 45 | 3223827 | [9 empty] | Lister Drive | LISTER DRIVE | 2 | 114 | 114 | 0 | 57 | 20 | 2026-09 | 38233377 | Non-residential Institutions: Primary Health Care Building | 6057 | D | Natural Gas | 3 |  | Air Conditioning | 2023-04-19 |  | 0.67 | FALSE | 53.3456 | -2.8726 | SPM-ESTUARY_COMMERCE_PK_T1_LEEWARD_DR_T1_LEEWARD_DR_T2_SPEKE_HAL | 3628760000 | SP Energy Networks open data (API key): NDP SPM primary-group polygons + Capacity Heatmaps Information Model SPM + LTDS appendices 3/6 + NSHR
496 | 58.1 | ESTUARY HOUSE, ESTUARY BANKS | LIVERPOOL | L24 8RB | Liverpool |  | Offices And Premises | office | 1 | 6816.9 | 73376 | NIA | 585000 | Estuary Commerce Pk T1 / Leeward Dr T1 / Leeward Dr T2 / Speke Hall Rd T1 / Speke Sky Pk T1 | inside-area | 0.08 | GARSTON GT2 / SPEKE GT3 / WAVERTREE GT1A | LISTER DRIVE | SPM | 21.1 | primary | 21.085 | Green | 30 | 8.915 | thermal | 0 | 0 | 0 | 0 | 19 | GARSTON GT2 / SPEKE GT3 / WAVERTREE GT1A | 54.021 | GREEN | 0 |  |  | 0 | 0 | 0 | 30 |  |  |  |  | Green (Over 5% headroom) | 150446 | 100 | 10.83 | 477 | 45 | 3227276 | [9 empty] | Lister Drive | LISTER DRIVE | 2 | 114 | 114 | 0 | 57 | 20 | 2026-09 | 38195934 | B2 to B7 General Industrial and Special Industrial Groups | 5911 | C | Natural Gas | 3 | 2 | Air Conditioning | 2020-09-13 |  | 1 | FALSE | 53.3456 | -2.8726 | SPM-ESTUARY_COMMERCE_PK_T1_LEEWARD_DR_T1_LEEWARD_DR_T2_SPEKE_HAL | 8073842000 | SP Energy Networks open data (API key): NDP SPM primary-group polygons + Capacity Heatmaps Information Model SPM + LTDS appendices 3/6 + NSHR
497 | 58.1 | SKYWAYS HOUSE, ESTUARY COMMERCE PARK | LIVERPOOL | L24 8RB | Liverpool |  | Offices And Premises | office | 1 | 6674.69 | 71846 | NIA | 407500 | Estuary Commerce Pk T1 / Leeward Dr T1 / Leeward Dr T2 / Speke Hall Rd T1 / Speke Sky Pk T1 | inside-area | 0.08 | GARSTON GT2 / SPEKE GT3 / WAVERTREE GT1A | LISTER DRIVE | SPM | 21.1 | primary | 21.085 | Green | 30 | 8.915 | thermal | 0 | 0 | 0 | 0 | 19 | GARSTON GT2 / SPEKE GT3 / WAVERTREE GT1A | 54.021 | GREEN | 0 |  |  | 0 | 0 | 0 | 30 |  |  |  |  | Green (Over 5% headroom) | 150446 | 100 | 10.61 | 467 | 45 | 3228806 | [9 empty] | Lister Drive | LISTER DRIVE | 2 | 114 | 114 | 0 | 57 | 20 | 2026-09 | [12 empty] | 53.3456 | -2.8726 | SPM-ESTUARY_COMMERCE_PK_T1_LEEWARD_DR_T1_LEEWARD_DR_T2_SPEKE_HAL | 7638989000 | SP Energy Networks open data (API key): NDP SPM primary-group polygons + Capacity Heatmaps Information Model SPM + LTDS appendices 3/6 + NSHR
498 | 58.1 | 12, ESTUARY BANKS | LIVERPOOL | L24 8RB | Liverpool |  | Offices And Premises | office | 1 | 3499.1 | 37664 | NIA | 275000 | Estuary Commerce Pk T1 / Leeward Dr T1 / Leeward Dr T2 / Speke Hall Rd T1 / Speke Sky Pk T1 | inside-area | 0.08 | GARSTON GT2 / SPEKE GT3 / WAVERTREE GT1A | LISTER DRIVE | SPM | 21.1 | primary | 21.085 | Green | 30 | 8.915 | thermal | 0 | 0 | 0 | 0 | 19 | GARSTON GT2 / SPEKE GT3 / WAVERTREE GT1A | 54.021 | GREEN | 0 |  |  | 0 | 0 | 0 | 30 |  |  |  |  | Green (Over 5% headroom) | 150446 | 100 | 5.56 | 245 | 45 | 3262988 | [9 empty] | Lister Drive | LISTER DRIVE | 2 | 114 | 114 | 0 | 57 | 20 | 2026-09 | 38195934 | B2 to B7 General Industrial and Special Industrial Groups | 5911 | C | Natural Gas | 3 | 2 | Air Conditioning | 2020-09-13 |  | 0.67 | FALSE | 53.3456 | -2.8726 | SPM-ESTUARY_COMMERCE_PK_T1_LEEWARD_DR_T1_LEEWARD_DR_T2_SPEKE_HAL | 6511205000 | SP Energy Networks open data (API key): NDP SPM primary-group polygons + Capacity Heatmaps Information Model SPM + LTDS appendices 3/6 + NSHR
499 | 58.1 | UNIT 18, EDWARDS LANE INDUSTRIAL ESTATE, EDWARDS LANE | LIVERPOOL | L24 9HW | Liverpool |  | Warehouse And Premises | industrial | 1 | 1401.51 | 15086 | GIA | 24000 | Estuary Commerce Pk T1 / Leeward Dr T1 / Leeward Dr T2 / Speke Hall Rd T1 / Speke Sky Pk T1 | inside-area | 1.17 | GARSTON GT2 / SPEKE GT3 / WAVERTREE GT1A | LISTER DRIVE | SPM | 21.1 | primary | 21.085 | Green | 30 | 8.915 | thermal | 0 | 0 | 0 | 0 | 19 | GARSTON GT2 / SPEKE GT3 / WAVERTREE GT1A | 54.021 | GREEN | 0 |  |  | 0 | 0 | 0 | 30 |  |  |  |  | Green (Over 5% headroom) | 150446 | 100 | 2.23 | 35 | 45 | 3285566 | [9 empty] | Lister Drive | LISTER DRIVE | 2 | 114 | 114 | 0 | 57 | 20 | 2026-09 | [12 empty] | 53.3542 | -2.8614 | SPM-ESTUARY_COMMERCE_PK_T1_LEEWARD_DR_T1_LEEWARD_DR_T2_SPEKE_HAL | 1388039000 | SP Energy Networks open data (API key): NDP SPM primary-group polygons + Capacity Heatmaps Information Model SPM + LTDS appendices 3/6 + NSHR
500 | 58.1 | 29 HERALD AVENUE, TRIUMPH TRADING PARK, SPEKE HALL ROAD | LIVERPOOL | L24 9GQ | Liverpool |  | Warehouse And Premises | industrial | 1 | 1155.08 | 12433 | GIA | 46500 | Estuary Commerce Pk T1 / Leeward Dr T1 / Leeward Dr T2 / Speke Hall Rd T1 / Speke Sky Pk T1 | inside-area | 1.18 | GARSTON GT2 / SPEKE GT3 / WAVERTREE GT1A | LISTER DRIVE | SPM | 21.1 | primary | 21.085 | Green | 30 | 8.915 | thermal | 0 | 0 | 0 | 0 | 19 | GARSTON GT2 / SPEKE GT3 / WAVERTREE GT1A | 54.021 | GREEN | 0 |  |  | 0 | 0 | 0 | 30 |  |  |  |  | Green (Over 5% headroom) | 150446 | 100 | 1.84 | 29 | 45 | 3288219 | [9 empty] | Lister Drive | LISTER DRIVE | 2 | 114 | 114 | 0 | 57 | 20 | 2026-09 | [12 empty] | 53.3561 | -2.8724 | SPM-ESTUARY_COMMERCE_PK_T1_LEEWARD_DR_T1_LEEWARD_DR_T2_SPEKE_HAL | 3886717000 | SP Energy Networks open data (API key): NDP SPM primary-group polygons + Capacity Heatmaps Information Model SPM + LTDS appendices 3/6 + NSHR
501 | 58.1 | 29, VITESSE ROAD | LIVERPOOL | L24 9BB | Liverpool |  | Warehouse And Premises | industrial | 1 | 1093.16 | 11767 | GIA | 44750 | Estuary Commerce Pk T1 / Leeward Dr T1 / Leeward Dr T2 / Speke Hall Rd T1 / Speke Sky Pk T1 | inside-area | 1.27 | GARSTON GT2 / SPEKE GT3 / WAVERTREE GT1A | LISTER DRIVE | SPM | 21.1 | primary | 21.085 | Green | 30 | 8.915 | thermal | 0 | 0 | 0 | 0 | 19 | GARSTON GT2 / SPEKE GT3 / WAVERTREE GT1A | 54.021 | GREEN | 0 |  |  | 0 | 0 | 0 | 30 |  |  |  |  | Green (Over 5% headroom) | 150446 | 100 | 1.74 | 27 | 45 | 3288885 | [9 empty] | Lister Drive | LISTER DRIVE | 2 | 114 | 114 | 0 | 57 | 20 | 2026-09 | 38218042 | Storage or Distribution | 1222 | C | Grid Supplied Electricity | 3 |  | Heating and Natural Ventilation | 2022-08-12 |  | 1 | FALSE | 53.3568 | -2.8742 | SPM-ESTUARY_COMMERCE_PK_T1_LEEWARD_DR_T1_LEEWARD_DR_T2_SPEKE_HAL | 8326546000 | SP Energy Networks open data (API key): NDP SPM primary-group polygons + Capacity Heatmaps Information Model SPM + LTDS appendices 3/6 + NSHR
502 | 58.1 | UNIT 6, SPITFIRE COURT, TOLEDO ROAD, TRIUMPH BUSINESS PARK | LIVERPOOL | L24 9AE | Liverpool |  | Warehouse And Premises | industrial | 1 | 1088.59 | 11717 | GIA | 85500 | Estuary Commerce Pk T1 / Leeward Dr T1 / Leeward Dr T2 / Speke Hall Rd T1 / Speke Sky Pk T1 | inside-area | 1.01 | GARSTON GT2 / SPEKE GT3 / WAVERTREE GT1A | LISTER DRIVE | SPM | 21.1 | primary | 21.085 | Green | 30 | 8.915 | thermal | 0 | 0 | 0 | 0 | 19 | GARSTON GT2 / SPEKE GT3 / WAVERTREE GT1A | 54.021 | GREEN | 0 |  |  | 0 | 0 | 0 | 30 |  |  |  |  | Green (Over 5% headroom) | 150446 | 100 | 1.73 | 27 | 45 | 3288935 | [9 empty] | Lister Drive | LISTER DRIVE | 2 | 114 | 114 | 0 | 57 | 20 | 2026-09 | [12 empty] | 53.3538 | -2.8775 | SPM-ESTUARY_COMMERCE_PK_T1_LEEWARD_DR_T1_LEEWARD_DR_T2_SPEKE_HAL | 14949533000 | SP Energy Networks open data (API key): NDP SPM primary-group polygons + Capacity Heatmaps Information Model SPM + LTDS appendices 3/6 + NSHR
503 | 58.1 | UNIT 14A, SPEKE HALL INDUSTRIAL ESTATE, SPINDUS ROAD, SPEKE HALL AVENUE | LIVERPOOL | L24 1YA | Liverpool |  | Warehouse And Premises | industrial | 1 | 1035.3 | 11144 | GIA | 76500 | Estuary Commerce Pk T1 / Leeward Dr T1 / Leeward Dr T2 / Speke Hall Rd T1 / Speke Sky Pk T1 | inside-area | 0.6 | GARSTON GT2 / SPEKE GT3 / WAVERTREE GT1A | LISTER DRIVE | SPM | 21.1 | primary | 21.085 | Green | 30 | 8.915 | thermal | 0 | 0 | 0 | 0 | 19 | GARSTON GT2 / SPEKE GT3 / WAVERTREE GT1A | 54.021 | GREEN | 0 |  |  | 0 | 0 | 0 | 30 |  |  |  |  | Green (Over 5% headroom) | 150446 | 100 | 1.65 | 26 | 45 | 3289508 | [9 empty] | Lister Drive | LISTER DRIVE | 2 | 114 | 114 | 0 | 57 | 20 | 2026-09 | 38210856 | General Industrial and Special Industrial Groups | 1029 | B | Grid Supplied Electricity | 3 |  | Heating and Natural Ventilation | 2025-04-11 |  | 1 | FALSE | 53.3424 | -2.864 | SPM-ESTUARY_COMMERCE_PK_T1_LEEWARD_DR_T1_LEEWARD_DR_T2_SPEKE_HAL | 8298805000 | SP Energy Networks open data (API key): NDP SPM primary-group polygons + Capacity Heatmaps Information Model SPM + LTDS appendices 3/6 + NSHR
504 | 58.1 | ASDA 81, STRAND ROAD | BOOTLE | L20 4BB | Sefton |  | Superstore And Premises | bigbox | 1 | 7900.9 | 85044 | GIA | 1510000 | Bootle Grid T1 / Kelloggs T1 / Pacific Rd T1 / Washington St T1 / Waterloo T1 | inside-area | 1.44 | BOOTLE GT1 / LITHERLAND GT1A | KIRKBY | SPM | 17.3 | primary | 17.262 | Green | 37.5 | 19.812 | thermal | 2.1 | 17.9 | 5.3 | 20 | 12.7 | BOOTLE GT1 / LITHERLAND GT1B | 21.4789 | GREEN | 0 |  |  | 0 | 0 | 0 | 37.5 |  |  |  |  | Green (Over 5% headroom) | 123351 | 100 | 12.56 | 711 | 33 | 1456270 | [9 empty] | Lister Drive | KIRKBY | 4 | 514 | 514 | 400 | 0 | 0 | 2027-08 | [12 empty] | 53.4511 | -2.9982 | SPM-BOOTLE_GRID_T1_KELLOGGS_T1_PACIFIC_RD_T1_WASHINGTON_ST_T1_WA | 11694392000 | SP Energy Networks open data (API key): NDP SPM primary-group polygons + Capacity Heatmaps Information Model SPM + LTDS appendices 3/6 + NSHR
505 | 58.1 | PLOT 7, RENAISSANCE WAY | LIVERPOOL | L24 9HZ | Liverpool |  | Warehouse Offices And Premises | industrial | 1 | 12573.07 | 135335 | GIA | 720000 | Hunts Cross T1 / Kenton Rd T1 / Woodend Ave T1 / Woolton T1 | inside-area | 0.54 | HALEWOOD G1B / HALEWOOD G2B / HALEWOOD GT3 / SPEKE GT1A | RAINHILL | SPM | 13.6 | primary | 13.553 | Green | 30 | 16.447 | thermal | 0 | 0 | 0 | 0 | 9.9 | HALEWOOD GT3 / SPEKE GT1A | 37.9606 | GREEN | 0 |  |  | 0 | 0 | 0 | 30 |  |  |  |  | Green (Over 5% headroom) | 96970 | 72 | 19.98 | 880 | 28 | 3056715 | [9 empty] | Rainhill | RAINHILL | 1 | 85.5 | 85.5 | 0 | 0 | 57 | 2026-09 | [12 empty] | 53.3503 | -2.8584 | SPM-HUNTS_CROSS_T1_KENTON_RD_T1_WOODEND_AVE_T1_WOOLTON_T1 | 12144169000 | SP Energy Networks open data (API key): NDP SPM primary-group polygons + Capacity Heatmaps Information Model SPM + LTDS appendices 3/6 + NSHR
506 | 58.1 | 60, VENTURE POINT BUSINESS PARK, EVANS ROAD | LIVERPOOL | L24 9PB | Liverpool |  | Warehouse And Premises | industrial | 5 | 9666.8 | 104052 | GIA | 684500 | Hunts Cross T1 / Kenton Rd T1 / Woodend Ave T1 / Woolton T1 | inside-area | 0.31 | HALEWOOD G1B / HALEWOOD G2B / HALEWOOD GT3 / SPEKE GT1A | RAINHILL | SPM | 13.6 | primary | 13.553 | Green | 30 | 16.447 | thermal | 0 | 0 | 0 | 0 | 9.9 | HALEWOOD GT3 / SPEKE GT1A | 37.9606 | GREEN | 0 |  |  | 0 | 0 | 0 | 30 |  |  |  |  | Green (Over 5% headroom) | 96970 | 93 | 15.36 | 242 | 28 | 3087998 | [9 empty] | Rainhill | RAINHILL | 1 | 85.5 | 85.5 | 0 | 0 | 57 | 2026-09 | 38307359 | B8 Storage or Distribution | 2078 | A | Natural Gas | 5 |  | Heating and Mechanical Ventilation | 2015-12-08 |  | 1 | FALSE | 53.352 | -2.8564 | SPM-HUNTS_CROSS_T1_KENTON_RD_T1_WOODEND_AVE_T1_WOOLTON_T1 | 10194483000;10194469000;5813046000;10194450000;10475620000 | SP Energy Networks open data (API key): NDP SPM primary-group polygons + Capacity Heatmaps Information Model SPM + LTDS appendices 3/6 + NSHR
507 | 58.1 | 33, SPEKE BOULEVARD | LIVERPOOL | L24 9HZ | Liverpool |  | Warehouse And Premises | industrial | 1 | 9153.63 | 98529 | GIA | 635000 | Hunts Cross T1 / Kenton Rd T1 / Woodend Ave T1 / Woolton T1 | inside-area | 0.54 | HALEWOOD G1B / HALEWOOD G2B / HALEWOOD GT3 / SPEKE GT1A | RAINHILL | SPM | 13.6 | primary | 13.553 | Green | 30 | 16.447 | thermal | 0 | 0 | 0 | 0 | 9.9 | HALEWOOD GT3 / SPEKE GT1A | 37.9606 | GREEN | 0 |  |  | 0 | 0 | 0 | 30 |  |  |  |  | Green (Over 5% headroom) | 96970 | 98 | 14.55 | 229 | 28 | 3093521 | [9 empty] | Rainhill | RAINHILL | 1 | 85.5 | 85.5 | 0 | 0 | 57 | 2026-09 | 38346336 | General Industrial and Special Industrial Groups | 10626 | A | Grid Supplied Electricity | 4 |  | Air Conditioning | 2025-06-04 |  | 1 | FALSE | 53.3503 | -2.8584 | SPM-HUNTS_CROSS_T1_KENTON_RD_T1_WOODEND_AVE_T1_WOOLTON_T1 | 15020560000 | SP Energy Networks open data (API key): NDP SPM primary-group polygons + Capacity Heatmaps Information Model SPM + LTDS appendices 3/6 + NSHR
508 | 58.1 | WELLINGTON HOUSE, PHYSICS ROAD | LIVERPOOL | L24 9HP | Liverpool |  | Workshop And Premises | industrial | 1 | 6299.4 | 67806 | GIA | 205000 | Hunts Cross T1 / Kenton Rd T1 / Woodend Ave T1 / Woolton T1 | inside-area | 0.37 | HALEWOOD G1B / HALEWOOD G2B / HALEWOOD GT3 / SPEKE GT1A | RAINHILL | SPM | 13.6 | primary | 13.553 | Green | 30 | 16.447 | thermal | 0 | 0 | 0 | 0 | 9.9 | HALEWOOD GT3 / SPEKE GT1A | 37.9606 | GREEN | 0 |  |  | 0 | 0 | 0 | 30 |  |  |  |  | Green (Over 5% headroom) | 96970 | 100 | 10.01 | 283 | 28 | 3124244 | [9 empty] | Rainhill | RAINHILL | 1 | 85.5 | 85.5 | 0 | 0 | 57 | 2026-09 | 38340095 | General Industrial and Special Industrial Groups | 12504 | C | Natural Gas | 4 |  | Air Conditioning | 2023-05-19 |  | 1 | FALSE | 53.3507 | -2.852 | SPM-HUNTS_CROSS_T1_KENTON_RD_T1_WOODEND_AVE_T1_WOOLTON_T1 | 9702438000 | SP Energy Networks open data (API key): NDP SPM primary-group polygons + Capacity Heatmaps Information Model SPM + LTDS appendices 3/6 + NSHR
509 | 58.1 | ARMADILLO SELF STORAGE, GOODLASS ROAD | LIVERPOOL | L24 9HJ | Liverpool |  | Warehouse And Premises | industrial | 1 | 5457.51 | 58744 | GIA | 150000 | Hunts Cross T1 / Kenton Rd T1 / Woodend Ave T1 / Woolton T1 | inside-area | 1.15 | HALEWOOD G1B / HALEWOOD G2B / HALEWOOD GT3 / SPEKE GT1A | RAINHILL | SPM | 13.6 | primary | 13.553 | Green | 30 | 16.447 | thermal | 0 | 0 | 0 | 0 | 9.9 | HALEWOOD GT3 / SPEKE GT1A | 37.9606 | GREEN | 0 |  |  | 0 | 0 | 0 | 30 |  |  |  |  | Green (Over 5% headroom) | 96970 | 100 | 8.67 | 136 | 28 | 3133306 | [9 empty] | Rainhill | RAINHILL | 1 | 85.5 | 85.5 | 0 | 0 | 57 | 2026-09 | 38063277 | B1 Offices and Workshop businesses | 1249 | E | Grid Supplied Electricity | 3 |  | Heating and Natural Ventilation | 2021-12-08 |  | 1 | FALSE | 53.3539 | -2.8704 | SPM-HUNTS_CROSS_T1_KENTON_RD_T1_WOODEND_AVE_T1_WOOLTON_T1 | 5086603000 | SP Energy Networks open data (API key): NDP SPM primary-group polygons + Capacity Heatmaps Information Model SPM + LTDS appendices 3/6 + NSHR
510 | 58.1 | DISCOVERY POINT 44, EVANS ROAD | LIVERPOOL | L24 9PB | Liverpool |  | Warehouse And Premises | industrial | 1 | 4296.03 | 46242 | GIA | 282500 | Hunts Cross T1 / Kenton Rd T1 / Woodend Ave T1 / Woolton T1 | inside-area | 0.31 | HALEWOOD G1B / HALEWOOD G2B / HALEWOOD GT3 / SPEKE GT1A | RAINHILL | SPM | 13.6 | primary | 13.553 | Green | 30 | 16.447 | thermal | 0 | 0 | 0 | 0 | 9.9 | HALEWOOD GT3 / SPEKE GT1A | 37.9606 | GREEN | 0 |  |  | 0 | 0 | 0 | 30 |  |  |  |  | Green (Over 5% headroom) | 96970 | 100 | 6.83 | 107 | 28 | 3145808 | [9 empty] | Rainhill | RAINHILL | 1 | 85.5 | 85.5 | 0 | 0 | 57 | 2026-09 | 38340314 | Storage or Distribution | 4259 | A | Grid Supplied Electricity | 4 | 2 | Air Conditioning | 2022-09-08 |  | 1 | FALSE | 53.352 | -2.8564 | SPM-HUNTS_CROSS_T1_KENTON_RD_T1_WOODEND_AVE_T1_WOOLTON_T1 | 14691481000 | SP Energy Networks open data (API key): NDP SPM primary-group polygons + Capacity Heatmaps Information Model SPM + LTDS appendices 3/6 + NSHR
511 | 58.1 | SEQIRUS BOULEVARD INDUSTRY PARK, GASKILL ROAD | LIVERPOOL | L24 9GR | Liverpool |  | Warehouse And Premises | industrial | 1 | 4185.5 | 45052 | GIA | 310000 | Hunts Cross T1 / Kenton Rd T1 / Woodend Ave T1 / Woolton T1 | inside-area | 0.66 | HALEWOOD G1B / HALEWOOD G2B / HALEWOOD GT3 / SPEKE GT1A | RAINHILL | SPM | 13.6 | primary | 13.553 | Green | 30 | 16.447 | thermal | 0 | 0 | 0 | 0 | 9.9 | HALEWOOD GT3 / SPEKE GT1A | 37.9606 | GREEN | 0 |  |  | 0 | 0 | 0 | 30 |  |  |  |  | Green (Over 5% headroom) | 96970 | 100 | 6.65 | 105 | 28 | 3146998 | [9 empty] | Rainhill | RAINHILL | 1 | 85.5 | 85.5 | 0 | 0 | 57 | 2026-09 | [12 empty] | 53.3488 | -2.8481 | SPM-HUNTS_CROSS_T1_KENTON_RD_T1_WOODEND_AVE_T1_WOOLTON_T1 | 10249690000 | SP Energy Networks open data (API key): NDP SPM primary-group polygons + Capacity Heatmaps Information Model SPM + LTDS appendices 3/6 + NSHR
512 | 58.1 | UNIT 3A & 4K, PHOENIX BUSINESS PARK, GOODLASS ROAD | LIVERPOOL | L24 9HL | Liverpool |  | Warehouse And Premises | industrial | 1 | 3530.3 | 38000 | GIA | 175000 | Hunts Cross T1 / Kenton Rd T1 / Woodend Ave T1 / Woolton T1 | inside-area | 0.96 | HALEWOOD G1B / HALEWOOD G2B / HALEWOOD GT3 / SPEKE GT1A | RAINHILL | SPM | 13.6 | primary | 13.553 | Green | 30 | 16.447 | thermal | 0 | 0 | 0 | 0 | 9.9 | HALEWOOD GT3 / SPEKE GT1A | 37.9606 | GREEN | 0 |  |  | 0 | 0 | 0 | 30 |  |  |  |  | Green (Over 5% headroom) | 96970 | 100 | 5.61 | 88 | 28 | 3154050 | [9 empty] | Rainhill | RAINHILL | 1 | 85.5 | 85.5 | 0 | 0 | 57 | 2026-09 | 38339558 | B2 to B7 General Industrial and Special Industrial Groups | 352 | C | Other | 3 |  | Unconditioned | 2014-10-08 |  | 1 | FALSE | 53.3542 | -2.8675 | SPM-HUNTS_CROSS_T1_KENTON_RD_T1_WOODEND_AVE_T1_WOOLTON_T1 | 13694154000 | SP Energy Networks open data (API key): NDP SPM primary-group polygons + Capacity Heatmaps Information Model SPM + LTDS appendices 3/6 + NSHR
513 | 58.1 | 70-72 VENTURE POINT WEST, EVANS ROAD | LIVERPOOL | L24 9PB | Liverpool |  | Warehouse And Premises | industrial | 2 | 2939.55 | 31641 | GIA | 179500 | Hunts Cross T1 / Kenton Rd T1 / Woodend Ave T1 / Woolton T1 | inside-area | 0.31 | HALEWOOD G1B / HALEWOOD G2B / HALEWOOD GT3 / SPEKE GT1A | RAINHILL | SPM | 13.6 | primary | 13.553 | Green | 30 | 16.447 | thermal | 0 | 0 | 0 | 0 | 9.9 | HALEWOOD GT3 / SPEKE GT1A | 37.9606 | GREEN | 0 |  |  | 0 | 0 | 0 | 30 |  |  |  |  | Green (Over 5% headroom) | 96970 | 100 | 4.67 | 73 | 28 | 3160409 | [9 empty] | Rainhill | RAINHILL | 1 | 85.5 | 85.5 | 0 | 0 | 57 | 2026-09 | 38231974 | B8 Storage or Distribution | 693 | C | Natural Gas | 3 |  | Heating and Natural Ventilation | 2018-07-14 |  | 1 | FALSE | 53.352 | -2.8564 | SPM-HUNTS_CROSS_T1_KENTON_RD_T1_WOODEND_AVE_T1_WOOLTON_T1 | 4578780000;4920891000 | SP Energy Networks open data (API key): NDP SPM primary-group polygons + Capacity Heatmaps Information Model SPM + LTDS appendices 3/6 + NSHR
514 | 58.1 | CHARLES EVANS (SHOPFITTERS) LTD, VENTURE POINT BUSINESS PARK, EVANS ROAD | LIVERPOOL | L24 9PB | Liverpool |  | Workshop And Premises | industrial | 1 | 2802.78 | 30169 | GIA | 169000 | Hunts Cross T1 / Kenton Rd T1 / Woodend Ave T1 / Woolton T1 | inside-area | 0.31 | HALEWOOD G1B / HALEWOOD G2B / HALEWOOD GT3 / SPEKE GT1A | RAINHILL | SPM | 13.6 | primary | 13.553 | Green | 30 | 16.447 | thermal | 0 | 0 | 0 | 0 | 9.9 | HALEWOOD GT3 / SPEKE GT1A | 37.9606 | GREEN | 0 |  |  | 0 | 0 | 0 | 30 |  |  |  |  | Green (Over 5% headroom) | 96970 | 100 | 4.45 | 126 | 28 | 3161881 | [9 empty] | Rainhill | RAINHILL | 1 | 85.5 | 85.5 | 0 | 0 | 57 | 2026-09 | 38288741 | B1 Offices and Workshop businesses | 931 | D | Grid Supplied Electricity | 3 |  | Air Conditioning | 2019-12-04 |  | 0.67 | FALSE | 53.352 | -2.8564 | SPM-HUNTS_CROSS_T1_KENTON_RD_T1_WOODEND_AVE_T1_WOOLTON_T1 | 4863939000 | SP Energy Networks open data (API key): NDP SPM primary-group polygons + Capacity Heatmaps Information Model SPM + LTDS appendices 3/6 + NSHR
515 | 58.1 | FORMER BUILDING 122 BECKER INDUSTRIAL COATINGS LTD, GOODLASS ROAD | LIVERPOOL | L24 9HJ | Liverpool | ELECOTIMBER FRAME LTD | Warehouse And Premises | industrial | 1 | 2248.3 | 24200 | GIA | 67500 | Hunts Cross T1 / Kenton Rd T1 / Woodend Ave T1 / Woolton T1 | inside-area | 1.15 | HALEWOOD G1B / HALEWOOD G2B / HALEWOOD GT3 / SPEKE GT1A | RAINHILL | SPM | 13.6 | primary | 13.553 | Green | 30 | 16.447 | thermal | 0 | 0 | 0 | 0 | 9.9 | HALEWOOD GT3 / SPEKE GT1A | 37.9606 | GREEN | 0 |  |  | 0 | 0 | 0 | 30 |  |  |  |  | Green (Over 5% headroom) | 96970 | 100 | 3.57 | 56 | 28 | 3167850 | [9 empty] | Rainhill | RAINHILL | 1 | 85.5 | 85.5 | 0 | 0 | 57 | 2026-09 | 38063277 | B1 Offices and Workshop businesses | 1249 | E | Grid Supplied Electricity | 3 |  | Heating and Natural Ventilation | 2021-12-08 |  | 1 | FALSE | 53.3539 | -2.8704 | SPM-HUNTS_CROSS_T1_KENTON_RD_T1_WOODEND_AVE_T1_WOOLTON_T1 | 3977817000 | SP Energy Networks open data (API key): NDP SPM primary-group polygons + Capacity Heatmaps Information Model SPM + LTDS appendices 3/6 + NSHR
516 | 58.1 | RUSSELL HUME, SHAW ROAD | LIVERPOOL | L24 9JT | Liverpool |  | Store And Premises | industrial | 1 | 2084.99 | 22443 | GIA | 57000 | Hunts Cross T1 / Kenton Rd T1 / Woodend Ave T1 / Woolton T1 | inside-area | 0.4 | HALEWOOD G1B / HALEWOOD G2B / HALEWOOD GT3 / SPEKE GT1A | RAINHILL | SPM | 13.6 | primary | 13.553 | Green | 30 | 16.447 | thermal | 0 | 0 | 0 | 0 | 9.9 | HALEWOOD GT3 / SPEKE GT1A | 37.9606 | GREEN | 0 |  |  | 0 | 0 | 0 | 30 |  |  |  |  | Green (Over 5% headroom) | 96970 | 100 | 3.31 | 52 | 28 | 3169607 | [9 empty] | Rainhill | RAINHILL | 1 | 85.5 | 85.5 | 0 | 0 | 57 | 2026-09 | [12 empty] | 53.3521 | -2.848 | SPM-HUNTS_CROSS_T1_KENTON_RD_T1_WOODEND_AVE_T1_WOOLTON_T1 | 9734397000 | SP Energy Networks open data (API key): NDP SPM primary-group polygons + Capacity Heatmaps Information Model SPM + LTDS appendices 3/6 + NSHR
517 | 58.1 | CNR FLEMING ROAD, WOODEND AVENUE | LIVERPOOL | L24 9LS | Liverpool | MIKE SARSFIELD | Vehicle Repair Workshop And Premises | industrial | 1 | 2001.02 | 21539 | GIA | 52500 | Hunts Cross T1 / Kenton Rd T1 / Woodend Ave T1 / Woolton T1 | inside-area | 0.22 | HALEWOOD G1B / HALEWOOD G2B / HALEWOOD GT3 / SPEKE GT1A | RAINHILL | SPM | 13.6 | primary | 13.553 | Green | 30 | 16.447 | thermal | 0 | 0 | 0 | 0 | 9.9 | HALEWOOD GT3 / SPEKE GT1A | 37.9606 | GREEN | 0 |  |  | 0 | 0 | 0 | 30 |  |  |  |  | Green (Over 5% headroom) | 96970 | 100 | 3.18 | 90 | 28 | 3170511 | [9 empty] | Rainhill | RAINHILL | 1 | 85.5 | 85.5 | 0 | 0 | 57 | 2026-09 | 38291668 | General Industrial and Special Industrial Groups | 2076 | E | Natural Gas | 3 |  | Heating and Natural Ventilation | 2026-03-19 |  | 0.5 | FALSE | 53.3559 | -2.8527 | SPM-HUNTS_CROSS_T1_KENTON_RD_T1_WOODEND_AVE_T1_WOOLTON_T1 | 490688134 | SP Energy Networks open data (API key): NDP SPM primary-group polygons + Capacity Heatmaps Information Model SPM + LTDS appendices 3/6 + NSHR
518 | 58 | 39, STEPHENSON WAY | LIVERPOOL | L37 8EG | Sefton | A B LEWIS; ACE INFRADEX HEATERS | Factory And Premises; Warehouse And Premises | industrial | 4 | 5113.26 | 55039 | GIA | 232500 | Burlington Ave T1 / Freshfield T1 / Marsh Brows T1 / Southport Rd T1 | inside-area | 0.38 | AINTREE GT1 / FORMBY GT2A / LITHERLAND GT1B | KIRKBY | SPM | 13.5 | primary | 13.487 | Green | 28 | 14.513 | thermal | 0 | 0 | 5.2 | 0 | 9.9 | AINTREE GT1 / FORMBY GT2A / LITHERLAND GT1A | 24.7 | GREEN | 1.5 |  |  | 0 | 0 | 0 | 28 |  |  |  |  | Green (Over 5% headroom) | 96257 | 100 | 8.13 | 307 | 3 | 147584 | [9 empty] | Lister Drive | KIRKBY | 4 | 514 | 514 | 400 | 0 | 0 | 2027-08 | 41091980 | Storage or Distribution | 1081 | E | Natural Gas | 3 |  | Heating and Natural Ventilation | 2024-04-02 |  | 1 | FALSE | 53.5548 | -3.0417 | SPM-BURLINGTON_AVE_T1_FRESHFIELD_T1_MARSH_BROWS_T1_SOUTHPORT_RD_ | 405501134;2188501000;6647433000;394803134 | SP Energy Networks open data (API key): NDP SPM primary-group polygons + Capacity Heatmaps Information Model SPM + LTDS appendices 3/6 + NSHR
519 | 57.7 | TESCO, MATHER AVENUE | LIVERPOOL | L18 7HD | Liverpool |  | Superstore And Premises | bigbox | 1 | 7239.32 | 77923 | GIA | 1480000 | Aigburth Vale T1 / Ivy Ave T1 / Mather Ave T1 / Mossley Hill T1 / Wavertree T1 | inside-area | 1.36 | GARSTON GT2 / SPEKE GT3 / WAVERTREE GT1A | LISTER DRIVE | SPM | 17 | primary | 17.042 | Green | 37.5 | 18.823 | thermal | 8.2 | 6.8 | 0 | 15 | 14.8 | GARSTON GT2 / SPEKE GT3 / WAVERTREE GT1A | 54.021 | GREEN | 0 |  |  | 0 | 0 | 0 | 37.5 |  |  |  |  | Green (Over 5% headroom) | 121212 | 100 | 11.5 | 652 | 7 | 165309 | [9 empty] | Lister Drive | LISTER DRIVE | 2 | 114 | 114 | 0 | 57 | 20 | 2026-09 | [12 empty] | 53.374 | -2.9006 | SPM-AIGBURTH_VALE_T1_IVY_AVE_T1_MATHER_AVE_T1_MOSSLEY_HILL_T1_WA | 10715788000 | SP Energy Networks open data (API key): NDP SPM primary-group polygons + Capacity Heatmaps Information Model SPM + LTDS appendices 3/6 + NSHR
520 | 57.5 | CHESTER WEST EMPLOYMENT PARK, SEALAND ROAD | CHESTER | CH1 4LQ | Cheshire West And Chester | SOVEREIGN WAY | Postal Sorting Office And Premises | industrial | 1 | 17436.6 | 187686 | GIA | 990000 | Blacon T1 / Cocoa Barry T1 / Crane Bank T1 / Knutsford Way T1 / Tower Wharf T1 | inside-area | 0.68 | CHESTER MAIN GT4 / CRANE BANK GT1 / GUILDEN SUTTON GT1 / SALTNEY G2A | CAPENHURST | SPM | 20.6 | primary | 20.5888 | Green | 37.5 | 16.6932 | thermal | 1.3 | 4.8 | 1.5 | 6.1 | 17.1 | CHESTER MAIN GT4 / CRANE BANK GT1 / GUILDEN SUTTON GT1 / SALTNEY G2A | 31.649 | GREEN | 39.8 |  |  | 0 | 0 | 0 | 37.5 |  |  |  |  | Green (Over 5% headroom) | 146881 | 78 | 27.71 | 1221 | 47 | 1759835 | [9 empty] | Capenhurst | CAPENHURST | 4 | 896.6 | 896.6 | 0 | 0 | 304 | 2029-10 | 200000989255 | General Industrial and Special Industrial Groups | 4692 | C | Natural Gas | 4 |  | Heating and Mechanical Ventilation | 2025-11-11 |  | 0.5 | FALSE | 53.1958 | -2.927 | SPM-BLACON_T1_COCOA_BARRY_T1_CRANE_BANK_T1_KNUTSFORD_WAY_T1_TOWE | 759645000 | SP Energy Networks open data (API key): NDP SPM primary-group polygons + Capacity Heatmaps Information Model SPM + LTDS appendices 3/6 + NSHR
521 | 57.5 | UNITS 2 & 3, CHESTER WEST EMPLOYMENT PARK, JUPITER DRIVE, SEALAND ROAD | CHESTER | CH1 4QS | Cheshire West And Chester |  | Workshop And Premises | industrial | 1 | 1758.4 | 18927 | GIA | 121000 | Blacon T1 / Cocoa Barry T1 / Crane Bank T1 / Knutsford Way T1 / Tower Wharf T1 | inside-area | 0.31 | CHESTER MAIN GT4 / CRANE BANK GT1 / GUILDEN SUTTON GT1 / SALTNEY G2A | CAPENHURST | SPM | 20.6 | primary | 20.5888 | Green | 37.5 | 16.6932 | thermal | 1.3 | 4.8 | 1.5 | 6.1 | 17.1 | CHESTER MAIN GT4 / CRANE BANK GT1 / GUILDEN SUTTON GT1 / SALTNEY G2A | 31.649 | GREEN | 39.8 |  |  | 0 | 0 | 0 | 37.5 |  |  |  |  | Green (Over 5% headroom) | 146881 | 100 | 2.79 | 79 | 47 | 1928594 | [9 empty] | Capenhurst | CAPENHURST | 4 | 896.6 | 896.6 | 0 | 0 | 304 | 2029-10 | 10012821049 | Offices and Workshop Businesses | 1238 | B | Natural Gas | 4 | 2 | Heating and Natural Ventilation | 2024-02-01 |  | 1 | FALSE | 53.194 | -2.9215 | SPM-BLACON_T1_COCOA_BARRY_T1_CRANE_BANK_T1_KNUTSFORD_WAY_T1_TOWE | 5446211000 | SP Energy Networks open data (API key): NDP SPM primary-group polygons + Capacity Heatmaps Information Model SPM + LTDS appendices 3/6 + NSHR
522 | 57.5 | TRAVIS PERKINS, WINSFORD WAY | CHESTER | CH1 4NL | Cheshire West And Chester |  | Warehouse And Premises | industrial | 1 | 1633.56 | 17583 | GIA | 61500 | Blacon T1 / Cocoa Barry T1 / Crane Bank T1 / Knutsford Way T1 / Tower Wharf T1 | inside-area | 0.18 | CHESTER MAIN GT4 / CRANE BANK GT1 / GUILDEN SUTTON GT1 / SALTNEY G2A | CAPENHURST | SPM | 20.6 | primary | 20.5888 | Green | 37.5 | 16.6932 | thermal | 1.3 | 4.8 | 1.5 | 6.1 | 17.1 | CHESTER MAIN GT4 / CRANE BANK GT1 / GUILDEN SUTTON GT1 / SALTNEY G2A | 31.649 | GREEN | 39.8 |  |  | 0 | 0 | 0 | 37.5 |  |  |  |  | Green (Over 5% headroom) | 146881 | 100 | 2.6 | 41 | 47 | 1929938 | [9 empty] | Capenhurst | CAPENHURST | 4 | 896.6 | 896.6 | 0 | 0 | 304 | 2029-10 | [12 empty] | 53.1931 | -2.9168 | SPM-BLACON_T1_COCOA_BARRY_T1_CRANE_BANK_T1_KNUTSFORD_WAY_T1_TOWE | 1950112000 | SP Energy Networks open data (API key): NDP SPM primary-group polygons + Capacity Heatmaps Information Model SPM + LTDS appendices 3/6 + NSHR
523 | 57.5 | UNITS 3 & 4 AT 9-21, HARTFORD WAY | CHESTER | CH1 4NT | Cheshire West And Chester |  | Warehouse And Premises | industrial | 1 | 1306.37 | 14062 | GIA | 48500 | Blacon T1 / Cocoa Barry T1 / Crane Bank T1 / Knutsford Way T1 / Tower Wharf T1 | inside-area | 0.28 | CHESTER MAIN GT4 / CRANE BANK GT1 / GUILDEN SUTTON GT1 / SALTNEY G2A | CAPENHURST | SPM | 20.6 | primary | 20.5888 | Green | 37.5 | 16.6932 | thermal | 1.3 | 4.8 | 1.5 | 6.1 | 17.1 | CHESTER MAIN GT4 / CRANE BANK GT1 / GUILDEN SUTTON GT1 / SALTNEY G2A | 31.649 | GREEN | 39.8 |  |  | 0 | 0 | 0 | 37.5 |  |  |  |  | Green (Over 5% headroom) | 146881 | 100 | 2.08 | 33 | 47 | 1933459 | [9 empty] | Capenhurst | CAPENHURST | 4 | 896.6 | 896.6 | 0 | 0 | 304 | 2029-10 | 10014515832 | B2 to B7 General Industrial and Special Industrial Groups | 1012 | D | Natural Gas | 3 |  | Heating and Natural Ventilation | 2018-09-13 |  | 1 | FALSE | 53.1935 | -2.9133 | SPM-BLACON_T1_COCOA_BARRY_T1_CRANE_BANK_T1_KNUTSFORD_WAY_T1_TOWE | 12017032000 | SP Energy Networks open data (API key): NDP SPM primary-group polygons + Capacity Heatmaps Information Model SPM + LTDS appendices 3/6 + NSHR
524 | 57.5 | 10-12, KNUTSFORD WAY | CHESTER | CH1 4NS | Cheshire West And Chester |  | Workshop And Premises | industrial | 1 | 1269.23 | 13662 | GIA | 76000 | Blacon T1 / Cocoa Barry T1 / Crane Bank T1 / Knutsford Way T1 / Tower Wharf T1 | inside-area | 0.17 | CHESTER MAIN GT4 / CRANE BANK GT1 / GUILDEN SUTTON GT1 / SALTNEY G2A | CAPENHURST | SPM | 20.6 | primary | 20.5888 | Green | 37.5 | 16.6932 | thermal | 1.3 | 4.8 | 1.5 | 6.1 | 17.1 | CHESTER MAIN GT4 / CRANE BANK GT1 / GUILDEN SUTTON GT1 / SALTNEY G2A | 31.649 | GREEN | 39.8 |  |  | 0 | 0 | 0 | 37.5 |  |  |  |  | Green (Over 5% headroom) | 146881 | 100 | 2.02 | 57 | 47 | 1933859 | [9 empty] | Capenhurst | CAPENHURST | 4 | 896.6 | 896.6 | 0 | 0 | 304 | 2029-10 | 10014519275 | Offices and Workshop Businesses | 671 | C | Grid Supplied Electricity | 3 |  | Heating and Natural Ventilation | 2023-08-02 |  | 1 | FALSE | 53.1934 | -2.9183 | SPM-BLACON_T1_COCOA_BARRY_T1_CRANE_BANK_T1_KNUTSFORD_WAY_T1_TOWE | 4308737000 | SP Energy Networks open data (API key): NDP SPM primary-group polygons + Capacity Heatmaps Information Model SPM + LTDS appendices 3/6 + NSHR
525 | 57.5 | UNIT 1 JUPITER DRIVE, CHESTER WEST EMPLOYMENT PARK, SEALAND ROAD | CHESTER | CH1 4QS | Cheshire West And Chester |  | Warehouse And Premises | industrial | 1 | 1227.67 | 13215 | GIA | 92000 | Blacon T1 / Cocoa Barry T1 / Crane Bank T1 / Knutsford Way T1 / Tower Wharf T1 | inside-area | 0.31 | CHESTER MAIN GT4 / CRANE BANK GT1 / GUILDEN SUTTON GT1 / SALTNEY G2A | CAPENHURST | SPM | 20.6 | primary | 20.5888 | Green | 37.5 | 16.6932 | thermal | 1.3 | 4.8 | 1.5 | 6.1 | 17.1 | CHESTER MAIN GT4 / CRANE BANK GT1 / GUILDEN SUTTON GT1 / SALTNEY G2A | 31.649 | GREEN | 39.8 |  |  | 0 | 0 | 0 | 37.5 |  |  |  |  | Green (Over 5% headroom) | 146881 | 100 | 1.95 | 31 | 47 | 1934306 | [9 empty] | Capenhurst | CAPENHURST | 4 | 896.6 | 896.6 | 0 | 0 | 304 | 2029-10 | 10012821049 | Offices and Workshop Businesses | 1238 | B | Natural Gas | 4 | 2 | Heating and Natural Ventilation | 2024-02-01 |  | 1 | FALSE | 53.194 | -2.9215 | SPM-BLACON_T1_COCOA_BARRY_T1_CRANE_BANK_T1_KNUTSFORD_WAY_T1_TOWE | 4528413000 | SP Energy Networks open data (API key): NDP SPM primary-group polygons + Capacity Heatmaps Information Model SPM + LTDS appendices 3/6 + NSHR
526 | 57.5 | UNIT 1, SOVEREIGN WAY, MATRIX COURT, CHESTER WEST EMPLOYMENT PARK | CHESTER | CH1 4QN | Cheshire West And Chester |  | Warehouse And Premises | industrial | 1 | 1122.24 | 12080 | GIA | 79000 | Blacon T1 / Cocoa Barry T1 / Crane Bank T1 / Knutsford Way T1 / Tower Wharf T1 | inside-area | 0.71 | CHESTER MAIN GT4 / CRANE BANK GT1 / GUILDEN SUTTON GT1 / SALTNEY G2A | CAPENHURST | SPM | 20.6 | primary | 20.5888 | Green | 37.5 | 16.6932 | thermal | 1.3 | 4.8 | 1.5 | 6.1 | 17.1 | CHESTER MAIN GT4 / CRANE BANK GT1 / GUILDEN SUTTON GT1 / SALTNEY G2A | 31.649 | GREEN | 39.8 |  |  | 0 | 0 | 0 | 37.5 |  |  |  |  | Green (Over 5% headroom) | 146881 | 100 | 1.78 | 28 | 47 | 1935441 | [9 empty] | Capenhurst | CAPENHURST | 4 | 896.6 | 896.6 | 0 | 0 | 304 | 2029-10 | 200000990117 | B1 Offices and Workshop businesses | 472 | E | Grid Supplied Electricity | 3 | 2 | Air Conditioning | 2014-11-24 |  | 0.67 | FALSE | 53.1937 | -2.9275 | SPM-BLACON_T1_COCOA_BARRY_T1_CRANE_BANK_T1_KNUTSFORD_WAY_T1_TOWE | 6260228000 | SP Energy Networks open data (API key): NDP SPM primary-group polygons + Capacity Heatmaps Information Model SPM + LTDS appendices 3/6 + NSHR
527 | 57.5 | ARMSTRONG HOUSE, MINERVA AVENUE, CHESTER WEST EMPLOYMENT PARK | CHESTER | CH1 4QL | Flintshire |  | Factory, Office And Premises | industrial | 1 | 1038.34 | 11177 | GIA | 74000 | Blacon T1 / Cocoa Barry T1 / Crane Bank T1 / Knutsford Way T1 / Tower Wharf T1 | inside-area | 0.86 | CHESTER MAIN GT4 / CRANE BANK GT1 / GUILDEN SUTTON GT1 / SALTNEY G2A | CAPENHURST | SPM | 20.6 | primary | 20.5888 | Green | 37.5 | 16.6932 | thermal | 1.3 | 4.8 | 1.5 | 6.1 | 17.1 | CHESTER MAIN GT4 / CRANE BANK GT1 / GUILDEN SUTTON GT1 / SALTNEY G2A | 31.649 | GREEN | 39.8 |  |  | 0 | 0 | 0 | 37.5 |  |  |  |  | Green (Over 5% headroom) | 146881 | 100 | 1.65 | 62 | 47 | 1936344 | [9 empty] | Capenhurst | CAPENHURST | 4 | 896.6 | 896.6 | 0 | 0 | 304 | 2029-10 | 10023843104 | General Industrial and Special Industrial Groups | 3208 | C | Natural Gas | 3 |  | Heating and Natural Ventilation | 2024-10-09 |  | 1 | FALSE | 53.1938 | -2.9298 | SPM-BLACON_T1_COCOA_BARRY_T1_CRANE_BANK_T1_KNUTSFORD_WAY_T1_TOWE | 8487456000 | SP Energy Networks open data (API key): NDP SPM primary-group polygons + Capacity Heatmaps Information Model SPM + LTDS appendices 3/6 + NSHR
528 | 57.5 | UNGERER WAREHOUSE, SEALAND ROAD | CHESTER | CH1 4LQ | Cheshire West And Chester |  | Warehouse And Premises | industrial | 1 | 1001.67 | 10782 | GIA | 85500 | Blacon T1 / Cocoa Barry T1 / Crane Bank T1 / Knutsford Way T1 / Tower Wharf T1 | inside-area | 0.68 | CHESTER MAIN GT4 / CRANE BANK GT1 / GUILDEN SUTTON GT1 / SALTNEY G2A | CAPENHURST | SPM | 20.6 | primary | 20.5888 | Green | 37.5 | 16.6932 | thermal | 1.3 | 4.8 | 1.5 | 6.1 | 17.1 | CHESTER MAIN GT4 / CRANE BANK GT1 / GUILDEN SUTTON GT1 / SALTNEY G2A | 31.649 | GREEN | 39.8 |  |  | 0 | 0 | 0 | 37.5 |  |  |  |  | Green (Over 5% headroom) | 146881 | 100 | 1.59 | 25 | 47 | 1936739 | [9 empty] | Capenhurst | CAPENHURST | 4 | 896.6 | 896.6 | 0 | 0 | 304 | 2029-10 | [12 empty] | 53.1958 | -2.927 | SPM-BLACON_T1_COCOA_BARRY_T1_CRANE_BANK_T1_KNUTSFORD_WAY_T1_TOWE | 12642535000 | SP Energy Networks open data (API key): NDP SPM primary-group polygons + Capacity Heatmaps Information Model SPM + LTDS appendices 3/6 + NSHR
529 | 57.2 | PICKERING ROAD | WIDNES | WA8 8XW | Halton | UNIVAR LTD; YIELD HOUSE | Warehouse And Premises; Workshop And Premises | industrial | 3 | 13534.8 | 145687 | GIA | 382000 | Ditton T1 / Gavin Rd T1 / Hough Green T1 / Rtz T1 | inside-area | 3.21 | BOLD G2A / PRESCOT GT1B / WIDNES GT1 / WIDNES GT2 | RAINHILL | SPM | 12.9 | primary | 12.874 | Green | 30 | 17.125 | thermal | 0 | 2.8 | 0 | 2.8 | 9.4 | BOLD G4A / PRESCOT GT1B / WIDNES GT1 / WIDNES GT2 | 23.6331 | GREEN | 4.9 |  |  | 0 | 0 | 0 | 30 |  |  |  |  | Green (Over 5% headroom) | 91979 | 63 | 21.51 | 609 | 36 | 1791510 | [9 empty] | Rainhill | RAINHILL | 1 | 85.5 | 85.5 | 0 | 0 | 57 | 2026-09 | [12 empty] | 53.3505 | -2.7695 | SPM-DITTON_T1_GAVIN_RD_T1_HOUGH_GREEN_T1_RTZ_T1 | 4422638000;3740270000;621312137 | SP Energy Networks open data (API key): NDP SPM primary-group polygons + Capacity Heatmaps Information Model SPM + LTDS appendices 3/6 + NSHR
530 | 57.2 | ALSTOM TRANSPORT TECHNOLOGY CENTRE, LOVELS WAY | WIDNES | WA8 8WQ | Halton |  | Factory And Premises | industrial | 1 | 11220.31 | 120774 | GIA | 890000 | Ditton T1 / Gavin Rd T1 / Hough Green T1 / Rtz T1 | inside-area | 2.77 | BOLD G2A / PRESCOT GT1B / WIDNES GT1 / WIDNES GT2 | RAINHILL | SPM | 12.9 | primary | 12.874 | Green | 30 | 17.125 | thermal | 0 | 2.8 | 0 | 2.8 | 9.4 | BOLD G4A / PRESCOT GT1B / WIDNES GT1 / WIDNES GT2 | 23.6331 | GREEN | 4.9 |  |  | 0 | 0 | 0 | 30 |  |  |  |  | Green (Over 5% headroom) | 91979 | 76 | 17.83 | 673 | 36 | 1816423 | [9 empty] | Rainhill | RAINHILL | 1 | 85.5 | 85.5 | 0 | 0 | 57 | 2026-09 | 10093156259 | Offices and Workshop Businesses | 12255 | B | Grid Supplied Electricity | 3 | 2 | Air Conditioning | 2026-05-19 |  | 1 | FALSE | 53.3546 | -2.7817 | SPM-DITTON_T1_GAVIN_RD_T1_HOUGH_GREEN_T1_RTZ_T1 | 10994840000 | SP Energy Networks open data (API key): NDP SPM primary-group polygons + Capacity Heatmaps Information Model SPM + LTDS appendices 3/6 + NSHR
531 | 57.2 | UNIT 5, TOWNGATE BUSINESS PARK, EVERITE ROAD | WIDNES | WA8 8PT | Halton |  | Warehouse And Premises | industrial | 2 | 11171.84 | 120253 | GIA | 396000 | Ditton T1 / Gavin Rd T1 / Hough Green T1 / Rtz T1 | inside-area | 1.88 | BOLD G2A / PRESCOT GT1B / WIDNES GT1 / WIDNES GT2 | RAINHILL | SPM | 12.9 | primary | 12.874 | Green | 30 | 17.125 | thermal | 0 | 2.8 | 0 | 2.8 | 9.4 | BOLD G4A / PRESCOT GT1B / WIDNES GT1 / WIDNES GT2 | 23.6331 | GREEN | 4.9 |  |  | 0 | 0 | 0 | 30 |  |  |  |  | Green (Over 5% headroom) | 91979 | 76 | 17.75 | 279 | 36 | 1816944 | [9 empty] | Rainhill | RAINHILL | 1 | 85.5 | 85.5 | 0 | 0 | 57 | 2026-09 | 10012257932 | B8 Storage or Distribution | 9536 | C | Grid Supplied Electricity | 5 |  | Heating and Natural Ventilation | 2022-10-06 |  | 1 | FALSE | 53.3624 | -2.7725 | SPM-DITTON_T1_GAVIN_RD_T1_HOUGH_GREEN_T1_RTZ_T1 | 9499693000;10001467000 | SP Energy Networks open data (API key): NDP SPM primary-group polygons + Capacity Heatmaps Information Model SPM + LTDS appendices 3/6 + NSHR
532 | 57.2 | 59, DITCHFIELD ROAD | WIDNES | WA8 8QZ | Halton |  | Warehouse And Premises | industrial | 1 | 10407.36 | 112024 | GIA | 390000 | Ditton T1 / Gavin Rd T1 / Hough Green T1 / Rtz T1 | inside-area | 1.85 | BOLD G2A / PRESCOT GT1B / WIDNES GT1 / WIDNES GT2 | RAINHILL | SPM | 12.9 | primary | 12.874 | Green | 30 | 17.125 | thermal | 0 | 2.8 | 0 | 2.8 | 9.4 | BOLD G4A / PRESCOT GT1B / WIDNES GT1 / WIDNES GT2 | 23.6331 | GREEN | 4.9 |  |  | 0 | 0 | 0 | 30 |  |  |  |  | Green (Over 5% headroom) | 91979 | 82 | 16.54 | 260 | 36 | 1825173 | [9 empty] | Rainhill | RAINHILL | 1 | 85.5 | 85.5 | 0 | 0 | 57 | 2026-09 | 10012253621 | Storage or Distribution | 10191 | B | Grid Supplied Electricity | 3 |  | Heating and Natural Ventilation | 2025-11-25 |  | 0.5 | FALSE | 53.3632 | -2.7679 | SPM-DITTON_T1_GAVIN_RD_T1_HOUGH_GREEN_T1_RTZ_T1 | 5153943000 | SP Energy Networks open data (API key): NDP SPM primary-group polygons + Capacity Heatmaps Information Model SPM + LTDS appendices 3/6 + NSHR
533 | 57.2 | UNIT 1, LIBERTY PARK, NEWSTEAD ROAD | WIDNES | WA8 8GS | Halton |  | Warehouse And Premises | industrial | 1 | 9995.77 | 107593 | GIA | 670000 | Ditton T1 / Gavin Rd T1 / Hough Green T1 / Rtz T1 | inside-area | 2.49 | BOLD G2A / PRESCOT GT1B / WIDNES GT1 / WIDNES GT2 | RAINHILL | SPM | 12.9 | primary | 12.874 | Green | 30 | 17.125 | thermal | 0 | 2.8 | 0 | 2.8 | 9.4 | BOLD G4A / PRESCOT GT1B / WIDNES GT1 / WIDNES GT2 | 23.6331 | GREEN | 4.9 |  |  | 0 | 0 | 0 | 30 |  |  |  |  | Green (Over 5% headroom) | 91979 | 85 | 15.88 | 250 | 36 | 1829604 | [9 empty] | Rainhill | RAINHILL | 1 | 85.5 | 85.5 | 0 | 0 | 57 | 2026-09 | 10093157259 | B8 Storage or Distribution | 9934 | A | Grid Supplied Electricity | 4 |  | Mixed-mode with Mechanical Ventilation | 2019-07-12 |  | 1 | FALSE | 53.3569 | -2.7737 | SPM-DITTON_T1_GAVIN_RD_T1_HOUGH_GREEN_T1_RTZ_T1 | 13785521000 | SP Energy Networks open data (API key): NDP SPM primary-group polygons + Capacity Heatmaps Information Model SPM + LTDS appendices 3/6 + NSHR
534 | 57.2 | UNIT 1, TOWNGATE BUSINESS CENTRE, EVERITE ROAD | WIDNES | WA8 8PT | Halton |  | Warehouse And Premises | industrial | 2 | 8130.52 | 87516 | GIA | 304500 | Ditton T1 / Gavin Rd T1 / Hough Green T1 / Rtz T1 | inside-area | 1.88 | BOLD G2A / PRESCOT GT1B / WIDNES GT1 / WIDNES GT2 | RAINHILL | SPM | 12.9 | primary | 12.874 | Green | 30 | 17.125 | thermal | 0 | 2.8 | 0 | 2.8 | 9.4 | BOLD G4A / PRESCOT GT1B / WIDNES GT1 / WIDNES GT2 | 23.6331 | GREEN | 4.9 |  |  | 0 | 0 | 0 | 30 |  |  |  |  | Green (Over 5% headroom) | 91979 | 100 | 12.92 | 203 | 36 | 1849681 | [9 empty] | Rainhill | RAINHILL | 1 | 85.5 | 85.5 | 0 | 0 | 57 | 2026-09 |  | B8 Storage or Distribution | 7166 | B | Natural Gas | 3 |  | Air Conditioning | 2021-01-21 |  | 1 | FALSE | 53.3624 | -2.7725 | SPM-DITTON_T1_GAVIN_RD_T1_HOUGH_GREEN_T1_RTZ_T1 | 12784980000;2131615000 | SP Energy Networks open data (API key): NDP SPM primary-group polygons + Capacity Heatmaps Information Model SPM + LTDS appendices 3/6 + NSHR
535 | 57.2 | UNIT 4 5 5A AND ADJ 5, EXPRESSWAY INDUSTRIAL ESTATE, TURNALL ROAD | WIDNES | WA8 8RB | Halton |  | Warehouse And Premises | industrial | 1 | 8025.6 | 86387 | GIA | 277500 | Ditton T1 / Gavin Rd T1 / Hough Green T1 / Rtz T1 | inside-area | 2.06 | BOLD G2A / PRESCOT GT1B / WIDNES GT1 / WIDNES GT2 | RAINHILL | SPM | 12.9 | primary | 12.874 | Green | 30 | 17.125 | thermal | 0 | 2.8 | 0 | 2.8 | 9.4 | BOLD G4A / PRESCOT GT1B / WIDNES GT1 / WIDNES GT2 | 23.6331 | GREEN | 4.9 |  |  | 0 | 0 | 0 | 30 |  |  |  |  | Green (Over 5% headroom) | 91979 | 100 | 12.75 | 201 | 36 | 1850810 | [9 empty] | Rainhill | RAINHILL | 1 | 85.5 | 85.5 | 0 | 0 | 57 | 2026-09 | [12 empty] | 53.3607 | -2.7748 | SPM-DITTON_T1_GAVIN_RD_T1_HOUGH_GREEN_T1_RTZ_T1 | 12987047000 | SP Energy Networks open data (API key): NDP SPM primary-group polygons + Capacity Heatmaps Information Model SPM + LTDS appendices 3/6 + NSHR
536 | 57.2 | DITTON ROAD | WIDNES | WA8 0TH | Halton | CLEANAWAY LTD; RECLAIMED BUILDING MATERIALS | Storage Depot And Premises; Storage Land, Workshop, And Premises | industrial | 2 | 7798.11 | 83938 | GIA | 104000 | Ditton T1 / Gavin Rd T1 / Hough Green T1 / Rtz T1 | inside-area | 2.45 | BOLD G2A / PRESCOT GT1B / WIDNES GT1 / WIDNES GT2 | RAINHILL | SPM | 12.9 | primary | 12.874 | Green | 30 | 17.125 | thermal | 0 | 2.8 | 0 | 2.8 | 9.4 | BOLD G4A / PRESCOT GT1B / WIDNES GT1 / WIDNES GT2 | 23.6331 | GREEN | 4.9 |  |  | 0 | 0 | 0 | 30 |  |  |  |  | Green (Over 5% headroom) | 91979 | 100 | 12.39 | 351 | 36 | 1853259 | [9 empty] | Rainhill | RAINHILL | 1 | 85.5 | 85.5 | 0 | 0 | 57 | 2026-09 | 10010613225 | B1 Offices and Workshop businesses | 143 | G | Grid Supplied Electricity | 3 |  | Heating and Natural Ventilation | 2012-06-29 |  | 1 | FALSE | 53.3583 | -2.7638 | SPM-DITTON_T1_GAVIN_RD_T1_HOUGH_GREEN_T1_RTZ_T1 | 174137137;620897137 | SP Energy Networks open data (API key): NDP SPM primary-group polygons + Capacity Heatmaps Information Model SPM + LTDS appendices 3/6 + NSHR
537 | 57.2 | 4, ALBRIGHT ROAD, SPEKE APPROACH | WIDNES | WA8 8FY | Halton |  | Warehouse And Premises | industrial | 5 | 7372.32 | 79355 | GIA | 587000 | Ditton T1 / Gavin Rd T1 / Hough Green T1 / Rtz T1 | inside-area | 2.27 | BOLD G2A / PRESCOT GT1B / WIDNES GT1 / WIDNES GT2 | RAINHILL | SPM | 12.9 | primary | 12.874 | Green | 30 | 17.125 | thermal | 0 | 2.8 | 0 | 2.8 | 9.4 | BOLD G4A / PRESCOT GT1B / WIDNES GT1 / WIDNES GT2 | 23.6331 | GREEN | 4.9 |  |  | 0 | 0 | 0 | 30 |  |  |  |  | Green (Over 5% headroom) | 91979 | 100 | 11.72 | 184 | 36 | 1857842 | [9 empty] | Rainhill | RAINHILL | 1 | 85.5 | 85.5 | 0 | 0 | 57 | 2026-09 | 10010608517 | B8 Storage or Distribution | 1385 | C | Natural Gas | 3 |  | Heating and Natural Ventilation | 2019-08-23 |  | 1 | FALSE | 53.3592 | -2.7826 | SPM-DITTON_T1_GAVIN_RD_T1_HOUGH_GREEN_T1_RTZ_T1 | 4455302000;4271660000;5144169000;5055886000;4455329000 | SP Energy Networks open data (API key): NDP SPM primary-group polygons + Capacity Heatmaps Information Model SPM + LTDS appendices 3/6 + NSHR
538 | 57.2 | UNIT 1, SPEKE APPROACH, WHELDON ROAD | WIDNES | WA8 8FW | Halton |  | Warehouse And Premises | industrial | 4 | 7180.64 | 77292 | GIA | 592000 | Ditton T1 / Gavin Rd T1 / Hough Green T1 / Rtz T1 | inside-area | 2.24 | BOLD G2A / PRESCOT GT1B / WIDNES GT1 / WIDNES GT2 | RAINHILL | SPM | 12.9 | primary | 12.874 | Green | 30 | 17.125 | thermal | 0 | 2.8 | 0 | 2.8 | 9.4 | BOLD G4A / PRESCOT GT1B / WIDNES GT1 / WIDNES GT2 | 23.6331 | GREEN | 4.9 |  |  | 0 | 0 | 0 | 30 |  |  |  |  | Green (Over 5% headroom) | 91979 | 100 | 11.41 | 180 | 36 | 1859905 | [9 empty] | Rainhill | RAINHILL | 1 | 85.5 | 85.5 | 0 | 0 | 57 | 2026-09 | 10010608510 | Storage or Distribution | 1466 | C | Natural Gas | 3 |  | Heating and Natural Ventilation | 2023-07-07 |  | 1 | FALSE | 53.3598 | -2.7848 | SPM-DITTON_T1_GAVIN_RD_T1_HOUGH_GREEN_T1_RTZ_T1 | 14352579000;12478201000;12478203000;14352580000 | SP Energy Networks open data (API key): NDP SPM primary-group polygons + Capacity Heatmaps Information Model SPM + LTDS appendices 3/6 + NSHR
539 | 57.2 | UNIT 6, EXPRESSWAY INDUSTRIAL ESTATE, TURNALL ROAD | WIDNES | WA8 8RB | Halton |  | Warehouse And Premises | industrial | 2 | 6821.91 | 73430 | GIA | 313000 | Ditton T1 / Gavin Rd T1 / Hough Green T1 / Rtz T1 | inside-area | 2.06 | BOLD G2A / PRESCOT GT1B / WIDNES GT1 / WIDNES GT2 | RAINHILL | SPM | 12.9 | primary | 12.874 | Green | 30 | 17.125 | thermal | 0 | 2.8 | 0 | 2.8 | 9.4 | BOLD G4A / PRESCOT GT1B / WIDNES GT1 / WIDNES GT2 | 23.6331 | GREEN | 4.9 |  |  | 0 | 0 | 0 | 30 |  |  |  |  | Green (Over 5% headroom) | 91979 | 100 | 10.84 | 171 | 36 | 1863767 | [9 empty] | Rainhill | RAINHILL | 1 | 85.5 | 85.5 | 0 | 0 | 57 | 2026-09 | 100012811091 | Storage or Distribution | 3728 | B | Grid Supplied Electricity | 3 |  | Heating and Natural Ventilation | 2023-09-25 |  | 0.67 | FALSE | 53.3607 | -2.7748 | SPM-DITTON_T1_GAVIN_RD_T1_HOUGH_GREEN_T1_RTZ_T1 | 12367284000;12062154000 | SP Energy Networks open data (API key): NDP SPM primary-group polygons + Capacity Heatmaps Information Model SPM + LTDS appendices 3/6 + NSHR
540 | 57.2 | 298, HALE ROAD | WIDNES | WA8 8PX | Halton | BEESLEY AND FILDES | Workshop And Premises | industrial | 1 | 6765.38 | 72822 | GIA | 193000 | Ditton T1 / Gavin Rd T1 / Hough Green T1 / Rtz T1 | inside-area | 2.19 | BOLD G2A / PRESCOT GT1B / WIDNES GT1 / WIDNES GT2 | RAINHILL | SPM | 12.9 | primary | 12.874 | Green | 30 | 17.125 | thermal | 0 | 2.8 | 0 | 2.8 | 9.4 | BOLD G4A / PRESCOT GT1B / WIDNES GT1 / WIDNES GT2 | 23.6331 | GREEN | 4.9 |  |  | 0 | 0 | 0 | 30 |  |  |  |  | Green (Over 5% headroom) | 91979 | 100 | 10.75 | 304 | 36 | 1864375 | [9 empty] | Rainhill | RAINHILL | 1 | 85.5 | 85.5 | 0 | 0 | 57 | 2026-09 | 100012811012 | B1 Offices and Workshop businesses | 185 | D | Natural Gas | 3 |  | Heating and Natural Ventilation | 2022-01-12 |  | 1 | FALSE | 53.36 | -2.7682 | SPM-DITTON_T1_GAVIN_RD_T1_HOUGH_GREEN_T1_RTZ_T1 | 15090468000 | SP Energy Networks open data (API key): NDP SPM primary-group polygons + Capacity Heatmaps Information Model SPM + LTDS appendices 3/6 + NSHR
541 | 57.2 | UNIT 15, MONTAGUE ROAD, SPEKE APPROACH | WIDNES | WA8 8FZ | Halton |  | Warehouse And Premises | industrial | 5 | 6601.36 | 71056 | GIA | 525000 | Ditton T1 / Gavin Rd T1 / Hough Green T1 / Rtz T1 | inside-area | 2.34 | BOLD G2A / PRESCOT GT1B / WIDNES GT1 / WIDNES GT2 | RAINHILL | SPM | 12.9 | primary | 12.874 | Green | 30 | 17.125 | thermal | 0 | 2.8 | 0 | 2.8 | 9.4 | BOLD G4A / PRESCOT GT1B / WIDNES GT1 / WIDNES GT2 | 23.6331 | GREEN | 4.9 |  |  | 0 | 0 | 0 | 30 |  |  |  |  | Green (Over 5% headroom) | 91979 | 100 | 10.49 | 165 | 36 | 1866141 | [9 empty] | Rainhill | RAINHILL | 1 | 85.5 | 85.5 | 0 | 0 | 57 | 2026-09 |  | B1 Offices and Workshop businesses | 1540 | D | Natural Gas | 3 |  | Heating and Natural Ventilation | 2021-08-26 |  | 1 | FALSE | 53.3584 | -2.7811 | SPM-DITTON_T1_GAVIN_RD_T1_HOUGH_GREEN_T1_RTZ_T1 | 8190426000;4843195000;15027636000;6143012000;8723971000 | SP Energy Networks open data (API key): NDP SPM primary-group polygons + Capacity Heatmaps Information Model SPM + LTDS appendices 3/6 + NSHR
542 | 57.2 | GIST, PICKERING ROAD | WIDNES | WA8 8XW | Halton |  | Warehouse And Premises | industrial | 1 | 5658.5 | 60908 | GIA | 195000 | Ditton T1 / Gavin Rd T1 / Hough Green T1 / Rtz T1 | inside-area | 3.21 | BOLD G2A / PRESCOT GT1B / WIDNES GT1 / WIDNES GT2 | RAINHILL | SPM | 12.9 | primary | 12.874 | Green | 30 | 17.125 | thermal | 0 | 2.8 | 0 | 2.8 | 9.4 | BOLD G4A / PRESCOT GT1B / WIDNES GT1 / WIDNES GT2 | 23.6331 | GREEN | 4.9 |  |  | 0 | 0 | 0 | 30 |  |  |  |  | Green (Over 5% headroom) | 91979 | 100 | 8.99 | 141 | 36 | 1876289 | [9 empty] | Rainhill | RAINHILL | 1 | 85.5 | 85.5 | 0 | 0 | 57 | 2026-09 | [12 empty] | 53.3505 | -2.7695 | SPM-DITTON_T1_GAVIN_RD_T1_HOUGH_GREEN_T1_RTZ_T1 | 4355821000 | SP Energy Networks open data (API key): NDP SPM primary-group polygons + Capacity Heatmaps Information Model SPM + LTDS appendices 3/6 + NSHR
543 | 57.2 | OLDGATE | WIDNES | WA8 8TJ | Halton | SOREX LTD | Workshop And Premises | industrial | 1 | 5549.5 | 59734 | GIA | 220000 | Ditton T1 / Gavin Rd T1 / Hough Green T1 / Rtz T1 | inside-area | 2.27 | BOLD G2A / PRESCOT GT1B / WIDNES GT1 / WIDNES GT2 | RAINHILL | SPM | 12.9 | primary | 12.874 | Green | 30 | 17.125 | thermal | 0 | 2.8 | 0 | 2.8 | 9.4 | BOLD G4A / PRESCOT GT1B / WIDNES GT1 / WIDNES GT2 | 23.6331 | GREEN | 4.9 |  |  | 0 | 0 | 0 | 30 |  |  |  |  | Green (Over 5% headroom) | 91979 | 100 | 8.82 | 250 | 36 | 1877463 | [9 empty] | Rainhill | RAINHILL | 1 | 85.5 | 85.5 | 0 | 0 | 57 | 2026-09 | [12 empty] | 53.3598 | -2.765 | SPM-DITTON_T1_GAVIN_RD_T1_HOUGH_GREEN_T1_RTZ_T1 | 174433137 | SP Energy Networks open data (API key): NDP SPM primary-group polygons + Capacity Heatmaps Information Model SPM + LTDS appendices 3/6 + NSHR
544 | 57.2 | UNIT 6A & 7, TOWNGATE BUSINESS PARK, EVERITE ROAD | WIDNES | WA8 8PT | Halton |  | Warehouse And Premises | industrial | 1 | 5483.5 | 59024 | GIA | 204000 | Ditton T1 / Gavin Rd T1 / Hough Green T1 / Rtz T1 | inside-area | 1.88 | BOLD G2A / PRESCOT GT1B / WIDNES GT1 / WIDNES GT2 | RAINHILL | SPM | 12.9 | primary | 12.874 | Green | 30 | 17.125 | thermal | 0 | 2.8 | 0 | 2.8 | 9.4 | BOLD G4A / PRESCOT GT1B / WIDNES GT1 / WIDNES GT2 | 23.6331 | GREEN | 4.9 |  |  | 0 | 0 | 0 | 30 |  |  |  |  | Green (Over 5% headroom) | 91979 | 100 | 8.71 | 137 | 36 | 1878173 | [9 empty] | Rainhill | RAINHILL | 1 | 85.5 | 85.5 | 0 | 0 | 57 | 2026-09 | 10012257928 | B8 Storage or Distribution | 5444 | C | Grid Supplied Electricity | 3 |  | Heating and Natural Ventilation | 2021-01-13 |  | 1 | FALSE | 53.3624 | -2.7725 | SPM-DITTON_T1_GAVIN_RD_T1_HOUGH_GREEN_T1_RTZ_T1 | 10860870000 | SP Energy Networks open data (API key): NDP SPM primary-group polygons + Capacity Heatmaps Information Model SPM + LTDS appendices 3/6 + NSHR
545 | 57.2 | HUTCHINSON ENGINEERING LTD, EVERITE ROAD | WIDNES | WA8 8PT | Halton |  | Factory And Premises | industrial | 1 | 5362.79 | 57725 | GIA | 397500 | Ditton T1 / Gavin Rd T1 / Hough Green T1 / Rtz T1 | inside-area | 1.88 | BOLD G2A / PRESCOT GT1B / WIDNES GT1 / WIDNES GT2 | RAINHILL | SPM | 12.9 | primary | 12.874 | Green | 30 | 17.125 | thermal | 0 | 2.8 | 0 | 2.8 | 9.4 | BOLD G4A / PRESCOT GT1B / WIDNES GT1 / WIDNES GT2 | 23.6331 | GREEN | 4.9 |  |  | 0 | 0 | 0 | 30 |  |  |  |  | Green (Over 5% headroom) | 91979 | 100 | 8.52 | 322 | 36 | 1879472 | [9 empty] | Rainhill | RAINHILL | 1 | 85.5 | 85.5 | 0 | 0 | 57 | 2026-09 | 10012262325 | B1 Offices and Workshop businesses | 283 | D | Grid Supplied Electricity | 3 | 3 | Air Conditioning | 2018-09-10 |  | 1 | FALSE | 53.3624 | -2.7725 | SPM-DITTON_T1_GAVIN_RD_T1_HOUGH_GREEN_T1_RTZ_T1 | 12614537000 | SP Energy Networks open data (API key): NDP SPM primary-group polygons + Capacity Heatmaps Information Model SPM + LTDS appendices 3/6 + NSHR
546 | 57.2 | 19, MONTAGUE ROAD, SPEKE APPROACH | WIDNES | WA8 8FW | Halton | FURNITURE OUTLET VILLAGE LTD | Warehouse And Premises; Workshop And Premises | industrial | 2 | 3020.87 | 32516 | GIA | 219000 | Ditton T1 / Gavin Rd T1 / Hough Green T1 / Rtz T1 | inside-area | 2.24 | BOLD G2A / PRESCOT GT1B / WIDNES GT1 / WIDNES GT2 | RAINHILL | SPM | 12.9 | primary | 12.874 | Green | 30 | 17.125 | thermal | 0 | 2.8 | 0 | 2.8 | 9.4 | BOLD G4A / PRESCOT GT1B / WIDNES GT1 / WIDNES GT2 | 23.6331 | GREEN | 4.9 |  |  | 0 | 0 | 0 | 30 |  |  |  |  | Green (Over 5% headroom) | 91979 | 100 | 4.8 | 136 | 36 | 1904681 | [9 empty] | Rainhill | RAINHILL | 1 | 85.5 | 85.5 | 0 | 0 | 57 | 2026-09 | [12 empty] | 53.3598 | -2.7848 | SPM-DITTON_T1_GAVIN_RD_T1_HOUGH_GREEN_T1_RTZ_T1 | 5179531000;4801272000 | SP Energy Networks open data (API key): NDP SPM primary-group polygons + Capacity Heatmaps Information Model SPM + LTDS appendices 3/6 + NSHR
547 | 57.2 | BOOTLE CONTAINERS LTD, PICKERING ROAD | WIDNES | WA8 8XW | Halton |  | Factory And Premises | industrial | 1 | 2885.64 | 31061 | GIA | 95500 | Ditton T1 / Gavin Rd T1 / Hough Green T1 / Rtz T1 | inside-area | 3.21 | BOLD G2A / PRESCOT GT1B / WIDNES GT1 / WIDNES GT2 | RAINHILL | SPM | 12.9 | primary | 12.874 | Green | 30 | 17.125 | thermal | 0 | 2.8 | 0 | 2.8 | 9.4 | BOLD G4A / PRESCOT GT1B / WIDNES GT1 / WIDNES GT2 | 23.6331 | GREEN | 4.9 |  |  | 0 | 0 | 0 | 30 |  |  |  |  | Green (Over 5% headroom) | 91979 | 100 | 4.59 | 173 | 36 | 1906136 | [9 empty] | Rainhill | RAINHILL | 1 | 85.5 | 85.5 | 0 | 0 | 57 | 2026-09 | [12 empty] | 53.3505 | -2.7695 | SPM-DITTON_T1_GAVIN_RD_T1_HOUGH_GREEN_T1_RTZ_T1 | 13883138000 | SP Energy Networks open data (API key): NDP SPM primary-group polygons + Capacity Heatmaps Information Model SPM + LTDS appendices 3/6 + NSHR
548 | 57.2 | UNITS 11-15, WESTGATE | WIDNES | WA8 8RA | Halton |  | Workshop And Premises | industrial | 2 | 2780.14 | 29925 | GIA | 143500 | Ditton T1 / Gavin Rd T1 / Hough Green T1 / Rtz T1 | inside-area | 2.16 | BOLD G2A / PRESCOT GT1B / WIDNES GT1 / WIDNES GT2 | RAINHILL | SPM | 12.9 | primary | 12.874 | Green | 30 | 17.125 | thermal | 0 | 2.8 | 0 | 2.8 | 9.4 | BOLD G4A / PRESCOT GT1B / WIDNES GT1 / WIDNES GT2 | 23.6331 | GREEN | 4.9 |  |  | 0 | 0 | 0 | 30 |  |  |  |  | Green (Over 5% headroom) | 91979 | 100 | 4.42 | 125 | 36 | 1907272 | [9 empty] | Rainhill | RAINHILL | 1 | 85.5 | 85.5 | 0 | 0 | 57 | 2026-09 | [12 empty] | 53.3599 | -2.7715 | SPM-DITTON_T1_GAVIN_RD_T1_HOUGH_GREEN_T1_RTZ_T1 | 14987767000;172360137 | SP Energy Networks open data (API key): NDP SPM primary-group polygons + Capacity Heatmaps Information Model SPM + LTDS appendices 3/6 + NSHR
549 | 57.2 | UNIT 2 HALE BANK INDUSTRIAL ESTATE, PICKERING ROAD | WIDNES | WA8 8XW | Halton |  | Factory And Premises | industrial | 1 | 2560.26 | 27558 | GIA | 98500 | Ditton T1 / Gavin Rd T1 / Hough Green T1 / Rtz T1 | inside-area | 3.21 | BOLD G2A / PRESCOT GT1B / WIDNES GT1 / WIDNES GT2 | RAINHILL | SPM | 12.9 | primary | 12.874 | Green | 30 | 17.125 | thermal | 0 | 2.8 | 0 | 2.8 | 9.4 | BOLD G4A / PRESCOT GT1B / WIDNES GT1 / WIDNES GT2 | 23.6331 | GREEN | 4.9 |  |  | 0 | 0 | 0 | 30 |  |  |  |  | Green (Over 5% headroom) | 91979 | 100 | 4.07 | 154 | 36 | 1909639 | [9 empty] | Rainhill | RAINHILL | 1 | 85.5 | 85.5 | 0 | 0 | 57 | 2026-09 | [12 empty] | 53.3505 | -2.7695 | SPM-DITTON_T1_GAVIN_RD_T1_HOUGH_GREEN_T1_RTZ_T1 | 15060150000 | SP Energy Networks open data (API key): NDP SPM primary-group polygons + Capacity Heatmaps Information Model SPM + LTDS appendices 3/6 + NSHR
550 | 57.2 | UNIT 3, EVERITE ROAD | WIDNES | WA8 8PT | Halton |  | Factory And Premises | industrial | 1 | 2545.65 | 27401 | GIA | 124000 | Ditton T1 / Gavin Rd T1 / Hough Green T1 / Rtz T1 | inside-area | 1.88 | BOLD G2A / PRESCOT GT1B / WIDNES GT1 / WIDNES GT2 | RAINHILL | SPM | 12.9 | primary | 12.874 | Green | 30 | 17.125 | thermal | 0 | 2.8 | 0 | 2.8 | 9.4 | BOLD G4A / PRESCOT GT1B / WIDNES GT1 / WIDNES GT2 | 23.6331 | GREEN | 4.9 |  |  | 0 | 0 | 0 | 30 |  |  |  |  | Green (Over 5% headroom) | 91979 | 100 | 4.05 | 153 | 36 | 1909796 | [9 empty] | Rainhill | RAINHILL | 1 | 85.5 | 85.5 | 0 | 0 | 57 | 2026-09 |  | B8 Storage or Distribution | 2674 | C | Grid Supplied Electricity | 3 |  | Heating and Natural Ventilation | 2021-01-22 |  | 1 | FALSE | 53.3624 | -2.7725 | SPM-DITTON_T1_GAVIN_RD_T1_HOUGH_GREEN_T1_RTZ_T1 | 11242298000 | SP Energy Networks open data (API key): NDP SPM primary-group polygons + Capacity Heatmaps Information Model SPM + LTDS appendices 3/6 + NSHR
551 | 57.2 | DEPOT, LOWER HOUSE LANE | WIDNES | WA8 7AW | Halton | HALTON BOROUGH COUNCIL | Storage Depot And Premises | industrial | 1 | 2438 | 26242 | GIA | 87000 | Ditton T1 / Gavin Rd T1 / Hough Green T1 / Rtz T1 | inside-area | 2.94 | BOLD G2A / PRESCOT GT1B / WIDNES GT1 / WIDNES GT2 | RAINHILL | SPM | 12.9 | primary | 12.874 | Green | 30 | 17.125 | thermal | 0 | 2.8 | 0 | 2.8 | 9.4 | BOLD G4A / PRESCOT GT1B / WIDNES GT1 / WIDNES GT2 | 23.6331 | GREEN | 4.9 |  |  | 0 | 0 | 0 | 30 |  |  |  |  | Green (Over 5% headroom) | 91979 | 100 | 3.87 | 61 | 36 | 1910955 | [9 empty] | Rainhill | RAINHILL | 1 | 85.5 | 85.5 | 0 | 0 | 57 | 2026-09 | [12 empty] | 53.3615 | -2.7424 | SPM-DITTON_T1_GAVIN_RD_T1_HOUGH_GREEN_T1_RTZ_T1 | 149917137 | SP Energy Networks open data (API key): NDP SPM primary-group polygons + Capacity Heatmaps Information Model SPM + LTDS appendices 3/6 + NSHR
552 | 57.2 | FRESCO ENVIRONMENTAL LTD FRESCO CENTRE, EVERITE ROAD | WIDNES | WA8 8PT | Halton |  | Warehouse And Premises | industrial | 1 | 2028.4 | 21833 | GIA | 111000 | Ditton T1 / Gavin Rd T1 / Hough Green T1 / Rtz T1 | inside-area | 1.88 | BOLD G2A / PRESCOT GT1B / WIDNES GT1 / WIDNES GT2 | RAINHILL | SPM | 12.9 | primary | 12.874 | Green | 30 | 17.125 | thermal | 0 | 2.8 | 0 | 2.8 | 9.4 | BOLD G4A / PRESCOT GT1B / WIDNES GT1 / WIDNES GT2 | 23.6331 | GREEN | 4.9 |  |  | 0 | 0 | 0 | 30 |  |  |  |  | Green (Over 5% headroom) | 91979 | 100 | 3.22 | 51 | 36 | 1915364 | [9 empty] | Rainhill | RAINHILL | 1 | 85.5 | 85.5 | 0 | 0 | 57 | 2026-09 | 100012810940 | B2 to B7 General Industrial and Special Industrial Groups | 2880 | D | Natural Gas | 3 |  | Heating and Natural Ventilation | 2022-03-13 |  | 0.5 | FALSE | 53.3624 | -2.7725 | SPM-DITTON_T1_GAVIN_RD_T1_HOUGH_GREEN_T1_RTZ_T1 | 10748065000 | SP Energy Networks open data (API key): NDP SPM primary-group polygons + Capacity Heatmaps Information Model SPM + LTDS appendices 3/6 + NSHR
553 | 57 | MATALAN DISCOUNT, WAVERTREE RETAIL PARK, WAVERTREE ROAD | LIVERPOOL | L7 1PE | Liverpool |  | Retail Warehouse And Premises | bigbox | 1 | 4754.18 | 51174 | GIA | 355000 | Edge Hill T1 / Liverpool University T1 / Liverpool University T2 / Liverpool University T3 | inside-area | 0.18 | LISTER DV B GT3 / SPARLING ST GT1 / WAVERTREE GT2 | LISTER DRIVE | SPM | 16.5 | primary | 16.548 | Green | 30 | 13.452 | thermal | 0 | 5.5 | 0 | 5.5 | 15.8 | LISTER DV B GT3 / SPARLING ST GT1 / WAVERTREE GT2 | 51.671 | GREEN | 0 |  |  | 0 | 0 | 0 | 30 |  |  |  |  | Green (Over 5% headroom) | 117647 | 100 | 7.55 | 428 | 3 | 120730 | [9 empty] | Lister Drive | LISTER DRIVE | 2 | 114 | 114 | 0 | 57 | 20 | 2026-09 | [12 empty] | 53.4057 | -2.955 | SPM-EDGE_HILL_T1_LIVERPOOL_UNIVERSITY_T1_LIVERPOOL_UNIVERSITY_T2 | 2656152000 | SP Energy Networks open data (API key): NDP SPM primary-group polygons + Capacity Heatmaps Information Model SPM + LTDS appendices 3/6 + NSHR
554 | 56.9 | COMPUTER CENTRE, BRIDLE WAY | BOOTLE | L30 4UA | Sefton | TSB COMPUTER SERVICES LIMITED | Offices And Premises | office | 1 | 1124.97 | 12109 | NIA | 93500 | Almonds Turn T1 / Atlantic Complex T1 / Giro T1 / Midland Bank T1 / Netherton T1 | inside-area | 2.71 | AINTREE GT1 / FORMBY GT2A / LITHERLAND GT1B | KIRKBY | SPM | 24.7 | bsp | 25.857 | Green | 37.5 | 11.643 | thermal | 0 | 1.6 | 0 | 1.6 | 22.7 | AINTREE GT1 / FORMBY GT2A / LITHERLAND GT1A | 24.7 | GREEN | 1.5 |  |  | 0 | 0 | 0 | 37.5 |  |  |  |  | Green (Over 5% headroom) | 176114 | 100 | 1.79 | 79 | 27 | 1820407 | [9 empty] | Lister Drive | KIRKBY | 4 | 514 | 514 | 400 | 0 | 0 | 2027-08 | 41126329 | B1 Offices and Workshop businesses | 787 | C | Natural Gas | 4 | 2 | Air Conditioning | 2013-04-12 |  | 1 | FALSE | 53.4706 | -2.9651 | SPM-ALMONDS_TURN_T1_ATLANTIC_COMPLEX_T1_GIRO_T1_MIDLAND_BANK_T1_ | 331339134 | SP Energy Networks open data (API key): NDP SPM primary-group polygons + Capacity Heatmaps Information Model SPM + LTDS appendices 3/6 + NSHR
555 | 56.9 | HANGAR NO 4, BUSINESS AVIATION CENTRE, VISCOUNT DRIVE | LIVERPOOL | L24 5GA | Liverpool | KEENAIR LTD | Hangar And Premises | industrial | 1 | 1726.93 | 18589 | GIA | 100000 | Airport T1 / Alderwood Ave (Croyde Rd) T1 / Harefield Rd T1 / Metal Box (Speke) T1 | inside-area | 1.31 | GARSTON GT2 / SPEKE GT3 / WAVERTREE GT1A | LISTER DRIVE | SPM | 20.2 | primary | 20.2021 | Green | 30 | 9.7979 | thermal | 0 | 0 | 0 | 0 | 17.2 | GARSTON GT2 / SPEKE GT3 / WAVERTREE GT1A | 54.021 | GREEN | 0 |  |  | 0 | 0 | 0 | 30 |  |  |  |  | Green (Over 5% headroom) | 144029 | 100 | 2.74 | 43 | 16 | 1076414 | [9 empty] | Frodsham | LISTER DRIVE | 2 | 114 | 114 | 0 | 57 | 20 | 2026-09 | 38291720 | General Industrial and Special Industrial Groups | 1640 | E | Natural Gas | 3 |  | Heating and Natural Ventilation | 2024-07-17 |  | 0.8 | FALSE | 53.3371 | -2.8359 | SPM-AIRPORT_T1_ALDERWOOD_AVE_CROYDE_RD_T1_HAREFIELD_RD_T1_METAL_ | 5844322000 | SP Energy Networks open data (API key): NDP SPM primary-group polygons + Capacity Heatmaps Information Model SPM + LTDS appendices 3/6 + NSHR
556 | 56.9 | BLOCK F, BRIDGE INDUSTRIAL ESTATE, SPEKE HALL ROAD | LIVERPOOL | L24 9HE | Liverpool |  | Warehouse And Premises | industrial | 1 | 1566.09 | 16857 | GIA | 43250 | Airport T1 / Alderwood Ave (Croyde Rd) T1 / Harefield Rd T1 / Metal Box (Speke) T1 | inside-area | 1.54 | GARSTON GT2 / SPEKE GT3 / WAVERTREE GT1A | LISTER DRIVE | SPM | 20.2 | primary | 20.2021 | Green | 30 | 9.7979 | thermal | 0 | 0 | 0 | 0 | 17.2 | GARSTON GT2 / SPEKE GT3 / WAVERTREE GT1A | 54.021 | GREEN | 0 |  |  | 0 | 0 | 0 | 30 |  |  |  |  | Green (Over 5% headroom) | 144029 | 100 | 2.49 | 39 | 16 | 1078146 | [9 empty] | Frodsham | LISTER DRIVE | 2 | 114 | 114 | 0 | 57 | 20 | 2026-09 | [12 empty] | 53.3523 | -2.8639 | SPM-AIRPORT_T1_ALDERWOOD_AVE_CROYDE_RD_T1_HAREFIELD_RD_T1_METAL_ | 400475134 | SP Energy Networks open data (API key): NDP SPM primary-group polygons + Capacity Heatmaps Information Model SPM + LTDS appendices 3/6 + NSHR
557 | 56.9 | MAC LOGISTICS, LIVERPOOL AIRPORT, SPEKE HALL AVENUE | LIVERPOOL | L24 1UU | Liverpool |  | Warehouse And Premises | industrial | 1 | 1239.59 | 13343 | GIA | 72500 | Airport T1 / Alderwood Ave (Croyde Rd) T1 / Harefield Rd T1 / Metal Box (Speke) T1 | inside-area | 0.37 | GARSTON GT2 / SPEKE GT3 / WAVERTREE GT1A | LISTER DRIVE | SPM | 20.2 | primary | 20.2021 | Green | 30 | 9.7979 | thermal | 0 | 0 | 0 | 0 | 17.2 | GARSTON GT2 / SPEKE GT3 / WAVERTREE GT1A | 54.021 | GREEN | 0 |  |  | 0 | 0 | 0 | 30 |  |  |  |  | Green (Over 5% headroom) | 144029 | 100 | 1.97 | 31 | 16 | 1081660 | [9 empty] | Frodsham | LISTER DRIVE | 2 | 114 | 114 | 0 | 57 | 20 | 2026-09 | [12 empty] | 53.3375 | -2.8508 | SPM-AIRPORT_T1_ALDERWOOD_AVE_CROYDE_RD_T1_HAREFIELD_RD_T1_METAL_ | 10953633000 | SP Energy Networks open data (API key): NDP SPM primary-group polygons + Capacity Heatmaps Information Model SPM + LTDS appendices 3/6 + NSHR
558 | 56.9 | 23-29, LEICESTER STREET | NORTHWICH | CW9 5LG | Cheshire West And Chester |  | Superstore And Premises | bigbox | 1 | 7692.8 | 82805 | GIA | 1110000 | Castle Beeston St T1 / Hartford T2 / Leicester St T1 / Northwich Town T1 / Winnington T1 | inside-area | 1.16 | HARTFORD GT1 / LOSTOCK GT2 / WINSFORD GT1 / WINSFORD GT2 | CARRINGTON - FIDDLERS FERRY | SPM | 16.4 | primary | 16.399 | Green | 37.5 | 21.101 | thermal | 0 | 0 | 0 | 0 | 11.4 | HARTFORD GT1 / LOSTOCK GT2 / WINSFORD GT1 / WINSFORD GT2 | 35.88 | GREEN | 0 |  |  | 0 | 0 | 0 | 37.5 |  |  |  |  | Green (Over 5% headroom) | 116934 | 100 | 12.22 | 692 | 13 | 583426 | [9 empty] | Frodsham | CARRINGTON | 5 | 2186.9 | 2186.9 | 0 | 0 | 930 | 2026-05 | [12 empty] | 53.2638 | -2.5097 | SPM-CASTLE_BEESTON_ST_T1_HARTFORD_T2_LEICESTER_ST_T1_NORTHWICH_T | 10663155000 | SP Energy Networks open data (API key): NDP SPM primary-group polygons + Capacity Heatmaps Information Model SPM + LTDS appendices 3/6 + NSHR
559 | 56.9 | WEAVER VALE GARDEN CENTRE, WINNINGTON AVENUE | NORTHWICH | CW8 4EE | Cheshire West And Chester |  | Garden Centre And Premises | bigbox | 1 | 7651.1 | 82356 | NIA | 113000 | Castle Beeston St T1 / Hartford T2 / Leicester St T1 / Northwich Town T1 / Winnington T1 | inside-area | 1.39 | HARTFORD GT1 / LOSTOCK GT2 / WINSFORD GT1 / WINSFORD GT2 | CARRINGTON - FIDDLERS FERRY | SPM | 16.4 | primary | 16.399 | Green | 37.5 | 21.101 | thermal | 0 | 0 | 0 | 0 | 11.4 | HARTFORD GT1 / LOSTOCK GT2 / WINSFORD GT1 / WINSFORD GT2 | 35.88 | GREEN | 0 |  |  | 0 | 0 | 0 | 37.5 |  |  |  |  | Green (Over 5% headroom) | 116934 | 100 | 12.16 | 689 | 13 | 583875 | [9 empty] | Frodsham | CARRINGTON | 5 | 2186.9 | 2186.9 | 0 | 0 | 930 | 2026-05 | 100012604839 | Offices and Workshop Businesses | 500 | C | Grid Supplied Electricity | 3 |  | Heating and Natural Ventilation | 2024-10-11 |  | 1 | FALSE | 53.2638 | -2.5367 | SPM-CASTLE_BEESTON_ST_T1_HARTFORD_T2_LEICESTER_ST_T1_NORTHWICH_T | 348150133 | SP Energy Networks open data (API key): NDP SPM primary-group polygons + Capacity Heatmaps Information Model SPM + LTDS appendices 3/6 + NSHR
560 | 56.9 | SAINSBURYS, VENABLES ROAD | NORTHWICH | CW9 5RT | Cheshire West And Chester |  | Superstore And Premises | bigbox | 1 | 5376.6 | 57873 | GIA | 1060000 | Castle Beeston St T1 / Hartford T2 / Leicester St T1 / Northwich Town T1 / Winnington T1 | inside-area | 1.19 | HARTFORD GT1 / LOSTOCK GT2 / WINSFORD GT1 / WINSFORD GT2 | CARRINGTON - FIDDLERS FERRY | SPM | 16.4 | primary | 16.399 | Green | 37.5 | 21.101 | thermal | 0 | 0 | 0 | 0 | 11.4 | HARTFORD GT1 / LOSTOCK GT2 / WINSFORD GT1 / WINSFORD GT2 | 35.88 | GREEN | 0 |  |  | 0 | 0 | 0 | 37.5 |  |  |  |  | Green (Over 5% headroom) | 116934 | 100 | 8.54 | 484 | 13 | 608358 | [9 empty] | Frodsham | CARRINGTON | 5 | 2186.9 | 2186.9 | 0 | 0 | 930 | 2026-05 | 10096140035 | Retail/Financial and Professional Services | 66 | B | Grid Supplied Electricity | 3 |  | Air Conditioning | 2023-03-29 |  | 1 | FALSE | 53.2633 | -2.5083 | SPM-CASTLE_BEESTON_ST_T1_HARTFORD_T2_LEICESTER_ST_T1_NORTHWICH_T | 15030105000 | SP Energy Networks open data (API key): NDP SPM primary-group polygons + Capacity Heatmaps Information Model SPM + LTDS appendices 3/6 + NSHR
561 | 56.9 | MATALAN LTD, LEICESTER STREET | NORTHWICH | CW9 5LG | Cheshire West And Chester |  | Retail Warehouse And Premises | bigbox | 1 | 3626.39 | 39034 | GIA | 420000 | Castle Beeston St T1 / Hartford T2 / Leicester St T1 / Northwich Town T1 / Winnington T1 | inside-area | 1.16 | HARTFORD GT1 / LOSTOCK GT2 / WINSFORD GT1 / WINSFORD GT2 | CARRINGTON - FIDDLERS FERRY | SPM | 16.4 | primary | 16.399 | Green | 37.5 | 21.101 | thermal | 0 | 0 | 0 | 0 | 11.4 | HARTFORD GT1 / LOSTOCK GT2 / WINSFORD GT1 / WINSFORD GT2 | 35.88 | GREEN | 0 |  |  | 0 | 0 | 0 | 37.5 |  |  |  |  | Green (Over 5% headroom) | 116934 | 100 | 5.76 | 326 | 13 | 627197 | [9 empty] | Frodsham | CARRINGTON | 5 | 2186.9 | 2186.9 | 0 | 0 | 930 | 2026-05 | 10093483448 | A1/A2 Retail and Financial/Professional services | 4863 | A | Grid Supplied Electricity | 5 | 2 | Mixed-mode with Mechanical Ventilation | 2016-11-16 |  | 0.5 | FALSE | 53.2638 | -2.5097 | SPM-CASTLE_BEESTON_ST_T1_HARTFORD_T2_LEICESTER_ST_T1_NORTHWICH_T | 2503648000 | SP Energy Networks open data (API key): NDP SPM primary-group polygons + Capacity Heatmaps Information Model SPM + LTDS appendices 3/6 + NSHR
562 | 56.9 | 22, LONDON ROAD | NORTHWICH | CW9 5HD | Cheshire West And Chester |  | Superstore And Premises | bigbox | 1 | 2542.29 | 27365 | GIA | 392500 | Castle Beeston St T1 / Hartford T2 / Leicester St T1 / Northwich Town T1 / Winnington T1 | inside-area | 0.52 | HARTFORD GT1 / LOSTOCK GT2 / WINSFORD GT1 / WINSFORD GT2 | CARRINGTON - FIDDLERS FERRY | SPM | 16.4 | primary | 16.399 | Green | 37.5 | 21.101 | thermal | 0 | 0 | 0 | 0 | 11.4 | HARTFORD GT1 / LOSTOCK GT2 / WINSFORD GT1 / WINSFORD GT2 | 35.88 | GREEN | 0 |  |  | 0 | 0 | 0 | 37.5 |  |  |  |  | Green (Over 5% headroom) | 116934 | 100 | 4.04 | 229 | 13 | 638866 | [9 empty] | Frodsham | CARRINGTON | 5 | 2186.9 | 2186.9 | 0 | 0 | 930 | 2026-05 | 10091139573 | A1/A2 Retail and Financial/Professional services | 2680 | B | Natural Gas | 5 |  | Air Conditioning | 2014-04-03 |  | 1 | FALSE | 53.2588 | -2.5151 | SPM-CASTLE_BEESTON_ST_T1_HARTFORD_T2_LEICESTER_ST_T1_NORTHWICH_T | 8976233000 | SP Energy Networks open data (API key): NDP SPM primary-group polygons + Capacity Heatmaps Information Model SPM + LTDS appendices 3/6 + NSHR
563 | 56.9 | 1, HICKMANS ROAD | BIRKENHEAD | CH41 1JH | Wirral |  | Factory And Premises; Warehouse And Premises | industrial | 3 | 10995.23 | 118352 | GIA | 423500 | Egremont T1 / Liscard T1 / Poulton T1 / Stone Manganese T1 | inside-area | 0.5 | WALLASEY GT1 / WALLASEY GT2 / WOODSIDE GT2 | BIRKENHEAD | SPM | 12.7 | primary | 12.66 | Green | 30 | 17.09 | thermal | 1 | 1.5 | 7.2 | 2.5 | 8.9 | WALLASEY GT1 / WALLASEY GT2 / WOODSIDE GT2 | 42.195 | GREEN | 0 |  |  | 0 | 0 | 0 | 30 |  |  |  |  | Green (Over 5% headroom) | 90553 | 77 | 17.47 | 660 | 17 | 488876 | [9 empty] | Birkenhead | BIRKENHEAD | 0 | 0 | 0 | 0 | 0 | 90 | [13 empty] | 53.4064 | -3.0418 | SPM-EGREMONT_T1_LISCARD_T1_POULTON_T1_STONE_MANGANESE_T1 | 98035132;14101877000;7375319000 | SP Energy Networks open data (API key): NDP SPM primary-group polygons + Capacity Heatmaps Information Model SPM + LTDS appendices 3/6 + NSHR
564 | 56.9 | UNITS 7-11 &14 &GND FLR OFFICES, OCEAN PARK, DOCK ROAD | BIRKENHEAD | CH41 1HW | Wirral |  | Workshop And Premises | industrial | 1 | 8725.6 | 93921 | GIA | 257500 | Egremont T1 / Liscard T1 / Poulton T1 / Stone Manganese T1 | inside-area | 0.49 | WALLASEY GT1 / WALLASEY GT2 / WOODSIDE GT2 | BIRKENHEAD | SPM | 12.7 | primary | 12.66 | Green | 30 | 17.09 | thermal | 1 | 1.5 | 7.2 | 2.5 | 8.9 | WALLASEY GT1 / WALLASEY GT2 / WOODSIDE GT2 | 42.195 | GREEN | 0 |  |  | 0 | 0 | 0 | 30 |  |  |  |  | Green (Over 5% headroom) | 90553 | 96 | 13.87 | 393 | 17 | 513307 | [9 empty] | Birkenhead | BIRKENHEAD | 0 | 0 | 0 | 0 | 0 | 90 |  | 42206904 | B1 Offices and Workshop businesses | 1019 | C | Grid Supplied Electricity | 3 |  | Heating and Natural Ventilation | 2012-02-23 |  | 1 | FALSE | 53.4061 | -3.0274 | SPM-EGREMONT_T1_LISCARD_T1_POULTON_T1_STONE_MANGANESE_T1 | 9599543000 | SP Energy Networks open data (API key): NDP SPM primary-group polygons + Capacity Heatmaps Information Model SPM + LTDS appendices 3/6 + NSHR
565 | 56.9 | UNITS 6 & 7 BRITANNIA HOUSE, DOCK ROAD | BIRKENHEAD | CH41 1DF | Wirral |  | Factory And Premises; Warehouse And Premises | industrial | 3 | 4870.5 | 52426 | GIA | 131750 | Egremont T1 / Liscard T1 / Poulton T1 / Stone Manganese T1 | inside-area | 0.81 | WALLASEY GT1 / WALLASEY GT2 / WOODSIDE GT2 | BIRKENHEAD | SPM | 12.7 | primary | 12.66 | Green | 30 | 17.09 | thermal | 1 | 1.5 | 7.2 | 2.5 | 8.9 | WALLASEY GT1 / WALLASEY GT2 / WOODSIDE GT2 | 42.195 | GREEN | 0 |  |  | 0 | 0 | 0 | 30 |  |  |  |  | Green (Over 5% headroom) | 90553 | 100 | 7.74 | 292 | 17 | 554802 | [9 empty] | Birkenhead | BIRKENHEAD | 0 | 0 | 0 | 0 | 0 | 90 |  | 42157889 | Storage or Distribution | 782 | C | Grid Supplied Electricity | 3 |  | Heating and Natural Ventilation | 2026-03-13 |  | 1 | FALSE | 53.4071 | -3.0467 | SPM-EGREMONT_T1_LISCARD_T1_POULTON_T1_STONE_MANGANESE_T1 | 7391138000;7391169000;6922275000 | SP Energy Networks open data (API key): NDP SPM primary-group polygons + Capacity Heatmaps Information Model SPM + LTDS appendices 3/6 + NSHR
566 | 56.9 | MAGMA CERAMICS, KELVIN ROAD | WALLASEY | CH44 7DN | Wirral |  | Factory And Premises | industrial | 1 | 3839.25 | 41325 | GIA | 137000 | Egremont T1 / Liscard T1 / Poulton T1 / Stone Manganese T1 | inside-area | 0.68 | WALLASEY GT1 / WALLASEY GT2 / WOODSIDE GT2 | BIRKENHEAD | SPM | 12.7 | primary | 12.66 | Green | 30 | 17.09 | thermal | 1 | 1.5 | 7.2 | 2.5 | 8.9 | WALLASEY GT1 / WALLASEY GT2 / WOODSIDE GT2 | 42.195 | GREEN | 0 |  |  | 0 | 0 | 0 | 30 |  |  |  |  | Green (Over 5% headroom) | 90553 | 100 | 6.1 | 230 | 17 | 565903 | [9 empty] | Birkenhead | BIRKENHEAD | 0 | 0 | 0 | 0 | 0 | 90 | [13 empty] | 53.4063 | -3.0245 | SPM-EGREMONT_T1_LISCARD_T1_POULTON_T1_STONE_MANGANESE_T1 | 12574457000 | SP Energy Networks open data (API key): NDP SPM primary-group polygons + Capacity Heatmaps Information Model SPM + LTDS appendices 3/6 + NSHR
567 | 56.9 | DIRECT LABOUR ORGANISATION WBC, DOCK ROAD | BIRKENHEAD | CH41 1JW | Wirral |  | Workshop And Premises | industrial | 1 | 2588.9 | 27867 | GIA | 119000 | Egremont T1 / Liscard T1 / Poulton T1 / Stone Manganese T1 | inside-area | 0.21 | WALLASEY GT1 / WALLASEY GT2 / WOODSIDE GT2 | BIRKENHEAD | SPM | 12.7 | primary | 12.66 | Green | 30 | 17.09 | thermal | 1 | 1.5 | 7.2 | 2.5 | 8.9 | WALLASEY GT1 / WALLASEY GT2 / WOODSIDE GT2 | 42.195 | GREEN | 0 |  |  | 0 | 0 | 0 | 30 |  |  |  |  | Green (Over 5% headroom) | 90553 | 100 | 4.11 | 117 | 17 | 579361 | [9 empty] | Birkenhead | BIRKENHEAD | 0 | 0 | 0 | 0 | 0 | 90 |  | 42193131 | Offices and Workshop Businesses | 2445 | G | Oil | 3 | 2 | Heating and Natural Ventilation | 2025-07-28 |  | 0.5 | FALSE | 53.4061 | -3.0366 | SPM-EGREMONT_T1_LISCARD_T1_POULTON_T1_STONE_MANGANESE_T1 | 228070132 | SP Energy Networks open data (API key): NDP SPM primary-group polygons + Capacity Heatmaps Information Model SPM + LTDS appendices 3/6 + NSHR
568 | 56.9 | ADJ STONE MANGANESE MARINE LTD, DOCK ROAD | BIRKENHEAD | CH41 1DT | Wirral |  | Factory And Premises | industrial | 1 | 2508.3 | 26999 | GIA | 105000 | Egremont T1 / Liscard T1 / Poulton T1 / Stone Manganese T1 | inside-area | 0.18 | WALLASEY GT1 / WALLASEY GT2 / WOODSIDE GT2 | BIRKENHEAD | SPM | 12.7 | primary | 12.66 | Green | 30 | 17.09 | thermal | 1 | 1.5 | 7.2 | 2.5 | 8.9 | WALLASEY GT1 / WALLASEY GT2 / WOODSIDE GT2 | 42.195 | GREEN | 0 |  |  | 0 | 0 | 0 | 30 |  |  |  |  | Green (Over 5% headroom) | 90553 | 100 | 3.99 | 150 | 17 | 580229 | [9 empty] | Birkenhead | BIRKENHEAD | 0 | 0 | 0 | 0 | 0 | 90 | [13 empty] | 53.4063 | -3.0327 | SPM-EGREMONT_T1_LISCARD_T1_POULTON_T1_STONE_MANGANESE_T1 | 225533132 | SP Energy Networks open data (API key): NDP SPM primary-group polygons + Capacity Heatmaps Information Model SPM + LTDS appendices 3/6 + NSHR
569 | 56.9 | 1, OLD GORSEY LANE | WALLASEY | CH44 4AH | Wirral |  | Factory And Premises | industrial | 1 | 2445.6 | 26324 | GIA | 90500 | Egremont T1 / Liscard T1 / Poulton T1 / Stone Manganese T1 | inside-area | 0.3 | WALLASEY GT1 / WALLASEY GT2 / WOODSIDE GT2 | BIRKENHEAD | SPM | 12.7 | primary | 12.66 | Green | 30 | 17.09 | thermal | 1 | 1.5 | 7.2 | 2.5 | 8.9 | WALLASEY GT1 / WALLASEY GT2 / WOODSIDE GT2 | 42.195 | GREEN | 0 |  |  | 0 | 0 | 0 | 30 |  |  |  |  | Green (Over 5% headroom) | 90553 | 100 | 3.89 | 147 | 17 | 580904 | [9 empty] | Birkenhead | BIRKENHEAD | 0 | 0 | 0 | 0 | 0 | 90 | [13 empty] | 53.4066 | -3.0388 | SPM-EGREMONT_T1_LISCARD_T1_POULTON_T1_STONE_MANGANESE_T1 | 237082132 | SP Energy Networks open data (API key): NDP SPM primary-group polygons + Capacity Heatmaps Information Model SPM + LTDS appendices 3/6 + NSHR
570 | 56.9 | PT UNIT 3 & 4, WEST FLOAT, DOCK ROAD | BIRKENHEAD | CH41 1AE | Wirral |  | Warehouse And Premises | industrial | 2 | 2398.38 | 25816 | GIA | 69000 | Egremont T1 / Liscard T1 / Poulton T1 / Stone Manganese T1 | inside-area | 0.46 | WALLASEY GT1 / WALLASEY GT2 / WOODSIDE GT2 | BIRKENHEAD | SPM | 12.7 | primary | 12.66 | Green | 30 | 17.09 | thermal | 1 | 1.5 | 7.2 | 2.5 | 8.9 | WALLASEY GT1 / WALLASEY GT2 / WOODSIDE GT2 | 42.195 | GREEN | 0 |  |  | 0 | 0 | 0 | 30 |  |  |  |  | Green (Over 5% headroom) | 90553 | 100 | 3.81 | 60 | 17 | 581412 | [9 empty] | Birkenhead | BIRKENHEAD | 0 | 0 | 0 | 0 | 0 | 90 |  | 42181157 | B8 Storage or Distribution | 1316 | D | Natural Gas | 3 |  | Heating and Natural Ventilation | 2021-12-17 |  | 1 | FALSE | 53.4045 | -3.0393 | SPM-EGREMONT_T1_LISCARD_T1_POULTON_T1_STONE_MANGANESE_T1 | 15072383000;6951179000 | SP Energy Networks open data (API key): NDP SPM primary-group polygons + Capacity Heatmaps Information Model SPM + LTDS appendices 3/6 + NSHR
571 | 56.9 | 9-13, WESTFIELD ROAD | WALLASEY | CH44 7JB | Wirral |  | Works And Premises | industrial | 1 | 2222.7 | 23925 | GIA | 66000 | Egremont T1 / Liscard T1 / Poulton T1 / Stone Manganese T1 | inside-area | 0.49 | WALLASEY GT1 / WALLASEY GT2 / WOODSIDE GT2 | BIRKENHEAD | SPM | 12.7 | primary | 12.66 | Green | 30 | 17.09 | thermal | 1 | 1.5 | 7.2 | 2.5 | 8.9 | WALLASEY GT1 / WALLASEY GT2 / WOODSIDE GT2 | 42.195 | GREEN | 0 |  |  | 0 | 0 | 0 | 30 |  |  |  |  | Green (Over 5% headroom) | 90553 | 100 | 3.53 | 133 | 17 | 583303 | [9 empty] | Birkenhead | BIRKENHEAD | 0 | 0 | 0 | 0 | 0 | 90 | [13 empty] | 53.4068 | -3.0271 | SPM-EGREMONT_T1_LISCARD_T1_POULTON_T1_STONE_MANGANESE_T1 | 230082132 | SP Energy Networks open data (API key): NDP SPM primary-group polygons + Capacity Heatmaps Information Model SPM + LTDS appendices 3/6 + NSHR
572 | 56.9 | 1-3, WESTFIELD ROAD | WALLASEY | CH44 7HX | Wirral |  | Factory And Premises | industrial | 1 | 1910.31 | 20562 | GIA | 39250 | Egremont T1 / Liscard T1 / Poulton T1 / Stone Manganese T1 | inside-area | 0.49 | WALLASEY GT1 / WALLASEY GT2 / WOODSIDE GT2 | BIRKENHEAD | SPM | 12.7 | primary | 12.66 | Green | 30 | 17.09 | thermal | 1 | 1.5 | 7.2 | 2.5 | 8.9 | WALLASEY GT1 / WALLASEY GT2 / WOODSIDE GT2 | 42.195 | GREEN | 0 |  |  | 0 | 0 | 0 | 30 |  |  |  |  | Green (Over 5% headroom) | 90553 | 100 | 3.04 | 115 | 17 | 586666 | [9 empty] | Birkenhead | BIRKENHEAD | 0 | 0 | 0 | 0 | 0 | 90 |  | 42123986 | B1 Offices and Workshop businesses | 2185 | D | Natural Gas | 3 |  | Heating and Natural Ventilation | 2020-04-08 |  | 1 | FALSE | 53.4067 | -3.0272 | SPM-EGREMONT_T1_LISCARD_T1_POULTON_T1_STONE_MANGANESE_T1 | 1927057000 | SP Energy Networks open data (API key): NDP SPM primary-group polygons + Capacity Heatmaps Information Model SPM + LTDS appendices 3/6 + NSHR
573 | 56.7 | COLIN STEWART MINCHEM LTD, WEAVER VALLEY ROAD | WINSFORD | CW7 3BT | Cheshire West And Chester |  | Factory And Premises | industrial | 1 | 13404.2 | 144281 | GIA | 420000 | Church St Winsford T1 / Over T1 / Wharton Pk T1 / Woodford Pk T1 | inside-area | 0.66 | HARTFORD GT1 / LOSTOCK GT2 / WINSFORD GT1 / WINSFORD GT2 | CARRINGTON - FIDDLERS FERRY | SPM | 12.5 | primary | 12.511 | Green | 30 | 16.589 | thermal | 3.6 | 0 | 0 | 3.6 | 9.3 | HARTFORD GT1 / LOSTOCK GT2 / WINSFORD GT1 / WINSFORD GT2 | 35.88 | GREEN | 0 |  |  | 0 | 0 | 0 | 30 |  |  |  |  | Green (Over 5% headroom) | 89127 | 62 | 21.3 | 804 | 25 | 1201502 | [9 empty] | Frodsham | CARRINGTON | 5 | 2186.9 | 2186.9 | 0 | 0 | 930 | 2026-05 | [12 empty] | 53.1999 | -2.5179 | SPM-CHURCH_ST_WINSFORD_T1_OVER_T1_WHARTON_PK_T1_WOODFORD_PK_T1 | 378486133 | SP Energy Networks open data (API key): NDP SPM primary-group polygons + Capacity Heatmaps Information Model SPM + LTDS appendices 3/6 + NSHR
574 | 56.7 | WAREHOUSE ONE LTD, NAT LANE | WINSFORD | CW7 3TE | Cheshire West And Chester |  | Warehouse And Premises | industrial | 1 | 8809.6 | 94826 | GIA | 260000 | Church St Winsford T1 / Over T1 / Wharton Pk T1 / Woodford Pk T1 | inside-area | 0.69 | HARTFORD GT1 / LOSTOCK GT2 / WINSFORD GT1 / WINSFORD GT2 | CARRINGTON - FIDDLERS FERRY | SPM | 12.5 | primary | 12.511 | Green | 30 | 16.589 | thermal | 3.6 | 0 | 0 | 3.6 | 9.3 | HARTFORD GT1 / LOSTOCK GT2 / WINSFORD GT1 / WINSFORD GT2 | 35.88 | GREEN | 0 |  |  | 0 | 0 | 0 | 30 |  |  |  |  | Green (Over 5% headroom) | 89127 | 94 | 14 | 220 | 25 | 1250957 | [9 empty] | Frodsham | CARRINGTON | 5 | 2186.9 | 2186.9 | 0 | 0 | 930 | 2026-05 | [12 empty] | 53.1981 | -2.5119 | SPM-CHURCH_ST_WINSFORD_T1_OVER_T1_WHARTON_PK_T1_WOODFORD_PK_T1 | 6152059000 | SP Energy Networks open data (API key): NDP SPM primary-group polygons + Capacity Heatmaps Information Model SPM + LTDS appendices 3/6 + NSHR
575 | 56.7 | S COOPER & SONS LTD WHARTON PARK HOUSE, NAT LANE | WINSFORD | CW7 3BS | Cheshire West And Chester |  | Warehouse And Premises | industrial | 1 | 8221.9 | 88500 | GIA | 228000 | Church St Winsford T1 / Over T1 / Wharton Pk T1 / Woodford Pk T1 | inside-area | 0.75 | HARTFORD GT1 / LOSTOCK GT2 / WINSFORD GT1 / WINSFORD GT2 | CARRINGTON - FIDDLERS FERRY | SPM | 12.5 | primary | 12.511 | Green | 30 | 16.589 | thermal | 3.6 | 0 | 0 | 3.6 | 9.3 | HARTFORD GT1 / LOSTOCK GT2 / WINSFORD GT1 / WINSFORD GT2 | 35.88 | GREEN | 0 |  |  | 0 | 0 | 0 | 30 |  |  |  |  | Green (Over 5% headroom) | 89127 | 100 | 13.07 | 206 | 25 | 1257283 | [9 empty] | Frodsham | CARRINGTON | 5 | 2186.9 | 2186.9 | 0 | 0 | 930 | 2026-05 | 100012603501 | B1 Offices and Workshop businesses | 1782 | C | Natural Gas | 3 |  | Air Conditioning | 2021-07-16 |  | 1 | FALSE | 53.1987 | -2.5116 | SPM-CHURCH_ST_WINSFORD_T1_OVER_T1_WHARTON_PK_T1_WOODFORD_PK_T1 | 2696531000 | SP Energy Networks open data (API key): NDP SPM primary-group polygons + Capacity Heatmaps Information Model SPM + LTDS appendices 3/6 + NSHR
576 | 56.7 | ROLLS ROYCE, BARLOW DRIVE | WINSFORD | CW7 2JZ | Cheshire West And Chester |  | Factory And Premises | industrial | 1 | 5880.62 | 63298 | GIA | 246000 | Church St Winsford T1 / Over T1 / Wharton Pk T1 / Woodford Pk T1 | inside-area | 2.59 | HARTFORD GT1 / LOSTOCK GT2 / WINSFORD GT1 / WINSFORD GT2 | CARRINGTON - FIDDLERS FERRY | SPM | 12.5 | primary | 12.511 | Green | 30 | 16.589 | thermal | 3.6 | 0 | 0 | 3.6 | 9.3 | HARTFORD GT1 / LOSTOCK GT2 / WINSFORD GT1 / WINSFORD GT2 | 35.88 | GREEN | 0 |  |  | 0 | 0 | 0 | 30 |  |  |  |  | Green (Over 5% headroom) | 89127 | 100 | 9.34 | 353 | 25 | 1282485 | [9 empty] | Frodsham | CARRINGTON | 5 | 2186.9 | 2186.9 | 0 | 0 | 930 | 2026-05 | [12 empty] | 53.1863 | -2.5564 | SPM-CHURCH_ST_WINSFORD_T1_OVER_T1_WHARTON_PK_T1_WOODFORD_PK_T1 | 5693480000 | SP Energy Networks open data (API key): NDP SPM primary-group polygons + Capacity Heatmaps Information Model SPM + LTDS appendices 3/6 + NSHR
577 | 56.7 | UNITS 7 AND 13, NAT LANE BUSINESS PARK, NAT LANE | WINSFORD | CW7 3BS | Cheshire West And Chester |  | Warehouse And Premises; Workshop And Premises | industrial | 4 | 5783.94 | 62258 | GIA | 209750 | Church St Winsford T1 / Over T1 / Wharton Pk T1 / Woodford Pk T1 | inside-area | 0.75 | HARTFORD GT1 / LOSTOCK GT2 / WINSFORD GT1 / WINSFORD GT2 | CARRINGTON - FIDDLERS FERRY | SPM | 12.5 | primary | 12.511 | Green | 30 | 16.589 | thermal | 3.6 | 0 | 0 | 3.6 | 9.3 | HARTFORD GT1 / LOSTOCK GT2 / WINSFORD GT1 / WINSFORD GT2 | 35.88 | GREEN | 0 |  |  | 0 | 0 | 0 | 30 |  |  |  |  | Green (Over 5% headroom) | 89127 | 100 | 9.19 | 260 | 25 | 1283525 | [9 empty] | Frodsham | CARRINGTON | 5 | 2186.9 | 2186.9 | 0 | 0 | 930 | 2026-05 | 100012603501 | B1 Offices and Workshop businesses | 1782 | C | Natural Gas | 3 |  | Air Conditioning | 2021-07-16 |  | 0.5 | FALSE | 53.1987 | -2.5116 | SPM-CHURCH_ST_WINSFORD_T1_OVER_T1_WHARTON_PK_T1_WOODFORD_PK_T1 | 4228873000;9577303000;3094113000;13311288000 | SP Energy Networks open data (API key): NDP SPM primary-group polygons + Capacity Heatmaps Information Model SPM + LTDS appendices 3/6 + NSHR
578 | 56.7 | CHESHIRE POLICE AUTHORITY TACTICAL TRAINING CENTRE, BARLOW DRIVE | WINSFORD | CW7 2JZ | Cheshire West And Chester |  | Warehouse And Premises | industrial | 1 | 5004.6 | 53869 | GIA | 270000 | Church St Winsford T1 / Over T1 / Wharton Pk T1 / Woodford Pk T1 | inside-area | 2.59 | HARTFORD GT1 / LOSTOCK GT2 / WINSFORD GT1 / WINSFORD GT2 | CARRINGTON - FIDDLERS FERRY | SPM | 12.5 | primary | 12.511 | Green | 30 | 16.589 | thermal | 3.6 | 0 | 0 | 3.6 | 9.3 | HARTFORD GT1 / LOSTOCK GT2 / WINSFORD GT1 / WINSFORD GT2 | 35.88 | GREEN | 0 |  |  | 0 | 0 | 0 | 30 |  |  |  |  | Green (Over 5% headroom) | 89127 | 100 | 7.95 | 125 | 25 | 1291914 | [9 empty] | Frodsham | CARRINGTON | 5 | 2186.9 | 2186.9 | 0 | 0 | 930 | 2026-05 | [12 empty] | 53.1863 | -2.5564 | SPM-CHURCH_ST_WINSFORD_T1_OVER_T1_WHARTON_PK_T1_WOODFORD_PK_T1 | 7979781000 | SP Energy Networks open data (API key): NDP SPM primary-group polygons + Capacity Heatmaps Information Model SPM + LTDS appendices 3/6 + NSHR
579 | 56.7 | COURTHOUSE FARM, SWANLOW LANE | WINSFORD | CW7 4BP | Cheshire West And Chester |  | Workshop And Premises | industrial | 1 | 3421.4 | 36828 | GIA | 74000 | Church St Winsford T1 / Over T1 / Wharton Pk T1 / Woodford Pk T1 | inside-area | 2.5 | HARTFORD GT1 / LOSTOCK GT2 / WINSFORD GT1 / WINSFORD GT2 | CARRINGTON - FIDDLERS FERRY | SPM | 12.5 | primary | 12.511 | Green | 30 | 16.589 | thermal | 3.6 | 0 | 0 | 3.6 | 9.3 | HARTFORD GT1 / LOSTOCK GT2 / WINSFORD GT1 / WINSFORD GT2 | 35.88 | GREEN | 0 |  |  | 0 | 0 | 0 | 30 |  |  |  |  | Green (Over 5% headroom) | 89127 | 100 | 5.44 | 154 | 25 | 1308955 | [9 empty] | Frodsham | CARRINGTON | 5 | 2186.9 | 2186.9 | 0 | 0 | 930 | 2026-05 | [12 empty] | 53.1716 | -2.5231 | SPM-CHURCH_ST_WINSFORD_T1_OVER_T1_WHARTON_PK_T1_WOODFORD_PK_T1 | 1629667000 | SP Energy Networks open data (API key): NDP SPM primary-group polygons + Capacity Heatmaps Information Model SPM + LTDS appendices 3/6 + NSHR
580 | 56.7 | SNELSONS LTD, NAT LANE | WINSFORD | CW7 3BS | Cheshire West And Chester |  | Factory And Premises | industrial | 1 | 2738.7 | 29479 | GIA | 98000 | Church St Winsford T1 / Over T1 / Wharton Pk T1 / Woodford Pk T1 | inside-area | 0.75 | HARTFORD GT1 / LOSTOCK GT2 / WINSFORD GT1 / WINSFORD GT2 | CARRINGTON - FIDDLERS FERRY | SPM | 12.5 | primary | 12.511 | Green | 30 | 16.589 | thermal | 3.6 | 0 | 0 | 3.6 | 9.3 | HARTFORD GT1 / LOSTOCK GT2 / WINSFORD GT1 / WINSFORD GT2 | 35.88 | GREEN | 0 |  |  | 0 | 0 | 0 | 30 |  |  |  |  | Green (Over 5% headroom) | 89127 | 100 | 4.35 | 164 | 25 | 1316304 | [9 empty] | Frodsham | CARRINGTON | 5 | 2186.9 | 2186.9 | 0 | 0 | 930 | 2026-05 | 200003236115 | B1 Offices and Workshop businesses | 203 | C | Natural Gas | 3 | 1 | Heating and Natural Ventilation | 2016-10-07 |  | 1 | FALSE | 53.1987 | -2.5116 | SPM-CHURCH_ST_WINSFORD_T1_OVER_T1_WHARTON_PK_T1_WOODFORD_PK_T1 | 10030891000 | SP Energy Networks open data (API key): NDP SPM primary-group polygons + Capacity Heatmaps Information Model SPM + LTDS appendices 3/6 + NSHR
581 | 56.7 | NAT LANE | WINSFORD | CW7 3BS | Cheshire West And Chester | CRANFORD CIRCUITS LTD | Workshop And Premises | industrial | 1 | 2725.73 | 29339 | GIA | 108000 | Church St Winsford T1 / Over T1 / Wharton Pk T1 / Woodford Pk T1 | inside-area | 0.75 | HARTFORD GT1 / LOSTOCK GT2 / WINSFORD GT1 / WINSFORD GT2 | CARRINGTON - FIDDLERS FERRY | SPM | 12.5 | primary | 12.511 | Green | 30 | 16.589 | thermal | 3.6 | 0 | 0 | 3.6 | 9.3 | HARTFORD GT1 / LOSTOCK GT2 / WINSFORD GT1 / WINSFORD GT2 | 35.88 | GREEN | 0 |  |  | 0 | 0 | 0 | 30 |  |  |  |  | Green (Over 5% headroom) | 89127 | 100 | 4.33 | 123 | 25 | 1316444 | [9 empty] | Frodsham | CARRINGTON | 5 | 2186.9 | 2186.9 | 0 | 0 | 930 | 2026-05 | 100012603482 | A3/A4/A5 Restaurant and Cafes/Drinking Establishments and Hot Food takeaways | 254 | G | Natural Gas | 4 |  | Air Conditioning | 2014-01-31 |  | 1 | FALSE | 53.1987 | -2.5116 | SPM-CHURCH_ST_WINSFORD_T1_OVER_T1_WHARTON_PK_T1_WOODFORD_PK_T1 | 319939133 | SP Energy Networks open data (API key): NDP SPM primary-group polygons + Capacity Heatmaps Information Model SPM + LTDS appendices 3/6 + NSHR
582 | 56.7 | LESLIE HOUSE, BROWNING WAY | WINSFORD | CW7 2RH | Cheshire West And Chester |  | Warehouse And Premises | industrial | 1 | 2437.09 | 26233 | GIA | 139000 | Church St Winsford T1 / Over T1 / Wharton Pk T1 / Woodford Pk T1 | inside-area | 2.58 | HARTFORD GT1 / LOSTOCK GT2 / WINSFORD GT1 / WINSFORD GT2 | CARRINGTON - FIDDLERS FERRY | SPM | 12.5 | primary | 12.511 | Green | 30 | 16.589 | thermal | 3.6 | 0 | 0 | 3.6 | 9.3 | HARTFORD GT1 / LOSTOCK GT2 / WINSFORD GT1 / WINSFORD GT2 | 35.88 | GREEN | 0 |  |  | 0 | 0 | 0 | 30 |  |  |  |  | Green (Over 5% headroom) | 89127 | 100 | 3.87 | 61 | 25 | 1319550 | [9 empty] | Frodsham | CARRINGTON | 5 | 2186.9 | 2186.9 | 0 | 0 | 930 | 2026-05 | [12 empty] | 53.1847 | -2.5552 | SPM-CHURCH_ST_WINSFORD_T1_OVER_T1_WHARTON_PK_T1_WOODFORD_PK_T1 | 5108816000 | SP Energy Networks open data (API key): NDP SPM primary-group polygons + Capacity Heatmaps Information Model SPM + LTDS appendices 3/6 + NSHR
583 | 56.7 | CONTOUR DOORS LTD BT 3 & 15, SIDDORN STREET | WINSFORD | CW7 2BA | Cheshire West And Chester |  | Factory And Premises | industrial | 1 | 2378.3 | 25600 | GIA | 57000 | Church St Winsford T1 / Over T1 / Wharton Pk T1 / Woodford Pk T1 | inside-area | 0.32 | HARTFORD GT1 / LOSTOCK GT2 / WINSFORD GT1 / WINSFORD GT2 | CARRINGTON - FIDDLERS FERRY | SPM | 12.5 | primary | 12.511 | Green | 30 | 16.589 | thermal | 3.6 | 0 | 0 | 3.6 | 9.3 | HARTFORD GT1 / LOSTOCK GT2 / WINSFORD GT1 / WINSFORD GT2 | 35.88 | GREEN | 0 |  |  | 0 | 0 | 0 | 30 |  |  |  |  | Green (Over 5% headroom) | 89127 | 100 | 3.78 | 143 | 25 | 1320183 | [9 empty] | Frodsham | CARRINGTON | 5 | 2186.9 | 2186.9 | 0 | 0 | 930 | 2026-05 | 100012603338 | B2 to B7 General Industrial and Special Industrial Groups | 2578 | E | Natural Gas | 3 |  | Heating and Natural Ventilation | 2020-02-13 |  | 0.67 | FALSE | 53.1934 | -2.5244 | SPM-CHURCH_ST_WINSFORD_T1_OVER_T1_WHARTON_PK_T1_WOODFORD_PK_T1 | 319551133 | SP Energy Networks open data (API key): NDP SPM primary-group polygons + Capacity Heatmaps Information Model SPM + LTDS appendices 3/6 + NSHR
584 | 56.7 | ICETHAW, BARLOW DRIVE | WINSFORD | CW7 2JZ | Cheshire West And Chester |  | Factory And Premises | industrial | 1 | 2241.4 | 24126 | GIA | 120000 | Church St Winsford T1 / Over T1 / Wharton Pk T1 / Woodford Pk T1 | inside-area | 2.59 | HARTFORD GT1 / LOSTOCK GT2 / WINSFORD GT1 / WINSFORD GT2 | CARRINGTON - FIDDLERS FERRY | SPM | 12.5 | primary | 12.511 | Green | 30 | 16.589 | thermal | 3.6 | 0 | 0 | 3.6 | 9.3 | HARTFORD GT1 / LOSTOCK GT2 / WINSFORD GT1 / WINSFORD GT2 | 35.88 | GREEN | 0 |  |  | 0 | 0 | 0 | 30 |  |  |  |  | Green (Over 5% headroom) | 89127 | 100 | 3.56 | 134 | 25 | 1321657 | [9 empty] | Frodsham | CARRINGTON | 5 | 2186.9 | 2186.9 | 0 | 0 | 930 | 2026-05 | 10096138960 | B1 Offices and Workshop businesses | 1003 | C | Natural Gas | 3 |  | Heating and Natural Ventilation | 2016-12-02 |  | 0.5 | FALSE | 53.1863 | -2.5564 | SPM-CHURCH_ST_WINSFORD_T1_OVER_T1_WHARTON_PK_T1_WOODFORD_PK_T1 | 7639827000 | SP Energy Networks open data (API key): NDP SPM primary-group polygons + Capacity Heatmaps Information Model SPM + LTDS appendices 3/6 + NSHR
585 | 56.7 | SOLUTECH LIMITED, BARLOW DRIVE | WINSFORD | CW7 2JZ | Cheshire West And Chester |  | Factory And Premises | industrial | 1 | 2169.06 | 23348 | GIA | 111000 | Church St Winsford T1 / Over T1 / Wharton Pk T1 / Woodford Pk T1 | inside-area | 2.59 | HARTFORD GT1 / LOSTOCK GT2 / WINSFORD GT1 / WINSFORD GT2 | CARRINGTON - FIDDLERS FERRY | SPM | 12.5 | primary | 12.511 | Green | 30 | 16.589 | thermal | 3.6 | 0 | 0 | 3.6 | 9.3 | HARTFORD GT1 / LOSTOCK GT2 / WINSFORD GT1 / WINSFORD GT2 | 35.88 | GREEN | 0 |  |  | 0 | 0 | 0 | 30 |  |  |  |  | Green (Over 5% headroom) | 89127 | 100 | 3.45 | 130 | 25 | 1322435 | [9 empty] | Frodsham | CARRINGTON | 5 | 2186.9 | 2186.9 | 0 | 0 | 930 | 2026-05 | 10096138960 | B1 Offices and Workshop businesses | 1003 | C | Natural Gas | 3 |  | Heating and Natural Ventilation | 2016-12-02 |  | 0.5 | FALSE | 53.1863 | -2.5564 | SPM-CHURCH_ST_WINSFORD_T1_OVER_T1_WHARTON_PK_T1_WOODFORD_PK_T1 | 2577285000 | SP Energy Networks open data (API key): NDP SPM primary-group polygons + Capacity Heatmaps Information Model SPM + LTDS appendices 3/6 + NSHR
586 | 56.7 | DUKE STREET | CHESTER | CH1 1RP | Cheshire West And Chester | CHESHIRE COUNTY COUNCIL CHESHIRE RECORDS OFFICE | Warehouse And Premises | industrial | 1 | 1987.6 | 21394 | GIA | 76500 | Grosvenor St T1 / Linenhall St T1 / Northgate Terrace T1 / Station View T1 / Tomular Place T1 | inside-area | 0.81 | CHESTER MAIN GT4 / CRANE BANK GT1 / GUILDEN SUTTON GT1 / SALTNEY G2A | CAPENHURST | SPM | 12.5 | primary | 12.508 | Green | 30 | 17.492 | thermal | 0 | 6.2 | 0 | 6.2 | 10.4 | CHESTER MAIN GT4 / CRANE BANK GT1 / GUILDEN SUTTON GT1 / SALTNEY G2A | 31.649 | GREEN | 39.8 |  |  | 0 | 0 | 0 | 30 |  |  |  |  | Green (Over 5% headroom) | 89127 | 100 | 3.16 | 50 | 16 | 540164 | [9 empty] | Capenhurst | CAPENHURST | 4 | 896.6 | 896.6 | 0 | 0 | 304 | 2029-10 | 100012824425 | B1 Offices and Workshop businesses | 88 | C | Natural Gas | 3 |  | Heating and Natural Ventilation | 2017-05-19 |  | 1 | FALSE | 53.1873 | -2.8884 | SPM-GROSVENOR_ST_T1_LINENHALL_ST_T1_NORTHGATE_TERRACE_T1_STATION | 8527132 | SP Energy Networks open data (API key): NDP SPM primary-group polygons + Capacity Heatmaps Information Model SPM + LTDS appendices 3/6 + NSHR
587 | 56.6 | GARDEN CENTRE, THE CAUSEWAY | WIRRAL | CH62 5DY | Wirral |  | Garden Centre & Premises | bigbox | 1 | 4472.88 | 48146 | NIA | 85000 | Lower Bebington T1 / New Ferry T1 / Spital T1 / Unilever Research T1 | inside-area | 1.36 | BROMBOROUGH GT3 / ROCK FERRY GT2 | BIRKENHEAD | SPM | 16.2 | primary | 16.247 | Green | 30 | 13.675 | thermal | 0.3 | 2.7 | 0 | 3 | 12.5 | BROMBOROUGH GT3 / ROCK FERRY GT2 | 21.814 | GREEN | 0 |  |  | 0 | 0 | 0 | 30 |  |  |  |  | Green (Over 5% headroom) | 115508 | 100 | 7.11 | 403 | 1 | 327167 | [9 empty] | Birkenhead | BIRKENHEAD | 0 | 0 | 0 | 0 | 0 | 90 | [13 empty] | 53.3525 | -2.999 | SPM-LOWER_BEBINGTON_T1_NEW_FERRY_T1_SPITAL_T1_UNILEVER_RESEARCH_ | 227348132 | SP Energy Networks open data (API key): NDP SPM primary-group polygons + Capacity Heatmaps Information Model SPM + LTDS appendices 3/6 + NSHR
588 | 56.5 | FLINTSHIRE CC, COUNTY HALL | MOLD | CH7 6NB | Flintshire |  | Offices And Premises | office | 1 | 9250.47 | 99571 | NIA | 355000 | Bromfield T1 / Bromfield T2 / Ponterwyl T1 / Rhyd-Y-Goleu T1 / Synthite T1 | inside-area | 2.18 | BRYMBO GT2 / HAWARDEN GT2 / HOLYWELL GT2 | CONNAHS QUAY - PENTIR - ST ASAPH | SPM | 19.9 | bsp | 20.363 | Green | 37.5 | 17.137 | thermal | 0 | 0 | 1.1 | 0 | 16.3 | BRYMBO GT2 / HAWARDEN GT2 / HOLYWELL GT2 | 19.9178 | GREEN | 0 |  |  | 0 | 0 | 0 | 37.5 |  |  |  |  | Green (Over 5% headroom) | 141889 | 100 | 14.7 | 648 | 19 | 1037107 | [9 empty] | Connahs Quay / SASA | [20 empty] | 53.1765 | -3.1367 | SPM-BROMFIELD_T1_BROMFIELD_T2_PONTERWYL_T1_RHYD_Y_GOLEU_T1_SYNTH | 2770829000 | SP Energy Networks open data (API key): NDP SPM primary-group polygons + Capacity Heatmaps Information Model SPM + LTDS appendices 3/6 + NSHR
589 | 56.5 | N WALES HEALTH AUTHORITY PRESWYLFA, HENDY ROAD | MOLD | CH7 1QR | Flintshire |  | Offices And Premises | office | 1 | 2761.01 | 29719 | NIA | 189000 | Bromfield T1 / Bromfield T2 / Ponterwyl T1 / Rhyd-Y-Goleu T1 / Synthite T1 | inside-area | 1.78 | BRYMBO GT2 / HAWARDEN GT2 / HOLYWELL GT2 | CONNAHS QUAY - PENTIR - ST ASAPH | SPM | 19.9 | bsp | 20.363 | Green | 37.5 | 17.137 | thermal | 0 | 0 | 1.1 | 0 | 16.3 | BRYMBO GT2 / HAWARDEN GT2 / HOLYWELL GT2 | 19.9178 | GREEN | 0 |  |  | 0 | 0 | 0 | 37.5 |  |  |  |  | Green (Over 5% headroom) | 141889 | 100 | 4.39 | 193 | 19 | 1106959 | [9 empty] | Connahs Quay / SASA | [20 empty] | 53.1646 | -3.1565 | SPM-BROMFIELD_T1_BROMFIELD_T2_PONTERWYL_T1_RHYD_Y_GOLEU_T1_SYNTH | 2814179000 | SP Energy Networks open data (API key): NDP SPM primary-group polygons + Capacity Heatmaps Information Model SPM + LTDS appendices 3/6 + NSHR
590 | 56.5 | ROSS CARE UNIT 5, BROMFIELD INDUSTRIAL ESTATE | MOLD | CH7 1JR | Flintshire |  | Workshop And Premises | industrial | 1 | 1653.65 | 17800 | GIA | 59500 | Bromfield T1 / Bromfield T2 / Ponterwyl T1 / Rhyd-Y-Goleu T1 / Synthite T1 | inside-area | 0.46 | BRYMBO GT2 / HAWARDEN GT2 / HOLYWELL GT2 | CONNAHS QUAY - PENTIR - ST ASAPH | SPM | 19.9 | bsp | 20.363 | Green | 37.5 | 17.137 | thermal | 0 | 0 | 1.1 | 0 | 16.3 | BRYMBO GT2 / HAWARDEN GT2 / HOLYWELL GT2 | 19.9178 | GREEN | 0 |  |  | 0 | 0 | 0 | 37.5 |  |  |  |  | Green (Over 5% headroom) | 141889 | 100 | 2.63 | 74 | 19 | 1118878 | [9 empty] | Connahs Quay / SASA | [8 empty] | 10023846872 | B1 Offices and Workshop businesses | 972 | C | Natural Gas | 3 |  | Heating and Natural Ventilation | 2013-07-15 |  | 0.5 | FALSE | 53.1611 | -3.1325 | SPM-BROMFIELD_T1_BROMFIELD_T2_PONTERWYL_T1_RHYD_Y_GOLEU_T1_SYNTH | 8930887000 | SP Energy Networks open data (API key): NDP SPM primary-group polygons + Capacity Heatmaps Information Model SPM + LTDS appendices 3/6 + NSHR
591 | 56.5 | TRUWOOD FURNITURE, BROMFIELD INDUSTRIAL ESTATE | MOLD | CH7 1XB | Flintshire |  | Factory And Premises | industrial | 1 | 1506.52 | 16216 | GIA | 45500 | Bromfield T1 / Bromfield T2 / Ponterwyl T1 / Rhyd-Y-Goleu T1 / Synthite T1 | inside-area | 0.28 | BRYMBO GT2 / HAWARDEN GT2 / HOLYWELL GT2 | CONNAHS QUAY - PENTIR - ST ASAPH | SPM | 19.9 | bsp | 20.363 | Green | 37.5 | 17.137 | thermal | 0 | 0 | 1.1 | 0 | 16.3 | BRYMBO GT2 / HAWARDEN GT2 / HOLYWELL GT2 | 19.9178 | GREEN | 0 |  |  | 0 | 0 | 0 | 37.5 |  |  |  |  | Green (Over 5% headroom) | 141889 | 100 | 2.39 | 90 | 19 | 1120462 | [9 empty] | Connahs Quay / SASA | [8 empty] | 200002515102 | Offices and Workshop Businesses | 643 | C | Grid Supplied Electricity | 3 | 2 | Mixed-mode with Natural Ventilation | 2026-05-05 |  | 0.5 | FALSE | 53.1578 | -3.1291 | SPM-BROMFIELD_T1_BROMFIELD_T2_PONTERWYL_T1_RHYD_Y_GOLEU_T1_SYNTH | 8092596000 | SP Energy Networks open data (API key): NDP SPM primary-group polygons + Capacity Heatmaps Information Model SPM + LTDS appendices 3/6 + NSHR
592 | 56.5 | THE STORE, WOODLANDS ROAD | MOLD | CH7 1JL | Flintshire |  | Warehouse And Premises | industrial | 1 | 1348.05 | 14510 | GIA | 62500 | Bromfield T1 / Bromfield T2 / Ponterwyl T1 / Rhyd-Y-Goleu T1 / Synthite T1 | inside-area | 0.32 | BRYMBO GT2 / HAWARDEN GT2 / HOLYWELL GT2 | CONNAHS QUAY - PENTIR - ST ASAPH | SPM | 19.9 | bsp | 20.363 | Green | 37.5 | 17.137 | thermal | 0 | 0 | 1.1 | 0 | 16.3 | BRYMBO GT2 / HAWARDEN GT2 / HOLYWELL GT2 | 19.9178 | GREEN | 0 |  |  | 0 | 0 | 0 | 37.5 |  |  |  |  | Green (Over 5% headroom) | 141889 | 100 | 2.14 | 34 | 19 | 1122168 | [9 empty] | Connahs Quay / SASA | [8 empty] | 10090462241 | Retail/Financial and Professional Services | 1375 | B | Grid Supplied Electricity | 5 |  | Heating and Natural Ventilation | 2025-04-10 |  | 0.5 | FALSE | 53.1598 | -3.1342 | SPM-BROMFIELD_T1_BROMFIELD_T2_PONTERWYL_T1_RHYD_Y_GOLEU_T1_SYNTH | 7835565000 | SP Energy Networks open data (API key): NDP SPM primary-group polygons + Capacity Heatmaps Information Model SPM + LTDS appendices 3/6 + NSHR
593 | 56.5 | LIDL UK GMBH, DENBIGH ROAD | MOLD | CH7 1BL | Flintshire |  | Large Foodstore | industrial | 1 | 1342.27 | 14448 | GIA | 214000 | Bromfield T1 / Bromfield T2 / Ponterwyl T1 / Rhyd-Y-Goleu T1 / Synthite T1 | inside-area | 1.78 | BRYMBO GT2 / HAWARDEN GT2 / HOLYWELL GT2 | CONNAHS QUAY - PENTIR - ST ASAPH | SPM | 19.9 | bsp | 20.363 | Green | 37.5 | 17.137 | thermal | 0 | 0 | 1.1 | 0 | 16.3 | BRYMBO GT2 / HAWARDEN GT2 / HOLYWELL GT2 | 19.9178 | GREEN | 0 |  |  | 0 | 0 | 0 | 37.5 |  |  |  |  | Green (Over 5% headroom) | 141889 | 100 | 2.13 | 34 | 19 | 1122230 | [9 empty] | Connahs Quay / SASA | [8 empty] | 10023846259 | A1/A2 Retail and Financial/Professional services | 1782 | B | Grid Supplied Electricity | 3 | 1 | Air Conditioning | 2020-10-05 |  | 1 | FALSE | 53.1714 | -3.1449 | SPM-BROMFIELD_T1_BROMFIELD_T2_PONTERWYL_T1_RHYD_Y_GOLEU_T1_SYNTH | 7252731000 | SP Energy Networks open data (API key): NDP SPM primary-group polygons + Capacity Heatmaps Information Model SPM + LTDS appendices 3/6 + NSHR
594 | 56.5 | BROMFIELD INDUSTRIAL ESTATE | MOLD | CH7 1HT | Flintshire | SNOWDONIA WINDOWS | Factory And Premises | industrial | 1 | 1323.64 | 14248 | GIA | 50500 | Bromfield T1 / Bromfield T2 / Ponterwyl T1 / Rhyd-Y-Goleu T1 / Synthite T1 | inside-area | 0.5 | BRYMBO GT2 / HAWARDEN GT2 / HOLYWELL GT2 | CONNAHS QUAY - PENTIR - ST ASAPH | SPM | 19.9 | bsp | 20.363 | Green | 37.5 | 17.137 | thermal | 0 | 0 | 1.1 | 0 | 16.3 | BRYMBO GT2 / HAWARDEN GT2 / HOLYWELL GT2 | 19.9178 | GREEN | 0 |  |  | 0 | 0 | 0 | 37.5 |  |  |  |  | Green (Over 5% headroom) | 141889 | 100 | 2.1 | 79 | 19 | 1122430 | [9 empty] | Connahs Quay / SASA | [20 empty] | 53.1604 | -3.138 | SPM-BROMFIELD_T1_BROMFIELD_T2_PONTERWYL_T1_RHYD_Y_GOLEU_T1_SYNTH | 4679244000 | SP Energy Networks open data (API key): NDP SPM primary-group polygons + Capacity Heatmaps Information Model SPM + LTDS appendices 3/6 + NSHR
595 | 56.5 | UNIT 8A, ANTELOPE INDUSTRIAL ESTATE | MOLD | CH7 5JH | Flintshire |  | Warehouse And Premises | industrial | 1 | 1122.86 | 12086 | GIA | 43000 | Bromfield T1 / Bromfield T2 / Ponterwyl T1 / Rhyd-Y-Goleu T1 / Synthite T1 | inside-area | 5.14 | BRYMBO GT2 / HAWARDEN GT2 / HOLYWELL GT2 | CONNAHS QUAY - PENTIR - ST ASAPH | SPM | 19.9 | bsp | 20.363 | Green | 37.5 | 17.137 | thermal | 0 | 0 | 1.1 | 0 | 16.3 | BRYMBO GT2 / HAWARDEN GT2 / HOLYWELL GT2 | 19.9178 | GREEN | 0 |  |  | 0 | 0 | 0 | 37.5 |  |  |  |  | Green (Over 5% headroom) | 141889 | 100 | 1.78 | 28 | 19 | 1124592 | [9 empty] | Connahs Quay / SASA | [8 empty] | 10095361322 | B1 Offices and Workshop businesses | 1120 | E | Oil | 3 |  | Heating and Natural Ventilation | 2019-03-06 |  | 1 | FALSE | 53.1904 | -3.1862 | SPM-BROMFIELD_T1_BROMFIELD_T2_PONTERWYL_T1_RHYD_Y_GOLEU_T1_SYNTH | 12527288000 | SP Energy Networks open data (API key): NDP SPM primary-group polygons + Capacity Heatmaps Information Model SPM + LTDS appendices 3/6 + NSHR
596 | 56.5 | UNIT 8B, ANTELOPE INDUSTRIAL ESTATE | MOLD | CH7 5JH | Flintshire |  | Warehouse And Premises | industrial | 1 | 1081.05 | 11636 | GIA | 49250 | Bromfield T1 / Bromfield T2 / Ponterwyl T1 / Rhyd-Y-Goleu T1 / Synthite T1 | inside-area | 5.14 | BRYMBO GT2 / HAWARDEN GT2 / HOLYWELL GT2 | CONNAHS QUAY - PENTIR - ST ASAPH | SPM | 19.9 | bsp | 20.363 | Green | 37.5 | 17.137 | thermal | 0 | 0 | 1.1 | 0 | 16.3 | BRYMBO GT2 / HAWARDEN GT2 / HOLYWELL GT2 | 19.9178 | GREEN | 0 |  |  | 0 | 0 | 0 | 37.5 |  |  |  |  | Green (Over 5% headroom) | 141889 | 100 | 1.72 | 27 | 19 | 1125042 | [9 empty] | Connahs Quay / SASA | [8 empty] | 10095361322 | B1 Offices and Workshop businesses | 1120 | E | Oil | 3 |  | Heating and Natural Ventilation | 2019-03-06 |  | 1 | FALSE | 53.1904 | -3.1862 | SPM-BROMFIELD_T1_BROMFIELD_T2_PONTERWYL_T1_RHYD_Y_GOLEU_T1_SYNTH | 12527289000 | SP Energy Networks open data (API key): NDP SPM primary-group polygons + Capacity Heatmaps Information Model SPM + LTDS appendices 3/6 + NSHR
597 | 56.4 | UNITS 13-15, THE MATCHWORKS, SPEKE ROAD | LIVERPOOL | L19 2RF | Liverpool |  | Offices And Premises | office | 1 | 1399.01 | 15059 | NIA | 145000 | Allerton T1 / Ecp West-Banks Rd T1 / Garston T1 / Weaver Ind Est T1 / Yew Tree Rd T1 | inside-area | 0.61 | GARSTON GT2 / SPEKE GT3 / WAVERTREE GT1A | LISTER DRIVE | SPM | 24.3 | primary | 24.318 | Green | 37.5 | 13.182 | thermal | 0 | 12.8 | 7.5 | 12.8 | 21.3 | GARSTON GT2 / SPEKE GT3 / WAVERTREE GT1A | 54.021 | GREEN | 0 |  |  | 0 | 0 | 0 | 37.5 |  |  |  |  | Green (Over 5% headroom) | 173262 | 100 | 2.22 | 98 | 15 | 1959935 | [9 empty] | Lister Drive | LISTER DRIVE | 2 | 114 | 114 | 0 | 57 | 20 | 2026-09 | 38282947 | B1 Offices and Workshop businesses | 362 | D | Natural Gas | 3 | 1 | Heating and Mechanical Ventilation | 2017-09-05 |  | 1 | FALSE | 53.3505 | -2.8861 | SPM-ALLERTON_T1_ECP_WEST_BANKS_RD_T1_GARSTON_T1_WEAVER_IND_EST_T | 14612809000 | SP Energy Networks open data (API key): NDP SPM primary-group polygons + Capacity Heatmaps Information Model SPM + LTDS appendices 3/6 + NSHR
598 | 56.4 | PAVILION 4B, THE MATCHWORKS 142, SPEKE ROAD | LIVERPOOL | L19 2RF | Liverpool |  | Offices And Premises | office | 1 | 1317.5 | 14181 | NIA | 149000 | Allerton T1 / Ecp West-Banks Rd T1 / Garston T1 / Weaver Ind Est T1 / Yew Tree Rd T1 | inside-area | 0.61 | GARSTON GT2 / SPEKE GT3 / WAVERTREE GT1A | LISTER DRIVE | SPM | 24.3 | primary | 24.318 | Green | 37.5 | 13.182 | thermal | 0 | 12.8 | 7.5 | 12.8 | 21.3 | GARSTON GT2 / SPEKE GT3 / WAVERTREE GT1A | 54.021 | GREEN | 0 |  |  | 0 | 0 | 0 | 37.5 |  |  |  |  | Green (Over 5% headroom) | 173262 | 100 | 2.09 | 92 | 15 | 1960813 | [9 empty] | Lister Drive | LISTER DRIVE | 2 | 114 | 114 | 0 | 57 | 20 | 2026-09 | 38211754 | B1 Offices and Workshop businesses | 873 | B | Natural Gas | 3 |  | Heating and Natural Ventilation | 2013-05-17 |  | 0.67 | FALSE | 53.3505 | -2.8861 | SPM-ALLERTON_T1_ECP_WEST_BANKS_RD_T1_GARSTON_T1_WEAVER_IND_EST_T | 15027447000 | SP Energy Networks open data (API key): NDP SPM primary-group polygons + Capacity Heatmaps Information Model SPM + LTDS appendices 3/6 + NSHR
599 | 56.4 | SUITE 10B 10TH FLR, THE PLAZA 100, OLD HALL STREET | LIVERPOOL | L70 1AB | Liverpool |  | Offices And Premises | office | 1 | 1114.83 | 12000 | NIA | 190000 | Allerton T1 / Ecp West-Banks Rd T1 / Garston T1 / Weaver Ind Est T1 / Yew Tree Rd T1 | inside-area | 0.41 | GARSTON GT2 / SPEKE GT3 / WAVERTREE GT1A | LISTER DRIVE | SPM | 24.3 | primary | 24.318 | Green | 37.5 | 13.182 | thermal | 0 | 12.8 | 7.5 | 12.8 | 21.3 | GARSTON GT2 / SPEKE GT3 / WAVERTREE GT1A | 54.021 | GREEN | 0 |  |  | 0 | 0 | 0 | 37.5 |  |  |  |  | Green (Over 5% headroom) | 173262 | 100 | 1.77 | 78 | 15 | 1962994 | [9 empty] | Lister Drive | LISTER DRIVE | 2 | 114 | 114 | 0 | 57 | 20 | 2026-09 | 38195931 | Offices and Workshop Businesses | 793 | D | Natural Gas | 5 | 2 | Air Conditioning | 2022-10-21 |  | 0.5 | FALSE | 53.3477 | -2.8784 | SPM-ALLERTON_T1_ECP_WEST_BANKS_RD_T1_GARSTON_T1_WEAVER_IND_EST_T | 11725472000 | SP Energy Networks open data (API key): NDP SPM primary-group polygons + Capacity Heatmaps Information Model SPM + LTDS appendices 3/6 + NSHR
600 | 56.4 | PAVILION 1 THE MATCHWORKS 142, SPEKE ROAD | LIVERPOOL | L19 2RF | Liverpool |  | Offices And Premises | office | 1 | 1073.9 | 11559 | NIA | 103000 | Allerton T1 / Ecp West-Banks Rd T1 / Garston T1 / Weaver Ind Est T1 / Yew Tree Rd T1 | inside-area | 0.61 | GARSTON GT2 / SPEKE GT3 / WAVERTREE GT1A | LISTER DRIVE | SPM | 24.3 | primary | 24.318 | Green | 37.5 | 13.182 | thermal | 0 | 12.8 | 7.5 | 12.8 | 21.3 | GARSTON GT2 / SPEKE GT3 / WAVERTREE GT1A | 54.021 | GREEN | 0 |  |  | 0 | 0 | 0 | 37.5 |  |  |  |  | Green (Over 5% headroom) | 173262 | 100 | 1.71 | 75 | 15 | 1963435 | [9 empty] | Lister Drive | LISTER DRIVE | 2 | 114 | 114 | 0 | 57 | 20 | 2026-09 | [12 empty] | 53.3505 | -2.8861 | SPM-ALLERTON_T1_ECP_WEST_BANKS_RD_T1_GARSTON_T1_WEAVER_IND_EST_T | 2772225000 | SP Energy Networks open data (API key): NDP SPM primary-group polygons + Capacity Heatmaps Information Model SPM + LTDS appendices 3/6 + NSHR
601 | 56.4 | ENNOVOR BIOFUELS LTD, DOCK ROAD SOUTH | WIRRAL | CH62 4SH | Wirral |  | Factory And Premises | industrial | 1 | 18396.3 | 198016 | GIA | 610000 | Cereal Partners T1 / Lever Georgia Ave T1 / Pool La T1 / Uml Lever Bromborough T2 | inside-area | 1.24 | BROMBOROUGH GT3 / ROCK FERRY GT2 | BIRKENHEAD | SPM | 19.8 | primary | 19.766 | Green | 30 | 10.234 | thermal | 0 | 0 | 0 | 0 | 18.6 | BROMBOROUGH GT3 / ROCK FERRY GT2 | 21.814 | GREEN | 0 |  |  | 0 | 0 | 0 | 30 |  |  |  |  | Green (Over 5% headroom) | 141176 | 71 | 29.23 | 1104 | 29 | 2047157 | [9 empty] | Capenhurst | BIRKENHEAD | 0 | 0 | 0 | 0 | 0 | 90 |  |  | B1 Offices and Workshop businesses | 39 | G | Grid Supplied Electricity | 3 |  | Heating and Natural Ventilation | 2013-10-15 |  | 1 | FALSE | 53.3495 | -2.977 | SPM-CEREAL_PARTNERS_T1_LEVER_GEORGIA_AVE_T1_POOL_LA_T1_UML_LEVER | 9209764000 | SP Energy Networks open data (API key): NDP SPM primary-group polygons + Capacity Heatmaps Information Model SPM + LTDS appendices 3/6 + NSHR
602 | 56.4 | GREAT BEAR DISTRIBUTION 4, THERMAL ROAD | WIRRAL | CH62 4YB | Wirral |  | Warehouse And Premises | industrial | 1 | 15881.43 | 170946 | GIA | 970000 | Cereal Partners T1 / Lever Georgia Ave T1 / Pool La T1 / Uml Lever Bromborough T2 | inside-area | 0.84 | BROMBOROUGH GT3 / ROCK FERRY GT2 | BIRKENHEAD | SPM | 19.8 | primary | 19.766 | Green | 30 | 10.234 | thermal | 0 | 0 | 0 | 0 | 18.6 | BROMBOROUGH GT3 / ROCK FERRY GT2 | 21.814 | GREEN | 0 |  |  | 0 | 0 | 0 | 30 |  |  |  |  | Green (Over 5% headroom) | 141176 | 83 | 25.24 | 397 | 29 | 2074227 | [9 empty] | Capenhurst | BIRKENHEAD | 0 | 0 | 0 | 0 | 0 | 90 |  | 42167512 | B8 Storage or Distribution | 16235 | B | Natural Gas | 4 |  | Heating and Mechanical Ventilation | 2021-11-15 |  | 1 | FALSE | 53.3459 | -2.9743 | SPM-CEREAL_PARTNERS_T1_LEVER_GEORGIA_AVE_T1_POOL_LA_T1_UML_LEVER | 8234119000 | SP Energy Networks open data (API key): NDP SPM primary-group polygons + Capacity Heatmaps Information Model SPM + LTDS appendices 3/6 + NSHR
603 | 56.4 | 1-3, GEORGIA AVENUE | WIRRAL | CH62 3RD | Wirral |  | Computer Centre And Premises | office | 1 | 6128.91 | 65971 | GIA | 750000 | Cereal Partners T1 / Lever Georgia Ave T1 / Pool La T1 / Uml Lever Bromborough T2 | inside-area | 0.57 | BROMBOROUGH GT3 / ROCK FERRY GT2 | BIRKENHEAD | SPM | 19.8 | primary | 19.766 | Green | 30 | 10.234 | thermal | 0 | 0 | 0 | 0 | 18.6 | BROMBOROUGH GT3 / ROCK FERRY GT2 | 21.814 | GREEN | 0 |  |  | 0 | 0 | 0 | 30 |  |  |  |  | Green (Over 5% headroom) | 141176 | 100 | 9.74 | 429 | 29 | 2179202 | [9 empty] | Capenhurst | BIRKENHEAD | 0 | 0 | 0 | 0 | 0 | 90 | [13 empty] | 53.3423 | -2.9729 | SPM-CEREAL_PARTNERS_T1_LEVER_GEORGIA_AVE_T1_POOL_LA_T1_UML_LEVER | 12209475000 | SP Energy Networks open data (API key): NDP SPM primary-group polygons + Capacity Heatmaps Information Model SPM + LTDS appendices 3/6 + NSHR
604 | 56.4 | UNIT 1, MAGAZINE POINT, RIVERBANK ROAD | BROMLEY | CH62 3JP | Wirral |  | Warehouse And Premises | industrial | 1 | 1854.44 | 19961 | GIA | 128000 | Cereal Partners T1 / Lever Georgia Ave T1 / Pool La T1 / Uml Lever Bromborough T2 | inside-area | 0.71 | BROMBOROUGH GT3 / ROCK FERRY GT2 | BIRKENHEAD | SPM | 19.8 | primary | 19.766 | Green | 30 | 10.234 | thermal | 0 | 0 | 0 | 0 | 18.6 | BROMBOROUGH GT3 / ROCK FERRY GT2 | 21.814 | GREEN | 0 |  |  | 0 | 0 | 0 | 30 |  |  |  |  | Green (Over 5% headroom) | 141176 | 100 | 2.95 | 46 | 29 | 2225212 | [9 empty] | Capenhurst | BIRKENHEAD | 0 | 0 | 0 | 0 | 0 | 90 |  | 42203682 | B8 Storage or Distribution | 1795 | A | Natural Gas | 5 |  | Heating and Natural Ventilation | 2021-02-22 |  | 1 | FALSE | 53.3447 | -2.9735 | SPM-CEREAL_PARTNERS_T1_LEVER_GEORGIA_AVE_T1_POOL_LA_T1_UML_LEVER | 13540405000 | SP Energy Networks open data (API key): NDP SPM primary-group polygons + Capacity Heatmaps Information Model SPM + LTDS appendices 3/6 + NSHR
605 | 56.4 | WAREHOUSE 19, DOCK ROAD SOUTH | WIRRAL | CH62 4SF | Wirral |  | Warehouse And Premises | industrial | 1 | 1823.65 | 19630 | GIA | 46000 | Cereal Partners T1 / Lever Georgia Ave T1 / Pool La T1 / Uml Lever Bromborough T2 | inside-area | 1.74 | BROMBOROUGH GT3 / ROCK FERRY GT2 | BIRKENHEAD | SPM | 19.8 | primary | 19.766 | Green | 30 | 10.234 | thermal | 0 | 0 | 0 | 0 | 18.6 | BROMBOROUGH GT3 / ROCK FERRY GT2 | 21.814 | GREEN | 0 |  |  | 0 | 0 | 0 | 30 |  |  |  |  | Green (Over 5% headroom) | 141176 | 100 | 2.9 | 46 | 29 | 2225543 | [9 empty] | Capenhurst | BIRKENHEAD | 0 | 0 | 0 | 0 | 0 | 90 |  | 42203454 | B8 Storage or Distribution | 3056 | D | Grid Supplied Electricity | 3 |  | Heating and Natural Ventilation | 2018-12-07 |  | 0.75 | FALSE | 53.3547 | -2.9777 | SPM-CEREAL_PARTNERS_T1_LEVER_GEORGIA_AVE_T1_POOL_LA_T1_UML_LEVER | 14617242000 | SP Energy Networks open data (API key): NDP SPM primary-group polygons + Capacity Heatmaps Information Model SPM + LTDS appendices 3/6 + NSHR
606 | 56.4 | TECHNICAL DEMOLITION SERVICES LTD, DOCK ROAD SOUTH | WIRRAL | CH62 4SQ | Wirral |  | Workshop And Premises | industrial | 1 | 1611.18 | 17343 | GIA | 123000 | Cereal Partners T1 / Lever Georgia Ave T1 / Pool La T1 / Uml Lever Bromborough T2 | inside-area | 1.32 | BROMBOROUGH GT3 / ROCK FERRY GT2 | BIRKENHEAD | SPM | 19.8 | primary | 19.766 | Green | 30 | 10.234 | thermal | 0 | 0 | 0 | 0 | 18.6 | BROMBOROUGH GT3 / ROCK FERRY GT2 | 21.814 | GREEN | 0 |  |  | 0 | 0 | 0 | 30 |  |  |  |  | Green (Over 5% headroom) | 141176 | 100 | 2.56 | 73 | 29 | 2227830 | [9 empty] | Capenhurst | BIRKENHEAD | 0 | 0 | 0 | 0 | 0 | 90 |  | 42033565 | A1/A2 Retail and Financial/Professional services | 1811 | D | Oil | 3 |  | Heating and Natural Ventilation | 2016-06-22 |  | 0.5 | FALSE | 53.3479 | -2.9809 | SPM-CEREAL_PARTNERS_T1_LEVER_GEORGIA_AVE_T1_POOL_LA_T1_UML_LEVER | 10360165000 | SP Energy Networks open data (API key): NDP SPM primary-group polygons + Capacity Heatmaps Information Model SPM + LTDS appendices 3/6 + NSHR
607 | 56.4 | WASTE MANAGEMENT, DOCK ROAD SOUTH | WIRRAL | CH62 4SH | Wirral |  | Storage Depot And Premises | industrial | 1 | 1490.2 | 16040 | GIA | 75500 | Cereal Partners T1 / Lever Georgia Ave T1 / Pool La T1 / Uml Lever Bromborough T2 | inside-area | 1.24 | BROMBOROUGH GT3 / ROCK FERRY GT2 | BIRKENHEAD | SPM | 19.8 | primary | 19.766 | Green | 30 | 10.234 | thermal | 0 | 0 | 0 | 0 | 18.6 | BROMBOROUGH GT3 / ROCK FERRY GT2 | 21.814 | GREEN | 0 |  |  | 0 | 0 | 0 | 30 |  |  |  |  | Green (Over 5% headroom) | 141176 | 100 | 2.37 | 37 | 29 | 2229133 | [9 empty] | Capenhurst | BIRKENHEAD | 0 | 0 | 0 | 0 | 0 | 90 | [13 empty] | 53.3495 | -2.977 | SPM-CEREAL_PARTNERS_T1_LEVER_GEORGIA_AVE_T1_POOL_LA_T1_UML_LEVER | 275482132 | SP Energy Networks open data (API key): NDP SPM primary-group polygons + Capacity Heatmaps Information Model SPM + LTDS appendices 3/6 + NSHR
608 | 56.4 | DPL FABRICATIONS LTD, DOCK ROAD SOUTH | WIRRAL | CH62 4SQ | Wirral |  | Workshop And Premises | industrial | 1 | 1461.11 | 15727 | GIA | 52000 | Cereal Partners T1 / Lever Georgia Ave T1 / Pool La T1 / Uml Lever Bromborough T2 | inside-area | 1.32 | BROMBOROUGH GT3 / ROCK FERRY GT2 | BIRKENHEAD | SPM | 19.8 | primary | 19.766 | Green | 30 | 10.234 | thermal | 0 | 0 | 0 | 0 | 18.6 | BROMBOROUGH GT3 / ROCK FERRY GT2 | 21.814 | GREEN | 0 |  |  | 0 | 0 | 0 | 30 |  |  |  |  | Green (Over 5% headroom) | 141176 | 100 | 2.32 | 66 | 29 | 2229446 | [9 empty] | Capenhurst | BIRKENHEAD | 0 | 0 | 0 | 0 | 0 | 90 | [13 empty] | 53.3479 | -2.9809 | SPM-CEREAL_PARTNERS_T1_LEVER_GEORGIA_AVE_T1_POOL_LA_T1_UML_LEVER | 8165351000 | SP Energy Networks open data (API key): NDP SPM primary-group polygons + Capacity Heatmaps Information Model SPM + LTDS appendices 3/6 + NSHR
609 | 56.4 | BAGNALL AND MORRIS LTD, DOCK ROAD SOUTH | WIRRAL | CH62 4SQ | Wirral |  | Workshop And Premises | industrial | 1 | 1455.04 | 15662 | GIA | 71500 | Cereal Partners T1 / Lever Georgia Ave T1 / Pool La T1 / Uml Lever Bromborough T2 | inside-area | 1.32 | BROMBOROUGH GT3 / ROCK FERRY GT2 | BIRKENHEAD | SPM | 19.8 | primary | 19.766 | Green | 30 | 10.234 | thermal | 0 | 0 | 0 | 0 | 18.6 | BROMBOROUGH GT3 / ROCK FERRY GT2 | 21.814 | GREEN | 0 |  |  | 0 | 0 | 0 | 30 |  |  |  |  | Green (Over 5% headroom) | 141176 | 100 | 2.31 | 65 | 29 | 2229511 | [9 empty] | Capenhurst | BIRKENHEAD | 0 | 0 | 0 | 0 | 0 | 90 |  | 42033565 | A1/A2 Retail and Financial/Professional services | 1811 | D | Oil | 3 |  | Heating and Natural Ventilation | 2016-06-22 |  | 0.5 | FALSE | 53.3479 | -2.9809 | SPM-CEREAL_PARTNERS_T1_LEVER_GEORGIA_AVE_T1_POOL_LA_T1_UML_LEVER | 278506132 | SP Energy Networks open data (API key): NDP SPM primary-group polygons + Capacity Heatmaps Information Model SPM + LTDS appendices 3/6 + NSHR
610 | 56.4 | BAGNALL & MORRIS, DOCK ROAD SOUTH | WIRRAL | CH62 4SQ | Wirral |  | Workshop And Premises | industrial | 1 | 1306.1 | 14059 | GIA | 48250 | Cereal Partners T1 / Lever Georgia Ave T1 / Pool La T1 / Uml Lever Bromborough T2 | inside-area | 1.32 | BROMBOROUGH GT3 / ROCK FERRY GT2 | BIRKENHEAD | SPM | 19.8 | primary | 19.766 | Green | 30 | 10.234 | thermal | 0 | 0 | 0 | 0 | 18.6 | BROMBOROUGH GT3 / ROCK FERRY GT2 | 21.814 | GREEN | 0 |  |  | 0 | 0 | 0 | 30 |  |  |  |  | Green (Over 5% headroom) | 141176 | 100 | 2.08 | 59 | 29 | 2231114 | [9 empty] | Capenhurst | BIRKENHEAD | 0 | 0 | 0 | 0 | 0 | 90 |  | 42033565 | A1/A2 Retail and Financial/Professional services | 1811 | D | Oil | 3 |  | Heating and Natural Ventilation | 2016-06-22 |  | 0.5 | FALSE | 53.3479 | -2.9809 | SPM-CEREAL_PARTNERS_T1_LEVER_GEORGIA_AVE_T1_POOL_LA_T1_UML_LEVER | 5464476000 | SP Energy Networks open data (API key): NDP SPM primary-group polygons + Capacity Heatmaps Information Model SPM + LTDS appendices 3/6 + NSHR
611 | 56.4 | HAYES HOUSE UNIT 4, POWER STATION BUSINESS PARK, THERMAL ROAD | WIRRAL | CH62 4YB | Wirral |  | Warehouse And Premises | industrial | 1 | 1181.32 | 12716 | GIA | 91500 | Cereal Partners T1 / Lever Georgia Ave T1 / Pool La T1 / Uml Lever Bromborough T2 | inside-area | 0.84 | BROMBOROUGH GT3 / ROCK FERRY GT2 | BIRKENHEAD | SPM | 19.8 | primary | 19.766 | Green | 30 | 10.234 | thermal | 0 | 0 | 0 | 0 | 18.6 | BROMBOROUGH GT3 / ROCK FERRY GT2 | 21.814 | GREEN | 0 |  |  | 0 | 0 | 0 | 30 |  |  |  |  | Green (Over 5% headroom) | 141176 | 100 | 1.88 | 30 | 29 | 2232457 | [9 empty] | Capenhurst | BIRKENHEAD | 0 | 0 | 0 | 0 | 0 | 90 | [13 empty] | 53.3459 | -2.9743 | SPM-CEREAL_PARTNERS_T1_LEVER_GEORGIA_AVE_T1_POOL_LA_T1_UML_LEVER | 11460205000 | SP Energy Networks open data (API key): NDP SPM primary-group polygons + Capacity Heatmaps Information Model SPM + LTDS appendices 3/6 + NSHR
612 | 56.4 | PARITY MEDICAL, THERMAL ROAD | WIRRAL | CH62 4YB | Wirral |  | Workshop And Premises | industrial | 1 | 1148.26 | 12360 | GIA | 62000 | Cereal Partners T1 / Lever Georgia Ave T1 / Pool La T1 / Uml Lever Bromborough T2 | inside-area | 0.84 | BROMBOROUGH GT3 / ROCK FERRY GT2 | BIRKENHEAD | SPM | 19.8 | primary | 19.766 | Green | 30 | 10.234 | thermal | 0 | 0 | 0 | 0 | 18.6 | BROMBOROUGH GT3 / ROCK FERRY GT2 | 21.814 | GREEN | 0 |  |  | 0 | 0 | 0 | 30 |  |  |  |  | Green (Over 5% headroom) | 141176 | 100 | 1.82 | 52 | 29 | 2232813 | [9 empty] | Capenhurst | BIRKENHEAD | 0 | 0 | 0 | 0 | 0 | 90 | [13 empty] | 53.3459 | -2.9743 | SPM-CEREAL_PARTNERS_T1_LEVER_GEORGIA_AVE_T1_POOL_LA_T1_UML_LEVER | 5604786000 | SP Energy Networks open data (API key): NDP SPM primary-group polygons + Capacity Heatmaps Information Model SPM + LTDS appendices 3/6 + NSHR
613 | 56.4 | MAGAZINE HOUSE 6, MAGAZINE POINT, RIVERBANK ROAD | BROMLEY | CH62 3JP | Wirral |  | Warehouse And Premises | industrial | 1 | 1023.22 | 11014 | GIA | 80000 | Cereal Partners T1 / Lever Georgia Ave T1 / Pool La T1 / Uml Lever Bromborough T2 | inside-area | 0.71 | BROMBOROUGH GT3 / ROCK FERRY GT2 | BIRKENHEAD | SPM | 19.8 | primary | 19.766 | Green | 30 | 10.234 | thermal | 0 | 0 | 0 | 0 | 18.6 | BROMBOROUGH GT3 / ROCK FERRY GT2 | 21.814 | GREEN | 0 |  |  | 0 | 0 | 0 | 30 |  |  |  |  | Green (Over 5% headroom) | 141176 | 100 | 1.63 | 26 | 29 | 2234159 | [9 empty] | Capenhurst | BIRKENHEAD | 0 | 0 | 0 | 0 | 0 | 90 |  | 42203687 | B1 Offices and Workshop businesses | 1127 | A | Natural Gas | 5 |  | Heating and Mechanical Ventilation | 2021-02-23 |  | 1 | FALSE | 53.3447 | -2.9735 | SPM-CEREAL_PARTNERS_T1_LEVER_GEORGIA_AVE_T1_POOL_LA_T1_UML_LEVER | 13540406000 | SP Energy Networks open data (API key): NDP SPM primary-group polygons + Capacity Heatmaps Information Model SPM + LTDS appendices 3/6 + NSHR
614 | 56.4 | UNIT 19 - 1 MERSEY WHARF BUSINESS PARK, DOCK ROAD SOUTH | WIRRAL | CH62 4SF | Wirral |  | Warehouse And Premises | industrial | 1 | 1000 | 10764 | GIA | 32500 | Cereal Partners T1 / Lever Georgia Ave T1 / Pool La T1 / Uml Lever Bromborough T2 | inside-area | 1.74 | BROMBOROUGH GT3 / ROCK FERRY GT2 | BIRKENHEAD | SPM | 19.8 | primary | 19.766 | Green | 30 | 10.234 | thermal | 0 | 0 | 0 | 0 | 18.6 | BROMBOROUGH GT3 / ROCK FERRY GT2 | 21.814 | GREEN | 0 |  |  | 0 | 0 | 0 | 30 |  |  |  |  | Green (Over 5% headroom) | 141176 | 100 | 1.59 | 25 | 29 | 2234409 | [9 empty] | Capenhurst | BIRKENHEAD | 0 | 0 | 0 | 0 | 0 | 90 |  | 42203454 | B8 Storage or Distribution | 3056 | D | Grid Supplied Electricity | 3 |  | Heating and Natural Ventilation | 2018-12-07 |  | 1 | FALSE | 53.3547 | -2.9777 | SPM-CEREAL_PARTNERS_T1_LEVER_GEORGIA_AVE_T1_POOL_LA_T1_UML_LEVER | 12796088000 | SP Energy Networks open data (API key): NDP SPM primary-group polygons + Capacity Heatmaps Information Model SPM + LTDS appendices 3/6 + NSHR
615 | 56.3 | 1ST FLR & PT MEZZ LEVEL ATLANTIC PAVILLION, ALBERT DOCK | LIVERPOOL | L3 4AE | Liverpool |  | Offices And Premises | office | 1 | 1660.24 | 17871 | NIA | 300000 | Albert Dock T1 / Kings Dock T1 / Kings Dock T2 / Wapping T1 | inside-area | 0.44 | LISTER DV B GT3 / SPARLING ST GT1 / WAVERTREE GT2 | LISTER DRIVE | SPM | 24.2 | primary | 24.215 | Green | 30 | 5.785 | thermal | 0 | 18.2 | 0 | 18.2 | 23.9 | LISTER DV B GT3 / SPARLING ST GT1 / WAVERTREE GT2 | 51.671 | GREEN | 0 |  |  | 0 | 0 | 0 | 30 |  |  |  |  | Green (Over 5% headroom) | 172549 | 100 | 2.64 | 116 | 3 | 59865 | [9 empty] | Lister Drive | LISTER DRIVE | 2 | 114 | 114 | 0 | 57 | 20 | 2026-09 | 38304383 | B1 Offices and Workshop businesses | 1892 | C | Grid Supplied Electricity | 4 | 2 | Air Conditioning | 2017-08-08 |  | 0.6 | FALSE | 53.3999 | -2.9909 | SPM-ALBERT_DOCK_T1_KINGS_DOCK_T1_KINGS_DOCK_T2_WAPPING_T1 | 11614924000 | SP Energy Networks open data (API key): NDP SPM primary-group polygons + Capacity Heatmaps Information Model SPM + LTDS appendices 3/6 + NSHR
616 | 56.3 | 4TH FLR EXCL NE WING, EDWARD PAVILION, ALBERT DOCK | LIVERPOOL | L3 4SL | Liverpool |  | Offices And Premises | office | 1 | 1192.5 | 12836 | NIA | 216000 | Albert Dock T1 / Kings Dock T1 / Kings Dock T2 / Wapping T1 | inside-area | 0.59 | LISTER DV B GT3 / SPARLING ST GT1 / WAVERTREE GT2 | LISTER DRIVE | SPM | 24.2 | primary | 24.215 | Green | 30 | 5.785 | thermal | 0 | 18.2 | 0 | 18.2 | 23.9 | LISTER DV B GT3 / SPARLING ST GT1 / WAVERTREE GT2 | 51.671 | GREEN | 0 |  |  | 0 | 0 | 0 | 30 |  |  |  |  | Green (Over 5% headroom) | 172549 | 100 | 1.89 | 83 | 3 | 64900 | [9 empty] | Lister Drive | LISTER DRIVE | 2 | 114 | 114 | 0 | 57 | 20 | 2026-09 | [12 empty] | 53.4012 | -2.9918 | SPM-ALBERT_DOCK_T1_KINGS_DOCK_T1_KINGS_DOCK_T2_WAPPING_T1 | 13905368000 | SP Energy Networks open data (API key): NDP SPM primary-group polygons + Capacity Heatmaps Information Model SPM + LTDS appendices 3/6 + NSHR
617 | 56.3 | HANGAR 119, HAWARDEN AIRPORT, CHESTER ROAD | CHESTER | CH4 0BA | Flintshire |  | Workshop And Premises | industrial | 2 | 13537.81 | 145720 | GIA | 346000 | Airbus T1 / Broughton Retail Park T1 / Mixalloy T1 | inside-area | 1.92 | CASTLE CEMENT GT1 / HAWARDEN GT1 / SALTNEY GT1 / SALTNEY G2B | CONNAHS QUAY - PENTIR - ST ASAPH | SPM | 12.2 | primary | 12.222 | Green | 20 | 7.778 | thermal | 0 | 0 | 0 | 0 | 9.8 | CASTLE CEMENT GT1 / HAWARDEN GT1 / SALTNEY GT1 / SALTNEY G2B | 32.76 | GREEN | 0 |  |  | 0 | 0 | 0 | 20 |  |  |  |  | Green (Over 5% headroom) | 86988 | 60 | 21.51 | 609 | 28 | 1532720 | [9 empty] | Capenhurst | CAPENHURST | 4 | 896.6 | 896.6 | 0 | 0 | 304 | 2029-10 | [12 empty] | 53.1828 | -2.9627 | SPM-AIRBUS_T1_BROUGHTON_RETAIL_PARK_T1_MIXALLOY_T1 | 13392512000;12015618000 | SP Energy Networks open data (API key): NDP SPM primary-group polygons + Capacity Heatmaps Information Model SPM + LTDS appendices 3/6 + NSHR
618 | 56.3 | AQUILA BUILDING, STRETTON WAY | LIVERPOOL | L36 6JE | Knowsley | ANTOLIN INTERIORS | Factory And Premises | industrial | 1 | 12267.21 | 132043 | GIA | 565000 | Bicc Huyton Quarry T1 / Tarbock T1 / Whiston T1 | inside-area | 0.54 | GATEACRE GT1 / HUYTON GT1 / KIRKBY GT3 / PRESCOT GT1A | RAINHILL | SPM | 12.2 | primary | 12.223 | Green | 20 | 7.777 | thermal | 0 | 1.2 | 0 | 1.2 | 9.5 | GATEACRE GT1 / HUYTON GT1 / KIRKBY GT3 / PRESCOT GT1A | 31.422 | GREEN | 0 |  |  | 0 | 0 | 0 | 20 |  |  |  |  | Green (Over 5% headroom) | 86988 | 66 | 19.49 | 736 | 25 | 1592444 | [9 empty] | Rainhill | RAINHILL | 1 | 85.5 | 85.5 | 0 | 0 | 57 | 2026-09 | [12 empty] | 53.4003 | -2.8126 | SPM-BICC_HUYTON_QUARRY_T1_TARBOCK_T1_WHISTON_T1 | 11424399000 | SP Energy Networks open data (API key): NDP SPM primary-group polygons + Capacity Heatmaps Information Model SPM + LTDS appendices 3/6 + NSHR
619 | 56.3 | OLYMPIC OILS LTD, FALLOWS WAY | PRESCOT | L35 1RZ | Knowsley |  | Factory And Premises | industrial | 1 | 12103.98 | 130286 | GIA | 510000 | Bicc Huyton Quarry T1 / Tarbock T1 / Whiston T1 | inside-area | 0.15 | GATEACRE GT1 / HUYTON GT1 / KIRKBY GT3 / PRESCOT GT1A | RAINHILL | SPM | 12.2 | primary | 12.223 | Green | 20 | 7.777 | thermal | 0 | 1.2 | 0 | 1.2 | 9.5 | GATEACRE GT1 / HUYTON GT1 / KIRKBY GT3 / PRESCOT GT1A | 31.422 | GREEN | 0 |  |  | 0 | 0 | 0 | 20 |  |  |  |  | Green (Over 5% headroom) | 86988 | 67 | 19.23 | 726 | 25 | 1594201 | [9 empty] | Rainhill | RAINHILL | 1 | 85.5 | 85.5 | 0 | 0 | 57 | 2026-09 | 40076715 | B2 to B7 General Industrial and Special Industrial Groups | 10307 | D | Natural Gas | 4 |  | Heating and Natural Ventilation | 2012-02-27 |  | 0.5 | FALSE | 53.4039 | -2.8115 | SPM-BICC_HUYTON_QUARRY_T1_TARBOCK_T1_WHISTON_T1 | 9467346000 | SP Energy Networks open data (API key): NDP SPM primary-group polygons + Capacity Heatmaps Information Model SPM + LTDS appendices 3/6 + NSHR
620 | 56.3 | FALLOWS WAY | PRESCOT | L35 1RZ | Knowsley | BATLEYS CASH & CARRY LTD | Warehouse And Premises | industrial | 1 | 9639.6 | 103760 | GIA | 530000 | Bicc Huyton Quarry T1 / Tarbock T1 / Whiston T1 | inside-area | 0.15 | GATEACRE GT1 / HUYTON GT1 / KIRKBY GT3 / PRESCOT GT1A | RAINHILL | SPM | 12.2 | primary | 12.223 | Green | 20 | 7.777 | thermal | 0 | 1.2 | 0 | 1.2 | 9.5 | GATEACRE GT1 / HUYTON GT1 / KIRKBY GT3 / PRESCOT GT1A | 31.422 | GREEN | 0 |  |  | 0 | 0 | 0 | 20 |  |  |  |  | Green (Over 5% headroom) | 86988 | 84 | 15.32 | 241 | 25 | 1620727 | [9 empty] | Rainhill | RAINHILL | 1 | 85.5 | 85.5 | 0 | 0 | 57 | 2026-09 | 40076715 | B2 to B7 General Industrial and Special Industrial Groups | 10307 | D | Natural Gas | 4 |  | Heating and Natural Ventilation | 2012-02-27 |  | 1 | FALSE | 53.4039 | -2.8115 | SPM-BICC_HUYTON_QUARRY_T1_TARBOCK_T1_WHISTON_T1 | 394728134 | SP Energy Networks open data (API key): NDP SPM primary-group polygons + Capacity Heatmaps Information Model SPM + LTDS appendices 3/6 + NSHR
621 | 56.3 | JOHN MASON, WILSON ROAD | LIVERPOOL | L36 6AE | Knowsley | JOHN MASON | Warehouse And Premises | industrial | 1 | 9636.42 | 103725 | GIA | 287500 | Bicc Huyton Quarry T1 / Tarbock T1 / Whiston T1 | inside-area | 0.49 | GATEACRE GT1 / HUYTON GT1 / KIRKBY GT3 / PRESCOT GT1A | RAINHILL | SPM | 12.2 | primary | 12.223 | Green | 20 | 7.777 | thermal | 0 | 1.2 | 0 | 1.2 | 9.5 | GATEACRE GT1 / HUYTON GT1 / KIRKBY GT3 / PRESCOT GT1A | 31.422 | GREEN | 0 |  |  | 0 | 0 | 0 | 20 |  |  |  |  | Green (Over 5% headroom) | 86988 | 84 | 15.31 | 241 | 25 | 1620762 | [9 empty] | Rainhill | RAINHILL | 1 | 85.5 | 85.5 | 0 | 0 | 57 | 2026-09 | [12 empty] | 53.4027 | -2.8166 | SPM-BICC_HUYTON_QUARRY_T1_TARBOCK_T1_WHISTON_T1 | 3411180000 | SP Energy Networks open data (API key): NDP SPM primary-group polygons + Capacity Heatmaps Information Model SPM + LTDS appendices 3/6 + NSHR
622 | 56.3 | UNITS 7 & 8, HAWARDEN INDUSTRIAL PARK, MANOR LANE | DEESIDE | CH5 3QY | Flintshire |  | Laboratory, Offices And Premises; Warehouse And Premises | industrial | 2 | 9379.07 | 100955 | GIA | 445500 | Airbus T1 / Broughton Retail Park T1 / Mixalloy T1 | inside-area | 1.81 | CASTLE CEMENT GT1 / HAWARDEN GT1 / SALTNEY GT1 / SALTNEY G2B | CONNAHS QUAY - PENTIR - ST ASAPH | SPM | 12.2 | primary | 12.222 | Green | 20 | 7.778 | thermal | 0 | 0 | 0 | 0 | 9.8 | CASTLE CEMENT GT1 / HAWARDEN GT1 / SALTNEY GT1 / SALTNEY G2B | 32.76 | GREEN | 0 |  |  | 0 | 0 | 0 | 20 |  |  |  |  | Green (Over 5% headroom) | 86988 | 86 | 14.9 | 938 | 28 | 1577485 | [9 empty] | Capenhurst | CAPENHURST | 4 | 896.6 | 896.6 | 0 | 0 | 304 | 2029-10 | [12 empty] | 53.1766 | -2.9955 | SPM-AIRBUS_T1_BROUGHTON_RETAIL_PARK_T1_MIXALLOY_T1 | 4363726000;5677581000 | SP Energy Networks open data (API key): NDP SPM primary-group polygons + Capacity Heatmaps Information Model SPM + LTDS appendices 3/6 + NSHR
623 | 56.3 | BROUGHTON MILL, CHESTER ROAD | CHESTER | CH4 0BY | Flintshire |  | Workshop And Premises | industrial | 1 | 9375.69 | 100919 | GIA | 255000 | Airbus T1 / Broughton Retail Park T1 / Mixalloy T1 | inside-area | 1.22 | CASTLE CEMENT GT1 / HAWARDEN GT1 / SALTNEY GT1 / SALTNEY G2B | CONNAHS QUAY - PENTIR - ST ASAPH | SPM | 12.2 | primary | 12.222 | Green | 20 | 7.778 | thermal | 0 | 0 | 0 | 0 | 9.8 | CASTLE CEMENT GT1 / HAWARDEN GT1 / SALTNEY GT1 / SALTNEY G2B | 32.76 | GREEN | 0 |  |  | 0 | 0 | 0 | 20 |  |  |  |  | Green (Over 5% headroom) | 86988 | 86 | 14.9 | 422 | 28 | 1577521 | [9 empty] | Capenhurst | CAPENHURST | 4 | 896.6 | 896.6 | 0 | 0 | 304 | 2029-10 | [12 empty] | 53.1745 | -2.9606 | SPM-AIRBUS_T1_BROUGHTON_RETAIL_PARK_T1_MIXALLOY_T1 | 10598404000 | SP Energy Networks open data (API key): NDP SPM primary-group polygons + Capacity Heatmaps Information Model SPM + LTDS appendices 3/6 + NSHR
624 | 56.3 | UNITS 9-10, BRICKFIELDS | LIVERPOOL | L36 6HY | Knowsley |  | Factory And Premises; Warehouse And Premises | industrial | 5 | 8873.2 | 95510 | GIA | 374250 | Bicc Huyton Quarry T1 / Tarbock T1 / Whiston T1 | inside-area | 1.02 | GATEACRE GT1 / HUYTON GT1 / KIRKBY GT3 / PRESCOT GT1A | RAINHILL | SPM | 12.2 | primary | 12.223 | Green | 20 | 7.777 | thermal | 0 | 1.2 | 0 | 1.2 | 9.5 | GATEACRE GT1 / HUYTON GT1 / KIRKBY GT3 / PRESCOT GT1A | 31.422 | GREEN | 0 |  |  | 0 | 0 | 0 | 20 |  |  |  |  | Green (Over 5% headroom) | 86988 | 91 | 14.1 | 532 | 25 | 1628977 | [9 empty] | Rainhill | RAINHILL | 1 | 85.5 | 85.5 | 0 | 0 | 57 | 2026-09 | 40048116 | Storage or Distribution | 2580 | C | Natural Gas | 3 |  | Heating and Natural Ventilation | 2026-06-08 |  | 1 | FALSE | 53.4082 | -2.8247 | SPM-BICC_HUYTON_QUARRY_T1_TARBOCK_T1_WHISTON_T1 | 392209134;392212134;5481354000;392210134;392211134 | SP Energy Networks open data (API key): NDP SPM primary-group polygons + Capacity Heatmaps Information Model SPM + LTDS appendices 3/6 + NSHR
625 | 56.3 | BOCCARD UK LTD PART OF BUILDING 200, HAWARDEN AIRFIELD, CHESTER ROAD | CHESTER | CH4 0DR | Flintshire |  | Factory And Premises | industrial | 1 | 8868.5 | 95460 | GIA | 505000 | Airbus T1 / Broughton Retail Park T1 / Mixalloy T1 | inside-area | 0.7 | CASTLE CEMENT GT1 / HAWARDEN GT1 / SALTNEY GT1 / SALTNEY G2B | CONNAHS QUAY - PENTIR - ST ASAPH | SPM | 12.2 | primary | 12.222 | Green | 20 | 7.778 | thermal | 0 | 0 | 0 | 0 | 9.8 | CASTLE CEMENT GT1 / HAWARDEN GT1 / SALTNEY GT1 / SALTNEY G2B | 32.76 | GREEN | 0 |  |  | 0 | 0 | 0 | 20 |  |  |  |  | Green (Over 5% headroom) | 86988 | 91 | 14.09 | 532 | 28 | 1582980 | [9 empty] | Capenhurst | CAPENHURST | 4 | 896.6 | 896.6 | 0 | 0 | 304 | 2029-10 | [12 empty] | 53.172 | -2.9797 | SPM-AIRBUS_T1_BROUGHTON_RETAIL_PARK_T1_MIXALLOY_T1 | 14104597000 | SP Energy Networks open data (API key): NDP SPM primary-group polygons + Capacity Heatmaps Information Model SPM + LTDS appendices 3/6 + NSHR
626 | 56.3 | LIVERPOOL FOOTBALL CLUB PLC, FALLOWS WAY | PRESCOT | L35 1RZ | Knowsley |  | Warehouse And Premises | industrial | 1 | 8806.3 | 94790 | GIA | 482500 | Bicc Huyton Quarry T1 / Tarbock T1 / Whiston T1 | inside-area | 0.15 | GATEACRE GT1 / HUYTON GT1 / KIRKBY GT3 / PRESCOT GT1A | RAINHILL | SPM | 12.2 | primary | 12.223 | Green | 20 | 7.777 | thermal | 0 | 1.2 | 0 | 1.2 | 9.5 | GATEACRE GT1 / HUYTON GT1 / KIRKBY GT3 / PRESCOT GT1A | 31.422 | GREEN | 0 |  |  | 0 | 0 | 0 | 20 |  |  |  |  | Green (Over 5% headroom) | 86988 | 92 | 13.99 | 220 | 25 | 1629697 | [9 empty] | Rainhill | RAINHILL | 1 | 85.5 | 85.5 | 0 | 0 | 57 | 2026-09 | 40078133 | B8 Storage or Distribution | 9047 | C | Natural Gas | 3 |  | Heating and Natural Ventilation | 2015-03-20 |  | 1 | FALSE | 53.4039 | -2.8115 | SPM-BICC_HUYTON_QUARRY_T1_TARBOCK_T1_WHISTON_T1 | 7523056000 | SP Energy Networks open data (API key): NDP SPM primary-group polygons + Capacity Heatmaps Information Model SPM + LTDS appendices 3/6 + NSHR
627 | 56.3 | UNIT 5, VISTA, STEPHEN WADE WAY | DEESIDE | CH5 3FN | Flintshire |  | Warehouse And Premises | industrial | 4 | 8287.38 | 89205 | GIA | 498500 | Airbus T1 / Broughton Retail Park T1 / Mixalloy T1 | inside-area | 1.86 | CASTLE CEMENT GT1 / HAWARDEN GT1 / SALTNEY GT1 / SALTNEY G2B | CONNAHS QUAY - PENTIR - ST ASAPH | SPM | 12.2 | primary | 12.222 | Green | 20 | 7.778 | thermal | 0 | 0 | 0 | 0 | 9.8 | CASTLE CEMENT GT1 / HAWARDEN GT1 / SALTNEY GT1 / SALTNEY G2B | 32.76 | GREEN | 0 |  |  | 0 | 0 | 0 | 20 |  |  |  |  | Green (Over 5% headroom) | 86988 | 98 | 13.17 | 207 | 28 | 1589235 | [9 empty] | Capenhurst | CAPENHURST | 4 | 896.6 | 896.6 | 0 | 0 | 304 | 2029-10 | 10095363436 | Storage or Distribution | 1984 | A | Grid Supplied Electricity | 5 | 2 | Air Conditioning | 2025-01-14 |  | 1 | FALSE | 53.1741 | -2.9989 | SPM-AIRBUS_T1_BROUGHTON_RETAIL_PARK_T1_MIXALLOY_T1 | 14998503000;15000890000;14383456000;15005353000 | SP Energy Networks open data (API key): NDP SPM primary-group polygons + Capacity Heatmaps Information Model SPM + LTDS appendices 3/6 + NSHR
628 | 56.3 | UNIT 1, INTERCHANGE 81, STRETTON WAY | LIVERPOOL | L36 6JF | Knowsley |  | Warehouse, Offices And Premises | industrial | 1 | 7720.85 | 83106 | GIA | 232000 | Bicc Huyton Quarry T1 / Tarbock T1 / Whiston T1 | inside-area | 0.27 | GATEACRE GT1 / HUYTON GT1 / KIRKBY GT3 / PRESCOT GT1A | RAINHILL | SPM | 12.2 | primary | 12.223 | Green | 20 | 7.777 | thermal | 0 | 1.2 | 0 | 1.2 | 9.5 | GATEACRE GT1 / HUYTON GT1 / KIRKBY GT3 / PRESCOT GT1A | 31.422 | GREEN | 0 |  |  | 0 | 0 | 0 | 20 |  |  |  |  | Green (Over 5% headroom) | 86988 | 100 | 12.27 | 540 | 25 | 1641381 | [9 empty] | Rainhill | RAINHILL | 1 | 85.5 | 85.5 | 0 | 0 | 57 | 2026-09 | 40092320 | B8 Storage or Distribution | 14270 | B | Grid Supplied Electricity | 3 |  | Air Conditioning | 2022-01-14 |  | 0.67 | FALSE | 53.4039 | -2.8139 | SPM-BICC_HUYTON_QUARRY_T1_TARBOCK_T1_WHISTON_T1 | 13868015000 | SP Energy Networks open data (API key): NDP SPM primary-group polygons + Capacity Heatmaps Information Model SPM + LTDS appendices 3/6 + NSHR
629 | 56.3 | CAREY GLASS CHESTER LTD, MANOR LANE | DEESIDE | CH5 3PP | Flintshire |  | Factory And Premises | industrial | 1 | 7692.15 | 82798 | GIA | 237000 | Airbus T1 / Broughton Retail Park T1 / Mixalloy T1 | inside-area | 1.66 | CASTLE CEMENT GT1 / HAWARDEN GT1 / SALTNEY GT1 / SALTNEY G2B | CONNAHS QUAY - PENTIR - ST ASAPH | SPM | 12.2 | primary | 12.222 | Green | 20 | 7.778 | thermal | 0 | 0 | 0 | 0 | 9.8 | CASTLE CEMENT GT1 / HAWARDEN GT1 / SALTNEY GT1 / SALTNEY G2B | 32.76 | GREEN | 0 |  |  | 0 | 0 | 0 | 20 |  |  |  |  | Green (Over 5% headroom) | 86988 | 100 | 12.22 | 462 | 28 | 1595642 | [9 empty] | Capenhurst | CAPENHURST | 4 | 896.6 | 896.6 | 0 | 0 | 304 | 2029-10 | [12 empty] | 53.1749 | -2.9948 | SPM-AIRBUS_T1_BROUGHTON_RETAIL_PARK_T1_MIXALLOY_T1 | 9703116000 | SP Energy Networks open data (API key): NDP SPM primary-group polygons + Capacity Heatmaps Information Model SPM + LTDS appendices 3/6 + NSHR
630 | 56.3 | UNITS 1-6, LINK BUSINESS PARK, ELLIS ASHTON STREET | LIVERPOOL | L36 6BJ | Knowsley |  | Warehouse And Premises | industrial | 1 | 6669.17 | 71786 | GIA | 427500 | Bicc Huyton Quarry T1 / Tarbock T1 / Whiston T1 | inside-area | 0.54 | GATEACRE GT1 / HUYTON GT1 / KIRKBY GT3 / PRESCOT GT1A | RAINHILL | SPM | 12.2 | primary | 12.223 | Green | 20 | 7.777 | thermal | 0 | 1.2 | 0 | 1.2 | 9.5 | GATEACRE GT1 / HUYTON GT1 / KIRKBY GT3 / PRESCOT GT1A | 31.422 | GREEN | 0 |  |  | 0 | 0 | 0 | 20 |  |  |  |  | Green (Over 5% headroom) | 86988 | 100 | 10.6 | 167 | 25 | 1652701 | [9 empty] | Rainhill | RAINHILL | 1 | 85.5 | 85.5 | 0 | 0 | 57 | 2026-09 | 40082328 | B8 Storage or Distribution | 5335 | C | Grid Supplied Electricity | 3 |  | Heating and Mechanical Ventilation | 2018-04-03 |  | 0.5 | FALSE | 53.4055 | -2.8184 | SPM-BICC_HUYTON_QUARRY_T1_TARBOCK_T1_WHISTON_T1 | 6351256000 | SP Energy Networks open data (API key): NDP SPM primary-group polygons + Capacity Heatmaps Information Model SPM + LTDS appendices 3/6 + NSHR
631 | 56.3 | HARDWOOD TIMBER SALES, ELLIS ASHTON STREET | LIVERPOOL | L36 6BJ | Knowsley |  | Warehouse And Premises | industrial | 1 | 6386 | 68738 | GIA | 297500 | Bicc Huyton Quarry T1 / Tarbock T1 / Whiston T1 | inside-area | 0.54 | GATEACRE GT1 / HUYTON GT1 / KIRKBY GT3 / PRESCOT GT1A | RAINHILL | SPM | 12.2 | primary | 12.223 | Green | 20 | 7.777 | thermal | 0 | 1.2 | 0 | 1.2 | 9.5 | GATEACRE GT1 / HUYTON GT1 / KIRKBY GT3 / PRESCOT GT1A | 31.422 | GREEN | 0 |  |  | 0 | 0 | 0 | 20 |  |  |  |  | Green (Over 5% headroom) | 86988 | 100 | 10.15 | 160 | 25 | 1655749 | [9 empty] | Rainhill | RAINHILL | 1 | 85.5 | 85.5 | 0 | 0 | 57 | 2026-09 | 40082328 | B8 Storage or Distribution | 5335 | C | Grid Supplied Electricity | 3 |  | Heating and Mechanical Ventilation | 2018-04-03 |  | 0.5 | FALSE | 53.4055 | -2.8184 | SPM-BICC_HUYTON_QUARRY_T1_TARBOCK_T1_WHISTON_T1 | 9274220000 | SP Energy Networks open data (API key): NDP SPM primary-group polygons + Capacity Heatmaps Information Model SPM + LTDS appendices 3/6 + NSHR
632 | 56.3 | ELECTROIMPACT UK LTD, MANOR LANE | DEESIDE | CH5 3PP | Flintshire |  | Factory And Premises | industrial | 1 | 5737.04 | 61753 | GIA | 186000 | Airbus T1 / Broughton Retail Park T1 / Mixalloy T1 | inside-area | 1.66 | CASTLE CEMENT GT1 / HAWARDEN GT1 / SALTNEY GT1 / SALTNEY G2B | CONNAHS QUAY - PENTIR - ST ASAPH | SPM | 12.2 | primary | 12.222 | Green | 20 | 7.778 | thermal | 0 | 0 | 0 | 0 | 9.8 | CASTLE CEMENT GT1 / HAWARDEN GT1 / SALTNEY GT1 / SALTNEY G2B | 32.76 | GREEN | 0 |  |  | 0 | 0 | 0 | 20 |  |  |  |  | Green (Over 5% headroom) | 86988 | 100 | 9.12 | 344 | 28 | 1616687 | [9 empty] | Capenhurst | CAPENHURST | 4 | 896.6 | 896.6 | 0 | 0 | 304 | 2029-10 | [12 empty] | 53.1749 | -2.9948 | SPM-AIRBUS_T1_BROUGHTON_RETAIL_PARK_T1_MIXALLOY_T1 | 10928673000 | SP Energy Networks open data (API key): NDP SPM primary-group polygons + Capacity Heatmaps Information Model SPM + LTDS appendices 3/6 + NSHR
633 | 56.3 | KNOWSLEY CONTRACT SERVICES, STRETTON WAY | LIVERPOOL | L36 6JF | Knowsley | KNOWSLEY CONTRACT SERVICES | Storage Depot And Premises | industrial | 1 | 5571.2 | 59968 | GIA | 290000 | Bicc Huyton Quarry T1 / Tarbock T1 / Whiston T1 | inside-area | 0.27 | GATEACRE GT1 / HUYTON GT1 / KIRKBY GT3 / PRESCOT GT1A | RAINHILL | SPM | 12.2 | primary | 12.223 | Green | 20 | 7.777 | thermal | 0 | 1.2 | 0 | 1.2 | 9.5 | GATEACRE GT1 / HUYTON GT1 / KIRKBY GT3 / PRESCOT GT1A | 31.422 | GREEN | 0 |  |  | 0 | 0 | 0 | 20 |  |  |  |  | Green (Over 5% headroom) | 86988 | 100 | 8.85 | 139 | 25 | 1664519 | [9 empty] | Rainhill | RAINHILL | 1 | 85.5 | 85.5 | 0 | 0 | 57 | 2026-09 | 40049376 | B1 Offices and Workshop businesses | 4315 | D | Natural Gas | 3 | 2 | Heating and Natural Ventilation | 2016-04-11 |  | 0.5 | FALSE | 53.4039 | -2.8139 | SPM-BICC_HUYTON_QUARRY_T1_TARBOCK_T1_WHISTON_T1 | 511045134 | SP Energy Networks open data (API key): NDP SPM primary-group polygons + Capacity Heatmaps Information Model SPM + LTDS appendices 3/6 + NSHR
634 | 56.3 | UNITS 7 8 & 9B, LINK BUSINESS PARK, ELLIS ASHTON STREET | LIVERPOOL | L36 6BP | Knowsley |  | Warehouse And Premises | industrial | 1 | 5281.9 | 56854 | GIA | 177000 | Bicc Huyton Quarry T1 / Tarbock T1 / Whiston T1 | inside-area | 0.64 | GATEACRE GT1 / HUYTON GT1 / KIRKBY GT3 / PRESCOT GT1A | RAINHILL | SPM | 12.2 | primary | 12.223 | Green | 20 | 7.777 | thermal | 0 | 1.2 | 0 | 1.2 | 9.5 | GATEACRE GT1 / HUYTON GT1 / KIRKBY GT3 / PRESCOT GT1A | 31.422 | GREEN | 0 |  |  | 0 | 0 | 0 | 20 |  |  |  |  | Green (Over 5% headroom) | 86988 | 100 | 8.39 | 132 | 25 | 1667633 | [9 empty] | Rainhill | RAINHILL | 1 | 85.5 | 85.5 | 0 | 0 | 57 | 2026-09 | 40072489 | General Industrial and Special Industrial Groups | 805 | A | Other | 3 |  | Unconditioned | 2025-02-20 |  | 1 | FALSE | 53.4066 | -2.8196 | SPM-BICC_HUYTON_QUARRY_T1_TARBOCK_T1_WHISTON_T1 | 9119852000 | SP Energy Networks open data (API key): NDP SPM primary-group polygons + Capacity Heatmaps Information Model SPM + LTDS appendices 3/6 + NSHR
635 | 56.3 | UNIT 1, BIG PADLOCK ESTATE, ELLIS ASHTON STREET | LIVERPOOL | L36 6BJ | Knowsley |  | Warehouse And Premises | industrial | 2 | 4538.1 | 48848 | GIA | 132500 | Bicc Huyton Quarry T1 / Tarbock T1 / Whiston T1 | inside-area | 0.54 | GATEACRE GT1 / HUYTON GT1 / KIRKBY GT3 / PRESCOT GT1A | RAINHILL | SPM | 12.2 | primary | 12.223 | Green | 20 | 7.777 | thermal | 0 | 1.2 | 0 | 1.2 | 9.5 | GATEACRE GT1 / HUYTON GT1 / KIRKBY GT3 / PRESCOT GT1A | 31.422 | GREEN | 0 |  |  | 0 | 0 | 0 | 20 |  |  |  |  | Green (Over 5% headroom) | 86988 | 100 | 7.21 | 113 | 25 | 1675639 | [9 empty] | Rainhill | RAINHILL | 1 | 85.5 | 85.5 | 0 | 0 | 57 | 2026-09 | 40092372 | B8 Storage or Distribution | 3321 | C | Grid Supplied Electricity | 3 |  | Heating and Natural Ventilation | 2016-05-12 |  | 1 | FALSE | 53.4055 | -2.8184 | SPM-BICC_HUYTON_QUARRY_T1_TARBOCK_T1_WHISTON_T1 | 10040141000;10118312000 | SP Energy Networks open data (API key): NDP SPM primary-group polygons + Capacity Heatmaps Information Model SPM + LTDS appendices 3/6 + NSHR
636 | 56.3 | REFRIGERATION NORWEST CHESTER LTD, HAWARDEN INDUSTRIAL PARK, AIRFIELD VIEW, MANOR LANE | DEESIDE | CH5 3PZ | Flintshire |  | Warehouse And Premises | industrial | 1 | 4247.2 | 45716 | GIA | 112000 | Airbus T1 / Broughton Retail Park T1 / Mixalloy T1 | inside-area | 1.72 | CASTLE CEMENT GT1 / HAWARDEN GT1 / SALTNEY GT1 / SALTNEY G2B | CONNAHS QUAY - PENTIR - ST ASAPH | SPM | 12.2 | primary | 12.222 | Green | 20 | 7.778 | thermal | 0 | 0 | 0 | 0 | 9.8 | CASTLE CEMENT GT1 / HAWARDEN GT1 / SALTNEY GT1 / SALTNEY G2B | 32.76 | GREEN | 0 |  |  | 0 | 0 | 0 | 20 |  |  |  |  | Green (Over 5% headroom) | 86988 | 100 | 6.75 | 106 | 28 | 1632724 | [9 empty] | Capenhurst | CAPENHURST | 4 | 896.6 | 896.6 | 0 | 0 | 304 | 2029-10 | 10095363011 | B2 to B7 General Industrial and Special Industrial Groups | 1602 | C | Oil | 3 |  | Heating and Natural Ventilation | 2022-10-20 |  | 0.5 | FALSE | 53.178 | -2.9918 | SPM-AIRBUS_T1_BROUGHTON_RETAIL_PARK_T1_MIXALLOY_T1 | 8472901000 | SP Energy Networks open data (API key): NDP SPM primary-group polygons + Capacity Heatmaps Information Model SPM + LTDS appendices 3/6 + NSHR
637 | 56.3 | AMRC CYMRU, CHESTER ROAD | CHESTER | CH4 0DH | Flintshire |  | Workshop And Premises | industrial | 1 | 4060.36 | 43705 | GIA | 255000 | Airbus T1 / Broughton Retail Park T1 / Mixalloy T1 | inside-area | 0.99 | CASTLE CEMENT GT1 / HAWARDEN GT1 / SALTNEY GT1 / SALTNEY G2B | CONNAHS QUAY - PENTIR - ST ASAPH | SPM | 12.2 | primary | 12.222 | Green | 20 | 7.778 | thermal | 0 | 0 | 0 | 0 | 9.8 | CASTLE CEMENT GT1 / HAWARDEN GT1 / SALTNEY GT1 / SALTNEY G2B | 32.76 | GREEN | 0 |  |  | 0 | 0 | 0 | 20 |  |  |  |  | Green (Over 5% headroom) | 86988 | 100 | 6.45 | 183 | 28 | 1634735 | [9 empty] | Capenhurst | CAPENHURST | 4 | 896.6 | 896.6 | 0 | 0 | 304 | 2029-10 | 200002940140 | Offices and Workshop Businesses | 3703 | C | Natural Gas | 5 | 2 | Air Conditioning | 2026-02-03 |  | 1 | FALSE | 53.1734 | -2.9635 | SPM-AIRBUS_T1_BROUGHTON_RETAIL_PARK_T1_MIXALLOY_T1 | 13443889000 | SP Energy Networks open data (API key): NDP SPM primary-group polygons + Capacity Heatmaps Information Model SPM + LTDS appendices 3/6 + NSHR
638 | 56.3 | UNIT 1, HAWARDEN INDUSTRIAL PARK, AIRFIELD VIEW, MANOR LANE | DEESIDE | CH5 3QZ | Flintshire |  | Factory And Premises | industrial | 1 | 3389.35 | 36483 | GIA | 112000 | Airbus T1 / Broughton Retail Park T1 / Mixalloy T1 | inside-area | 1.79 | CASTLE CEMENT GT1 / HAWARDEN GT1 / SALTNEY GT1 / SALTNEY G2B | CONNAHS QUAY - PENTIR - ST ASAPH | SPM | 12.2 | primary | 12.222 | Green | 20 | 7.778 | thermal | 0 | 0 | 0 | 0 | 9.8 | CASTLE CEMENT GT1 / HAWARDEN GT1 / SALTNEY GT1 / SALTNEY G2B | 32.76 | GREEN | 0 |  |  | 0 | 0 | 0 | 20 |  |  |  |  | Green (Over 5% headroom) | 86988 | 100 | 5.39 | 203 | 28 | 1641957 | [9 empty] | Capenhurst | CAPENHURST | 4 | 896.6 | 896.6 | 0 | 0 | 304 | 2029-10 | [12 empty] | 53.1774 | -2.9941 | SPM-AIRBUS_T1_BROUGHTON_RETAIL_PARK_T1_MIXALLOY_T1 | 5496412000 | SP Energy Networks open data (API key): NDP SPM primary-group polygons + Capacity Heatmaps Information Model SPM + LTDS appendices 3/6 + NSHR
639 | 56.3 | UNIT 1 & 2, LINK ROAD, HUYTON BUSINESS PARK, HUYTON | LIVERPOOL | L36 6AP | Knowsley |  | Warehouse And Premises; Workshop And Premises | industrial | 2 | 3302 | 35542 | GIA | 243500 | Bicc Huyton Quarry T1 / Tarbock T1 / Whiston T1 | inside-area | 0.54 | GATEACRE GT1 / HUYTON GT1 / KIRKBY GT3 / PRESCOT GT1A | RAINHILL | SPM | 12.2 | primary | 12.223 | Green | 20 | 7.777 | thermal | 0 | 1.2 | 0 | 1.2 | 9.5 | GATEACRE GT1 / HUYTON GT1 / KIRKBY GT3 / PRESCOT GT1A | 31.422 | GREEN | 0 |  |  | 0 | 0 | 0 | 20 |  |  |  |  | Green (Over 5% headroom) | 86988 | 100 | 5.25 | 149 | 25 | 1688945 | [9 empty] | Rainhill | RAINHILL | 1 | 85.5 | 85.5 | 0 | 0 | 57 | 2026-09 |  | Storage or Distribution | 2139 | B | Grid Supplied Electricity | 3 |  | Heating and Natural Ventilation | 2023-06-19 |  | 1 | FALSE | 53.4055 | -2.8184 | SPM-BICC_HUYTON_QUARRY_T1_TARBOCK_T1_WHISTON_T1 | 14632921000;14718337000 | SP Energy Networks open data (API key): NDP SPM primary-group polygons + Capacity Heatmaps Information Model SPM + LTDS appendices 3/6 + NSHR
640 | 56.3 | THE LOMBARD CENTRE, LINK ROAD | LIVERPOOL | L36 6AP | Knowsley |  | Warehouse And Premises | industrial | 1 | 3191.6 | 34354 | GIA | 85500 | Bicc Huyton Quarry T1 / Tarbock T1 / Whiston T1 | inside-area | 0.54 | GATEACRE GT1 / HUYTON GT1 / KIRKBY GT3 / PRESCOT GT1A | RAINHILL | SPM | 12.2 | primary | 12.223 | Green | 20 | 7.777 | thermal | 0 | 1.2 | 0 | 1.2 | 9.5 | GATEACRE GT1 / HUYTON GT1 / KIRKBY GT3 / PRESCOT GT1A | 31.422 | GREEN | 0 |  |  | 0 | 0 | 0 | 20 |  |  |  |  | Green (Over 5% headroom) | 86988 | 100 | 5.07 | 80 | 25 | 1690133 | [9 empty] | Rainhill | RAINHILL | 1 | 85.5 | 85.5 | 0 | 0 | 57 | 2026-09 | 40077880 | B8 Storage or Distribution | 3259 | C | Grid Supplied Electricity | 3 |  | Air Conditioning | 2019-08-31 |  | 1 | FALSE | 53.4055 | -2.8184 | SPM-BICC_HUYTON_QUARRY_T1_TARBOCK_T1_WHISTON_T1 | 12399223000 | SP Energy Networks open data (API key): NDP SPM primary-group polygons + Capacity Heatmaps Information Model SPM + LTDS appendices 3/6 + NSHR
641 | 56.3 | 2A, HAWARDEN BUSINESS PARK, MANOR LANE | DEESIDE | CH5 3US | Flintshire |  | Warehouse And Premises | industrial | 1 | 3103.52 | 33406 | GIA | 185000 | Airbus T1 / Broughton Retail Park T1 / Mixalloy T1 | inside-area | 1.42 | CASTLE CEMENT GT1 / HAWARDEN GT1 / SALTNEY GT1 / SALTNEY G2B | CONNAHS QUAY - PENTIR - ST ASAPH | SPM | 12.2 | primary | 12.222 | Green | 20 | 7.778 | thermal | 0 | 0 | 0 | 0 | 9.8 | CASTLE CEMENT GT1 / HAWARDEN GT1 / SALTNEY GT1 / SALTNEY G2B | 32.76 | GREEN | 0 |  |  | 0 | 0 | 0 | 20 |  |  |  |  | Green (Over 5% headroom) | 86988 | 100 | 4.93 | 78 | 28 | 1645034 | [9 empty] | Capenhurst | CAPENHURST | 4 | 896.6 | 896.6 | 0 | 0 | 304 | 2029-10 | 10090461652 | B1 Offices and Workshop businesses | 920 | C | Natural Gas | 3 | 2 | Heating and Natural Ventilation | 2017-08-31 |  | 0.5 | FALSE | 53.1757 | -2.9892 | SPM-AIRBUS_T1_BROUGHTON_RETAIL_PARK_T1_MIXALLOY_T1 | 12749023000 | SP Energy Networks open data (API key): NDP SPM primary-group polygons + Capacity Heatmaps Information Model SPM + LTDS appendices 3/6 + NSHR
642 | 56.3 | UNITS 1/2/3, LINK ROAD | LIVERPOOL | L36 6AP | Knowsley |  | Warehouse And Premises | industrial | 1 | 2906.84 | 31289 | GIA | 76000 | Bicc Huyton Quarry T1 / Tarbock T1 / Whiston T1 | inside-area | 0.54 | GATEACRE GT1 / HUYTON GT1 / KIRKBY GT3 / PRESCOT GT1A | RAINHILL | SPM | 12.2 | primary | 12.223 | Green | 20 | 7.777 | thermal | 0 | 1.2 | 0 | 1.2 | 9.5 | GATEACRE GT1 / HUYTON GT1 / KIRKBY GT3 / PRESCOT GT1A | 31.422 | GREEN | 0 |  |  | 0 | 0 | 0 | 20 |  |  |  |  | Green (Over 5% headroom) | 86988 | 100 | 4.62 | 73 | 25 | 1693198 | [9 empty] | Rainhill | RAINHILL | 1 | 85.5 | 85.5 | 0 | 0 | 57 | 2026-09 | 40086216 | B2 to B7 General Industrial and Special Industrial Groups | 2967 | C | Other | 3 |  | Unconditioned | 2015-05-27 |  | 1 | FALSE | 53.4055 | -2.8184 | SPM-BICC_HUYTON_QUARRY_T1_TARBOCK_T1_WHISTON_T1 | 13140461000 | SP Energy Networks open data (API key): NDP SPM primary-group polygons + Capacity Heatmaps Information Model SPM + LTDS appendices 3/6 + NSHR
643 | 56.3 | UNIT 22, WILSON ROAD | LIVERPOOL | L36 6AJ | Knowsley | NORTH WEST TRUCKS ENGINEERING SERVICES | Warehouse And Premises | industrial | 1 | 2893.74 | 31148 | GIA | 89000 | Bicc Huyton Quarry T1 / Tarbock T1 / Whiston T1 | inside-area | 0.68 | GATEACRE GT1 / HUYTON GT1 / KIRKBY GT3 / PRESCOT GT1A | RAINHILL | SPM | 12.2 | primary | 12.223 | Green | 20 | 7.777 | thermal | 0 | 1.2 | 0 | 1.2 | 9.5 | GATEACRE GT1 / HUYTON GT1 / KIRKBY GT3 / PRESCOT GT1A | 31.422 | GREEN | 0 |  |  | 0 | 0 | 0 | 20 |  |  |  |  | Green (Over 5% headroom) | 86988 | 100 | 4.6 | 72 | 25 | 1693339 | [9 empty] | Rainhill | RAINHILL | 1 | 85.5 | 85.5 | 0 | 0 | 57 | 2026-09 | 40046025 | B1 Offices and Workshop businesses | 2925 | D | Natural Gas | 3 |  | Heating and Natural Ventilation | 2021-12-14 |  | 0.5 | FALSE | 53.4035 | -2.8202 | SPM-BICC_HUYTON_QUARRY_T1_TARBOCK_T1_WHISTON_T1 | 3890481000 | SP Energy Networks open data (API key): NDP SPM primary-group polygons + Capacity Heatmaps Information Model SPM + LTDS appendices 3/6 + NSHR
644 | 56.3 | AIRBUS AMRC CYMRU, CHESTER ROAD | CHESTER | CH4 0DH | Flintshire |  | Workshop, Offices And Premises | industrial | 1 | 2872.5 | 30919 | GIA | 214000 | Airbus T1 / Broughton Retail Park T1 / Mixalloy T1 | inside-area | 0.99 | CASTLE CEMENT GT1 / HAWARDEN GT1 / SALTNEY GT1 / SALTNEY G2B | CONNAHS QUAY - PENTIR - ST ASAPH | SPM | 12.2 | primary | 12.222 | Green | 20 | 7.778 | thermal | 0 | 0 | 0 | 0 | 9.8 | CASTLE CEMENT GT1 / HAWARDEN GT1 / SALTNEY GT1 / SALTNEY G2B | 32.76 | GREEN | 0 |  |  | 0 | 0 | 0 | 20 |  |  |  |  | Green (Over 5% headroom) | 86988 | 100 | 4.56 | 129 | 28 | 1647521 | [9 empty] | Capenhurst | CAPENHURST | 4 | 896.6 | 896.6 | 0 | 0 | 304 | 2029-10 | 200002940140 | Offices and Workshop Businesses | 3703 | C | Natural Gas | 5 | 2 | Air Conditioning | 2026-02-03 |  | 1 | FALSE | 53.1734 | -2.9635 | SPM-AIRBUS_T1_BROUGHTON_RETAIL_PARK_T1_MIXALLOY_T1 | 13443891000 | SP Energy Networks open data (API key): NDP SPM primary-group polygons + Capacity Heatmaps Information Model SPM + LTDS appendices 3/6 + NSHR
645 | 56.3 | SISTERS & SEEKERS LIMITED STEPHEN WADE WAY | DEESIDE | CH5 3FN | Flintshire |  | Warehouse And Premises | industrial | 1 | 2787.14 | 30000 | GIA | 156000 | Airbus T1 / Broughton Retail Park T1 / Mixalloy T1 | inside-area | 1.86 | CASTLE CEMENT GT1 / HAWARDEN GT1 / SALTNEY GT1 / SALTNEY G2B | CONNAHS QUAY - PENTIR - ST ASAPH | SPM | 12.2 | primary | 12.222 | Green | 20 | 7.778 | thermal | 0 | 0 | 0 | 0 | 9.8 | CASTLE CEMENT GT1 / HAWARDEN GT1 / SALTNEY GT1 / SALTNEY G2B | 32.76 | GREEN | 0 |  |  | 0 | 0 | 0 | 20 |  |  |  |  | Green (Over 5% headroom) | 86988 | 100 | 4.43 | 70 | 28 | 1648440 | [9 empty] | Capenhurst | CAPENHURST | 4 | 896.6 | 896.6 | 0 | 0 | 304 | 2029-10 | 10095362565 | B8 Storage or Distribution | 1080 | A | Grid Supplied Electricity | 5 | 2 | Air Conditioning | 2023-01-25 |  | 0.5 | FALSE | 53.1741 | -2.9989 | SPM-AIRBUS_T1_BROUGHTON_RETAIL_PARK_T1_MIXALLOY_T1 | 14316274000 | SP Energy Networks open data (API key): NDP SPM primary-group polygons + Capacity Heatmaps Information Model SPM + LTDS appendices 3/6 + NSHR
646 | 56.3 | UNIT 6, HAWARDEN BUSINESS PARK, THE ENTERPRISE, MANOR LANE | DEESIDE | CH5 3US | Flintshire |  | Factory And Premises | industrial | 1 | 2512.27 | 27042 | GIA | 162000 | Airbus T1 / Broughton Retail Park T1 / Mixalloy T1 | inside-area | 1.42 | CASTLE CEMENT GT1 / HAWARDEN GT1 / SALTNEY GT1 / SALTNEY G2B | CONNAHS QUAY - PENTIR - ST ASAPH | SPM | 12.2 | primary | 12.222 | Green | 20 | 7.778 | thermal | 0 | 0 | 0 | 0 | 9.8 | CASTLE CEMENT GT1 / HAWARDEN GT1 / SALTNEY GT1 / SALTNEY G2B | 32.76 | GREEN | 0 |  |  | 0 | 0 | 0 | 20 |  |  |  |  | Green (Over 5% headroom) | 86988 | 100 | 3.99 | 151 | 28 | 1651398 | [9 empty] | Capenhurst | CAPENHURST | 4 | 896.6 | 896.6 | 0 | 0 | 304 | 2029-10 | 10095363010 | B2 to B7 General Industrial and Special Industrial Groups | 2447 | B | Natural Gas | 5 | 2 | Air Conditioning | 2015-01-29 |  | 0.5 | FALSE | 53.1757 | -2.9892 | SPM-AIRBUS_T1_BROUGHTON_RETAIL_PARK_T1_MIXALLOY_T1 | 10812970000 | SP Energy Networks open data (API key): NDP SPM primary-group polygons + Capacity Heatmaps Information Model SPM + LTDS appendices 3/6 + NSHR
647 | 56.3 | UNIT 33A, HAWARDEN INDUSTRIAL PARK, CASTLE CLOSE, MANOR LANE | DEESIDE | CH5 3QX | Flintshire |  | Factory And Premises | industrial | 1 | 2431.36 | 26171 | GIA | 71000 | Airbus T1 / Broughton Retail Park T1 / Mixalloy T1 | inside-area | 1.84 | CASTLE CEMENT GT1 / HAWARDEN GT1 / SALTNEY GT1 / SALTNEY G2B | CONNAHS QUAY - PENTIR - ST ASAPH | SPM | 12.2 | primary | 12.222 | Green | 20 | 7.778 | thermal | 0 | 0 | 0 | 0 | 9.8 | CASTLE CEMENT GT1 / HAWARDEN GT1 / SALTNEY GT1 / SALTNEY G2B | 32.76 | GREEN | 0 |  |  | 0 | 0 | 0 | 20 |  |  |  |  | Green (Over 5% headroom) | 86988 | 100 | 3.86 | 146 | 28 | 1652269 | [9 empty] | Capenhurst | CAPENHURST | 4 | 896.6 | 896.6 | 0 | 0 | 304 | 2029-10 | [12 empty] | 53.1788 | -2.9929 | SPM-AIRBUS_T1_BROUGHTON_RETAIL_PARK_T1_MIXALLOY_T1 | 9772887000 | SP Energy Networks open data (API key): NDP SPM primary-group polygons + Capacity Heatmaps Information Model SPM + LTDS appendices 3/6 + NSHR
648 | 56.3 | PREMIER GARAGE, CHESTER ROAD | CHESTER | CH4 0DE | Flintshire |  | Vehicle Repair Workshop And Premises | industrial | 1 | 2343.95 | 25230 | GIA | 79500 | Airbus T1 / Broughton Retail Park T1 / Mixalloy T1 | inside-area | 0.06 | CASTLE CEMENT GT1 / HAWARDEN GT1 / SALTNEY GT1 / SALTNEY G2B | CONNAHS QUAY - PENTIR - ST ASAPH | SPM | 12.2 | primary | 12.222 | Green | 20 | 7.778 | thermal | 0 | 0 | 0 | 0 | 9.8 | CASTLE CEMENT GT1 / HAWARDEN GT1 / SALTNEY GT1 / SALTNEY G2B | 32.76 | GREEN | 0 |  |  | 0 | 0 | 0 | 20 |  |  |  |  | Green (Over 5% headroom) | 86988 | 100 | 3.72 | 105 | 28 | 1653210 | [9 empty] | Capenhurst | CAPENHURST | 4 | 896.6 | 896.6 | 0 | 0 | 304 | 2029-10 | [12 empty] | 53.1674 | -2.9738 | SPM-AIRBUS_T1_BROUGHTON_RETAIL_PARK_T1_MIXALLOY_T1 | 142584206 | SP Energy Networks open data (API key): NDP SPM primary-group polygons + Capacity Heatmaps Information Model SPM + LTDS appendices 3/6 + NSHR
649 | 56.3 | 86, HAWARDEN INDUSTRIAL PARK, MANOR LANE | DEESIDE | CH5 3PZ | Flintshire |  | Workshop And Premises | industrial | 1 | 2305.28 | 24814 | GIA | 39500 | Airbus T1 / Broughton Retail Park T1 / Mixalloy T1 | inside-area | 1.72 | CASTLE CEMENT GT1 / HAWARDEN GT1 / SALTNEY GT1 / SALTNEY G2B | CONNAHS QUAY - PENTIR - ST ASAPH | SPM | 12.2 | primary | 12.222 | Green | 20 | 7.778 | thermal | 0 | 0 | 0 | 0 | 9.8 | CASTLE CEMENT GT1 / HAWARDEN GT1 / SALTNEY GT1 / SALTNEY G2B | 32.76 | GREEN | 0 |  |  | 0 | 0 | 0 | 20 |  |  |  |  | Green (Over 5% headroom) | 86988 | 100 | 3.66 | 104 | 28 | 1653626 | [9 empty] | Capenhurst | CAPENHURST | 4 | 896.6 | 896.6 | 0 | 0 | 304 | 2029-10 | [12 empty] | 53.178 | -2.9918 | SPM-AIRBUS_T1_BROUGHTON_RETAIL_PARK_T1_MIXALLOY_T1 | 6854805000 | SP Energy Networks open data (API key): NDP SPM primary-group polygons + Capacity Heatmaps Information Model SPM + LTDS appendices 3/6 + NSHR
650 | 56.3 | LOCKER FREIGHT LTD, HALE VIEW ROAD | LIVERPOOL | L36 6DD | Knowsley | LOCKER FREIGHT LTD | Warehouse And Premises | industrial | 1 | 2106.28 | 22672 | GIA | 87500 | Bicc Huyton Quarry T1 / Tarbock T1 / Whiston T1 | inside-area | 0.96 | GATEACRE GT1 / HUYTON GT1 / KIRKBY GT3 / PRESCOT GT1A | RAINHILL | SPM | 12.2 | primary | 12.223 | Green | 20 | 7.777 | thermal | 0 | 1.2 | 0 | 1.2 | 9.5 | GATEACRE GT1 / HUYTON GT1 / KIRKBY GT3 / PRESCOT GT1A | 31.422 | GREEN | 0 |  |  | 0 | 0 | 0 | 20 |  |  |  |  | Green (Over 5% headroom) | 86988 | 100 | 3.35 | 53 | 25 | 1701815 | [9 empty] | Rainhill | RAINHILL | 1 | 85.5 | 85.5 | 0 | 0 | 57 | 2026-09 | [12 empty] | 53.4096 | -2.8226 | SPM-BICC_HUYTON_QUARRY_T1_TARBOCK_T1_WHISTON_T1 | 528117134 | SP Energy Networks open data (API key): NDP SPM primary-group polygons + Capacity Heatmaps Information Model SPM + LTDS appendices 3/6 + NSHR
651 | 56.3 | GIBSON HOUSE, MANOR LANE | DEESIDE | CH5 3QZ | Flintshire |  | Factory And Premises | industrial | 1 | 2086.85 | 22463 | GIA | 70000 | Airbus T1 / Broughton Retail Park T1 / Mixalloy T1 | inside-area | 1.79 | CASTLE CEMENT GT1 / HAWARDEN GT1 / SALTNEY GT1 / SALTNEY G2B | CONNAHS QUAY - PENTIR - ST ASAPH | SPM | 12.2 | primary | 12.222 | Green | 20 | 7.778 | thermal | 0 | 0 | 0 | 0 | 9.8 | CASTLE CEMENT GT1 / HAWARDEN GT1 / SALTNEY GT1 / SALTNEY G2B | 32.76 | GREEN | 0 |  |  | 0 | 0 | 0 | 20 |  |  |  |  | Green (Over 5% headroom) | 86988 | 100 | 3.32 | 125 | 28 | 1655977 | [9 empty] | Capenhurst | CAPENHURST | 4 | 896.6 | 896.6 | 0 | 0 | 304 | 2029-10 | [12 empty] | 53.1774 | -2.9941 | SPM-AIRBUS_T1_BROUGHTON_RETAIL_PARK_T1_MIXALLOY_T1 | 11307110000 | SP Energy Networks open data (API key): NDP SPM primary-group polygons + Capacity Heatmaps Information Model SPM + LTDS appendices 3/6 + NSHR
652 | 56.3 | CLEARDATA LTD, HAWARDEN BUSINESS PARK, MANOR LANE | DEESIDE | CH5 3US | Flintshire |  | Warehouse And Premises | industrial | 1 | 2058.72 | 22160 | GIA | 124000 | Airbus T1 / Broughton Retail Park T1 / Mixalloy T1 | inside-area | 1.42 | CASTLE CEMENT GT1 / HAWARDEN GT1 / SALTNEY GT1 / SALTNEY G2B | CONNAHS QUAY - PENTIR - ST ASAPH | SPM | 12.2 | primary | 12.222 | Green | 20 | 7.778 | thermal | 0 | 0 | 0 | 0 | 9.8 | CASTLE CEMENT GT1 / HAWARDEN GT1 / SALTNEY GT1 / SALTNEY G2B | 32.76 | GREEN | 0 |  |  | 0 | 0 | 0 | 20 |  |  |  |  | Green (Over 5% headroom) | 86988 | 100 | 3.27 | 51 | 28 | 1656280 | [9 empty] | Capenhurst | CAPENHURST | 4 | 896.6 | 896.6 | 0 | 0 | 304 | 2029-10 | 10093284487 | B8 Storage or Distribution | 1989 | A | Natural Gas | 5 | 2 | Air Conditioning | 2017-03-03 |  | 0.67 | FALSE | 53.1757 | -2.9892 | SPM-AIRBUS_T1_BROUGHTON_RETAIL_PARK_T1_MIXALLOY_T1 | 13377118000 | SP Energy Networks open data (API key): NDP SPM primary-group polygons + Capacity Heatmaps Information Model SPM + LTDS appendices 3/6 + NSHR
653 | 56.3 | ESSEX HI WIRE, ELLIS ASHTON STREET | LIVERPOOL | L36 6BW | Knowsley |  | Workshop And Premises | industrial | 1 | 1968.82 | 21192 | GIA | 62500 | Bicc Huyton Quarry T1 / Tarbock T1 / Whiston T1 | inside-area | 0.87 | GATEACRE GT1 / HUYTON GT1 / KIRKBY GT3 / PRESCOT GT1A | RAINHILL | SPM | 12.2 | primary | 12.223 | Green | 20 | 7.777 | thermal | 0 | 1.2 | 0 | 1.2 | 9.5 | GATEACRE GT1 / HUYTON GT1 / KIRKBY GT3 / PRESCOT GT1A | 31.422 | GREEN | 0 |  |  | 0 | 0 | 0 | 20 |  |  |  |  | Green (Over 5% headroom) | 86988 | 100 | 3.13 | 89 | 25 | 1703295 | [9 empty] | Rainhill | RAINHILL | 1 | 85.5 | 85.5 | 0 | 0 | 57 | 2026-09 | [12 empty] | 53.4082 | -2.8223 | SPM-BICC_HUYTON_QUARRY_T1_TARBOCK_T1_WHISTON_T1 | 8770226000 | SP Energy Networks open data (API key): NDP SPM primary-group polygons + Capacity Heatmaps Information Model SPM + LTDS appendices 3/6 + NSHR
654 | 56.2 | 3, LIVERPOOL ROAD | LIVERPOOL | L23 2SA | Sefton |  | Superstore And Premises | bigbox | 1 | 3453.7 | 37175 | GIA | 510000 | Blundellsands (North) T1 / Blundellsands (South) T1 / Crosby T1 / Kershaw Ave T1 / Waterloo T2 | inside-area | 1.32 | AINTREE GT1 / FORMBY GT2A / LITHERLAND GT1B | KIRKBY | SPM | 15.9 | primary | 15.86 | Green | 37.5 | 21.64 | thermal | 0 | 1 | 0 | 1 | 11.2 | AINTREE GT1 / FORMBY GT2A / LITHERLAND GT1A | 24.7 | GREEN | 1.5 |  |  | 0 | 0 | 0 | 37.5 |  |  |  |  | Green (Over 5% headroom) | 113369 | 100 | 5.49 | 311 | 2 | 30078 | [9 empty] | Lister Drive | KIRKBY | 4 | 514 | 514 | 400 | 0 | 0 | 2027-08 | [12 empty] | 53.4926 | -3.0261 | SPM-BLUNDELLSANDS_NORTH_T1_BLUNDELLSANDS_SOUTH_T1_CROSBY_T1_KERS | 9634755000 | SP Energy Networks open data (API key): NDP SPM primary-group polygons + Capacity Heatmaps Information Model SPM + LTDS appendices 3/6 + NSHR
655 | 55.9 | ASDA, CONWAY ROAD | LLANDUDNO | LL30 1PR | Conwy |  | Superstore And Premises | bigbox | 1 | 9733.27 | 104768 | GIA | 1290000 | Conwy T1 / Deganwy T1 / Llandudno Junction T1 | inside-area | 3.59 | COLWYN BAY GT1 / COLWYN BAY GT2 / DOLGARROG GT2 | CONNAHS QUAY - PENTIR - ST ASAPH | SPM | 15.7 | primary | 15.74 | Green | 27.3 | 11.491 | thermal | 0.2 | 0.2 | 0.1 | 0.4 | 12.2 | COLWYN BAY GT1 / COLWYN BAY GT2 / DOLGARROG GT2 | 16.642 | GREEN | 0 |  |  | 0 | 0 | 0 | 27.3 |  |  |  |  | Green (Over 5% headroom) | 111943 | 100 | 15.47 | 876 | 23 | 704968 | [9 empty] | Pentir | PENTIR | 2 | 1082 | 1082 | 1025 | 57 | 39 | 2028-10 | [12 empty] | 53.3124 | -3.8134 | SPM-CONWY_T1_DEGANWY_T1_LLANDUDNO_JUNCTION_T1 | 9008674000 | SP Energy Networks open data (API key): NDP SPM primary-group polygons + Capacity Heatmaps Information Model SPM + LTDS appendices 3/6 + NSHR
656 | 55.9 | TESCO | LLANDUDNO JUNCTION | LL31 9XY | Conwy |  | Superstore And Premises | bigbox | 1 | 4608.97 | 49610 | GIA | 965000 | Conwy T1 / Deganwy T1 / Llandudno Junction T1 | inside-area | 1.86 | COLWYN BAY GT1 / COLWYN BAY GT2 / DOLGARROG GT2 | CONNAHS QUAY - PENTIR - ST ASAPH | SPM | 15.7 | primary | 15.74 | Green | 27.3 | 11.491 | thermal | 0.2 | 0.2 | 0.1 | 0.4 | 12.2 | COLWYN BAY GT1 / COLWYN BAY GT2 / DOLGARROG GT2 | 16.642 | GREEN | 0 |  |  | 0 | 0 | 0 | 27.3 |  |  |  |  | Green (Over 5% headroom) | 111943 | 100 | 7.32 | 415 | 23 | 760126 | [9 empty] | Pentir | PENTIR | 2 | 1082 | 1082 | 1025 | 57 | 39 | 2028-10 | 10023741402 | A1/A2 Retail and Financial/Professional services | 4381 | C | Natural Gas | 3 |  | Air Conditioning | 2020-09-02 |  | 1 | FALSE | 53.2824 | -3.8106 | SPM-CONWY_T1_DEGANWY_T1_LLANDUDNO_JUNCTION_T1 | 8834471000 | SP Energy Networks open data (API key): NDP SPM primary-group polygons + Capacity Heatmaps Information Model SPM + LTDS appendices 3/6 + NSHR
657 | 55.9 | PLAS-Y-COED, CONWAY ROAD | LLANDUDNO JUNCTION | LL31 9LU | Conwy | RICHARD WILLIAMS (DEGANWY) LTD | Builders Merchant And Premises | bigbox | 1 | 3230.59 | 34774 | GIA | 76500 | Conwy T1 / Deganwy T1 / Llandudno Junction T1 | inside-area | 1.71 | COLWYN BAY GT1 / COLWYN BAY GT2 / DOLGARROG GT2 | CONNAHS QUAY - PENTIR - ST ASAPH | SPM | 15.7 | primary | 15.74 | Green | 27.3 | 11.491 | thermal | 0.2 | 0.2 | 0.1 | 0.4 | 12.2 | COLWYN BAY GT1 / COLWYN BAY GT2 / DOLGARROG GT2 | 16.642 | GREEN | 0 |  |  | 0 | 0 | 0 | 27.3 |  |  |  |  | Green (Over 5% headroom) | 111943 | 100 | 5.13 | 291 | 23 | 774962 | [9 empty] | Pentir | PENTIR | 2 | 1082 | 1082 | 1025 | 57 | 39 | 2028-10 | [12 empty] | 53.2843 | -3.8128 | SPM-CONWY_T1_DEGANWY_T1_LLANDUDNO_JUNCTION_T1 | 6437099000 | SP Energy Networks open data (API key): NDP SPM primary-group polygons + Capacity Heatmaps Information Model SPM + LTDS appendices 3/6 + NSHR
658 | 55.9 | UNIT 2, THE POINT, CONWAY ROAD | LLANDUDNO JUNCTION | LL31 9BA | Conwy |  | Car Showroom And Premises | bigbox | 1 | 2610.12 | 28095 | GIA | 325000 | Conwy T1 / Deganwy T1 / Llandudno Junction T1 | inside-area | 2.5 | COLWYN BAY GT1 / COLWYN BAY GT2 / DOLGARROG GT2 | CONNAHS QUAY - PENTIR - ST ASAPH | SPM | 15.7 | primary | 15.74 | Green | 27.3 | 11.491 | thermal | 0.2 | 0.2 | 0.1 | 0.4 | 12.2 | COLWYN BAY GT1 / COLWYN BAY GT2 / DOLGARROG GT2 | 16.642 | GREEN | 0 |  |  | 0 | 0 | 0 | 27.3 |  |  |  |  | Green (Over 5% headroom) | 111943 | 100 | 4.15 | 235 | 23 | 781641 | [9 empty] | Pentir | PENTIR | 2 | 1082 | 1082 | 1025 | 57 | 39 | 2028-10 | [12 empty] | 53.283 | -3.8009 | SPM-CONWY_T1_DEGANWY_T1_LLANDUDNO_JUNCTION_T1 | 9245609000 | SP Energy Networks open data (API key): NDP SPM primary-group polygons + Capacity Heatmaps Information Model SPM + LTDS appendices 3/6 + NSHR
659 | 55.9 | BMW SHOWROOM, TRE MARL INDUSTRIAL ESTATE, FFORDD MAELGWYN | LLANDUDNO JUNCTION | LL31 9PN | Conwy |  | Car Showroom And Premises | bigbox | 1 | 2162.84 | 23281 | GIA | 214000 | Conwy T1 / Deganwy T1 / Llandudno Junction T1 | inside-area | 2.34 | COLWYN BAY GT1 / COLWYN BAY GT2 / DOLGARROG GT2 | CONNAHS QUAY - PENTIR - ST ASAPH | SPM | 15.7 | primary | 15.74 | Green | 27.3 | 11.491 | thermal | 0.2 | 0.2 | 0.1 | 0.4 | 12.2 | COLWYN BAY GT1 / COLWYN BAY GT2 / DOLGARROG GT2 | 16.642 | GREEN | 0 |  |  | 0 | 0 | 0 | 27.3 |  |  |  |  | Green (Over 5% headroom) | 111943 | 100 | 3.44 | 195 | 23 | 786455 | [9 empty] | Pentir | PENTIR | 2 | 1082 | 1082 | 1025 | 57 | 39 | 2028-10 | 10023740222 | B2 to B7 General Industrial and Special Industrial Groups | 1121 | D | Natural Gas | 3 |  | Heating and Natural Ventilation | 2017-09-18 |  | 0.67 | FALSE | 53.2804 | -3.8036 | SPM-CONWY_T1_DEGANWY_T1_LLANDUDNO_JUNCTION_T1 | 9296607000 | SP Energy Networks open data (API key): NDP SPM primary-group polygons + Capacity Heatmaps Information Model SPM + LTDS appendices 3/6 + NSHR
660 | 55.9 | P T CARS (PREMIER), FFORDD MAELGWYN | LLANDUDNO JUNCTION | LL31 9UX | Conwy |  | Car Showroom And Premises | bigbox | 1 | 2049.29 | 22058 | GIA | 112000 | Conwy T1 / Deganwy T1 / Llandudno Junction T1 | inside-area | 2.71 | COLWYN BAY GT1 / COLWYN BAY GT2 / DOLGARROG GT2 | CONNAHS QUAY - PENTIR - ST ASAPH | SPM | 15.7 | primary | 15.74 | Green | 27.3 | 11.491 | thermal | 0.2 | 0.2 | 0.1 | 0.4 | 12.2 | COLWYN BAY GT1 / COLWYN BAY GT2 / DOLGARROG GT2 | 16.642 | GREEN | 0 |  |  | 0 | 0 | 0 | 27.3 |  |  |  |  | Green (Over 5% headroom) | 111943 | 100 | 3.26 | 184 | 23 | 787678 | [9 empty] | Pentir | PENTIR | 2 | 1082 | 1082 | 1025 | 57 | 39 | 2028-10 | [12 empty] | 53.2861 | -3.7979 | SPM-CONWY_T1_DEGANWY_T1_LLANDUDNO_JUNCTION_T1 | 142630202 | SP Energy Networks open data (API key): NDP SPM primary-group polygons + Capacity Heatmaps Information Model SPM + LTDS appendices 3/6 + NSHR
661 | 55.9 | 2 KESTREL PLACE, GUYS INDUSTRIAL ESTATE | ORMSKIRK | L40 8AB | West Lancashire |  | Warehouse And Premises | industrial | 3 | 11936.92 | 128488 | GIA | 366000 | Dodds La T1 / Holborn Hill T1 / Maghull T1 / Maghull T2 / Robbins Bridge T1 | nearest-substation | 4.64 | AINTREE GT1 / FORMBY GT2A / LITHERLAND GT1B | KIRKBY | SPM | 11.9 | primary | 11.9446 | Green | 37.5 | 24.581 | thermal | 4.9 | 27.1 | 0 | 32 | 4.7 | AINTREE GT1 / FORMBY GT2A / LITHERLAND GT1A | 24.7 | GREEN | 1.5 |  |  | 0 | 0 | 0 | 37.5 |  |  |  |  | Green (Over 5% headroom) | 84848 | 66 | 18.97 | 298 | 43 | 1401405 | [9 empty] | Kirkby (_D) | KIRKBY | 4 | 514 | 514 | 400 | 0 | 0 | 2027-08 | 10012346017 | General Assembly and Leisure, Night Clubs, and Theatres | 4857 | C | Grid Supplied Electricity | 3 |  | Heating and Natural Ventilation | 2025-03-19 |  | 1 | FALSE | 53.5897 | -2.8648 | SPM-DODDS_LA_T1_HOLBORN_HILL_T1_MAGHULL_T1_MAGHULL_T2_ROBBINS_BR | 6843855000;10907744000;6843840000 | SP Energy Networks open data (API key): NDP SPM primary-group polygons + Capacity Heatmaps Information Model SPM + LTDS appendices 3/6 + NSHR
662 | 55.9 | 83, SEFTON LANE | LIVERPOOL | L31 8BU | Sefton |  | Factory And Premises | industrial | 1 | 9873.99 | 106283 | GIA | 228000 | Dodds La T1 / Holborn Hill T1 / Maghull T1 / Maghull T2 / Robbins Bridge T1 | inside-area | 6.34 | AINTREE GT1 / FORMBY GT2A / LITHERLAND GT1B | KIRKBY | SPM | 11.9 | primary | 11.9446 | Green | 37.5 | 24.581 | thermal | 4.9 | 27.1 | 0 | 32 | 4.7 | AINTREE GT1 / FORMBY GT2A / LITHERLAND GT1A | 24.7 | GREEN | 1.5 |  |  | 0 | 0 | 0 | 37.5 |  |  |  |  | Green (Over 5% headroom) | 84848 | 80 | 15.69 | 592 | 43 | 1423610 | [9 empty] | Kirkby (_D) | KIRKBY | 4 | 514 | 514 | 400 | 0 | 0 | 2027-08 |  | Storage or Distribution | 2793 | B | Other | 3 |  | Unconditioned | 2024-10-24 |  | 1 | FALSE | 53.5081 | -2.9585 | SPM-DODDS_LA_T1_HOLBORN_HILL_T1_MAGHULL_T1_MAGHULL_T2_ROBBINS_BR | 12855013000 | SP Energy Networks open data (API key): NDP SPM primary-group polygons + Capacity Heatmaps Information Model SPM + LTDS appendices 3/6 + NSHR
663 | 55.9 | W BAYBUTT (BURSCOUGH) LTD, PLANTATION ROAD | ORMSKIRK | L40 8JT | West Lancashire |  | Storage Depot, Office And Premises | industrial | 1 | 7521.6 | 80962 | GIA | 221000 | Dodds La T1 / Holborn Hill T1 / Maghull T1 / Maghull T2 / Robbins Bridge T1 | nearest-substation | 5.35 | AINTREE GT1 / FORMBY GT2A / LITHERLAND GT1B | KIRKBY | SPM | 11.9 | primary | 11.9446 | Green | 37.5 | 24.581 | thermal | 4.9 | 27.1 | 0 | 32 | 4.7 | AINTREE GT1 / FORMBY GT2A / LITHERLAND GT1A | 24.7 | GREEN | 1.5 |  |  | 0 | 0 | 0 | 37.5 |  |  |  |  | Green (Over 5% headroom) | 84848 | 100 | 11.95 | 527 | 43 | 1448931 | [9 empty] | Kirkby (_D) | KIRKBY | 4 | 514 | 514 | 400 | 0 | 0 | 2027-08 | [12 empty] | 53.5985 | -2.8683 | SPM-DODDS_LA_T1_HOLBORN_HILL_T1_MAGHULL_T1_MAGHULL_T2_ROBBINS_BR | 7175099000 | SP Energy Networks open data (API key): NDP SPM primary-group polygons + Capacity Heatmaps Information Model SPM + LTDS appendices 3/6 + NSHR
664 | 55.9 | GND FLR UNIT 3, BARRACUDA BUSINESS PARK, BARRACUDA WAY | ORMSKIRK | L40 7BP | West Lancashire |  | Warehouse And Premises; Workshop And Premises; Workshop Showroom And Premises | industrial | 4 | 7397.58 | 79627 | GIA | 562000 | Dodds La T1 / Holborn Hill T1 / Maghull T1 / Maghull T2 / Robbins Bridge T1 | nearest-substation | 5.57 | AINTREE GT1 / FORMBY GT2A / LITHERLAND GT1B | KIRKBY | SPM | 11.9 | primary | 11.9446 | Green | 37.5 | 24.581 | thermal | 4.9 | 27.1 | 0 | 32 | 4.7 | AINTREE GT1 / FORMBY GT2A / LITHERLAND GT1A | 24.7 | GREEN | 1.5 |  |  | 0 | 0 | 0 | 37.5 |  |  |  |  | Green (Over 5% headroom) | 84848 | 100 | 11.76 | 333 | 43 | 1450266 | [9 empty] | Kirkby (_D) | KIRKBY | 4 | 514 | 514 | 400 | 0 | 0 | 2027-08 | 10012366821 | B1 Offices and Workshop businesses | 1209 | A | Grid Supplied Electricity | 3 | 1 | Air Conditioning | 2025-03-26 |  | 1 | FALSE | 53.5977 | -2.8597 | SPM-DODDS_LA_T1_HOLBORN_HILL_T1_MAGHULL_T1_MAGHULL_T2_ROBBINS_BR | 15052487000;14975687000;14391216000;14391196000 | SP Energy Networks open data (API key): NDP SPM primary-group polygons + Capacity Heatmaps Information Model SPM + LTDS appendices 3/6 + NSHR
665 | 55.9 | 9, OSPREY PLACE, GUYS INDUSTRIAL ESTATE | ORMSKIRK | L40 8TG | West Lancashire |  | Store And Premises; Warehouse And Premises | industrial | 3 | 7297.25 | 78547 | GIA | 196000 | Dodds La T1 / Holborn Hill T1 / Maghull T1 / Maghull T2 / Robbins Bridge T1 | nearest-substation | 4.77 | AINTREE GT1 / FORMBY GT2A / LITHERLAND GT1B | KIRKBY | SPM | 11.9 | primary | 11.9446 | Green | 37.5 | 24.581 | thermal | 4.9 | 27.1 | 0 | 32 | 4.7 | AINTREE GT1 / FORMBY GT2A / LITHERLAND GT1A | 24.7 | GREEN | 1.5 |  |  | 0 | 0 | 0 | 37.5 |  |  |  |  | Green (Over 5% headroom) | 84848 | 100 | 11.6 | 182 | 43 | 1451346 | [9 empty] | Kirkby (_D) | KIRKBY | 4 | 514 | 514 | 400 | 0 | 0 | 2027-08 | [12 empty] | 53.5909 | -2.8644 | SPM-DODDS_LA_T1_HOLBORN_HILL_T1_MAGHULL_T1_MAGHULL_T2_ROBBINS_BR | 13609636000;6982797000;8009293000 | SP Energy Networks open data (API key): NDP SPM primary-group polygons + Capacity Heatmaps Information Model SPM + LTDS appendices 3/6 + NSHR
666 | 55.9 | 23, SEFTON LANE INDUSTRIAL ESTATE, SEFTON LANE | LIVERPOOL | L31 8BX | Sefton |  | Factory And Premises | industrial | 2 | 6557.52 | 70584 | GIA | 239500 | Dodds La T1 / Holborn Hill T1 / Maghull T1 / Maghull T2 / Robbins Bridge T1 | inside-area | 6.5 | AINTREE GT1 / FORMBY GT2A / LITHERLAND GT1B | KIRKBY | SPM | 11.9 | primary | 11.9446 | Green | 37.5 | 24.581 | thermal | 4.9 | 27.1 | 0 | 32 | 4.7 | AINTREE GT1 / FORMBY GT2A / LITHERLAND GT1A | 24.7 | GREEN | 1.5 |  |  | 0 | 0 | 0 | 37.5 |  |  |  |  | Green (Over 5% headroom) | 84848 | 100 | 10.42 | 393 | 43 | 1459309 | [9 empty] | Kirkby (_D) | KIRKBY | 4 | 514 | 514 | 400 | 0 | 0 | 2027-08 | 41123176 | Retail/Financial and Professional Services | 2513 | C | Grid Supplied Electricity | 3 |  | Heating and Natural Ventilation | 2023-10-22 |  | 1 | FALSE | 53.5067 | -2.9591 | SPM-DODDS_LA_T1_HOLBORN_HILL_T1_MAGHULL_T1_MAGHULL_T2_ROBBINS_BR | 406306134;523560134 | SP Energy Networks open data (API key): NDP SPM primary-group polygons + Capacity Heatmaps Information Model SPM + LTDS appendices 3/6 + NSHR
667 | 55.9 | BACHY SOLETANCHE LTD, LANGLEY PLACE | ORMSKIRK | L40 8JS | West Lancashire |  | Workshop And Premises | industrial | 1 | 5555.13 | 59795 | GIA | 208000 | Dodds La T1 / Holborn Hill T1 / Maghull T1 / Maghull T2 / Robbins Bridge T1 | nearest-substation | 5.65 | AINTREE GT1 / FORMBY GT2A / LITHERLAND GT1B | KIRKBY | SPM | 11.9 | primary | 11.9446 | Green | 37.5 | 24.581 | thermal | 4.9 | 27.1 | 0 | 32 | 4.7 | AINTREE GT1 / FORMBY GT2A / LITHERLAND GT1A | 24.7 | GREEN | 1.5 |  |  | 0 | 0 | 0 | 37.5 |  |  |  |  | Green (Over 5% headroom) | 84848 | 100 | 8.83 | 250 | 43 | 1470098 | [9 empty] | Kirkby (_D) | KIRKBY | 4 | 514 | 514 | 400 | 0 | 0 | 2027-08 | 100012657630 | A1/A2 Retail and Financial/Professional services | 1111 | D | Grid Supplied Electricity | 4 | 2 | Air Conditioning | 2016-10-01 |  | 1 | FALSE | 53.6012 | -2.8674 | SPM-DODDS_LA_T1_HOLBORN_HILL_T1_MAGHULL_T1_MAGHULL_T2_ROBBINS_BR | 6775896000 | SP Energy Networks open data (API key): NDP SPM primary-group polygons + Capacity Heatmaps Information Model SPM + LTDS appendices 3/6 + NSHR
668 | 55.9 | BRETT MARTIN LTD, LANGLEY ROAD | ORMSKIRK | L40 8JR | West Lancashire |  | Warehouse And Premises | industrial | 1 | 4514.16 | 48590 | GIA | 165000 | Dodds La T1 / Holborn Hill T1 / Maghull T1 / Maghull T2 / Robbins Bridge T1 | nearest-substation | 5.61 | AINTREE GT1 / FORMBY GT2A / LITHERLAND GT1B | KIRKBY | SPM | 11.9 | primary | 11.9446 | Green | 37.5 | 24.581 | thermal | 4.9 | 27.1 | 0 | 32 | 4.7 | AINTREE GT1 / FORMBY GT2A / LITHERLAND GT1A | 24.7 | GREEN | 1.5 |  |  | 0 | 0 | 0 | 37.5 |  |  |  |  | Green (Over 5% headroom) | 84848 | 100 | 7.17 | 113 | 43 | 1481303 | [9 empty] | Kirkby (_D) | KIRKBY | 4 | 514 | 514 | 400 | 0 | 0 | 2027-08 | [12 empty] | 53.6003 | -2.8657 | SPM-DODDS_LA_T1_HOLBORN_HILL_T1_MAGHULL_T1_MAGHULL_T2_ROBBINS_BR | 9971270000 | SP Energy Networks open data (API key): NDP SPM primary-group polygons + Capacity Heatmaps Information Model SPM + LTDS appendices 3/6 + NSHR
669 | 55.9 | UNITS 8-11, PLANTATION ROAD | ORMSKIRK | L40 8JT | West Lancashire |  | Warehouse And Premises | industrial | 1 | 4224.58 | 45473 | GIA | 148000 | Dodds La T1 / Holborn Hill T1 / Maghull T1 / Maghull T2 / Robbins Bridge T1 | nearest-substation | 5.35 | AINTREE GT1 / FORMBY GT2A / LITHERLAND GT1B | KIRKBY | SPM | 11.9 | primary | 11.9446 | Green | 37.5 | 24.581 | thermal | 4.9 | 27.1 | 0 | 32 | 4.7 | AINTREE GT1 / FORMBY GT2A / LITHERLAND GT1A | 24.7 | GREEN | 1.5 |  |  | 0 | 0 | 0 | 37.5 |  |  |  |  | Green (Over 5% headroom) | 84848 | 100 | 6.71 | 106 | 43 | 1484420 | [9 empty] | Kirkby (_D) | KIRKBY | 4 | 514 | 514 | 400 | 0 | 0 | 2027-08 | 10012349099 | B2 to B7 General Industrial and Special Industrial Groups | 976 | C | Other | 3 |  | Unconditioned | 2016-11-30 |  | 1 | FALSE | 53.5985 | -2.8683 | SPM-DODDS_LA_T1_HOLBORN_HILL_T1_MAGHULL_T1_MAGHULL_T2_ROBBINS_BR | 7219752000 | SP Energy Networks open data (API key): NDP SPM primary-group polygons + Capacity Heatmaps Information Model SPM + LTDS appendices 3/6 + NSHR
670 | 55.9 | UNITS 7-8, DAKOTA BUSINESS PARK, DAKOTA WAY | ORMSKIRK | L40 8AF | West Lancashire |  | Workshop And Premises | industrial | 2 | 3539.2 | 38096 | GIA | 271000 | Dodds La T1 / Holborn Hill T1 / Maghull T1 / Maghull T2 / Robbins Bridge T1 | nearest-substation | 5.01 | AINTREE GT1 / FORMBY GT2A / LITHERLAND GT1B | KIRKBY | SPM | 11.9 | primary | 11.9446 | Green | 37.5 | 24.581 | thermal | 4.9 | 27.1 | 0 | 32 | 4.7 | AINTREE GT1 / FORMBY GT2A / LITHERLAND GT1A | 24.7 | GREEN | 1.5 |  |  | 0 | 0 | 0 | 37.5 |  |  |  |  | Green (Over 5% headroom) | 84848 | 100 | 5.62 | 159 | 43 | 1491797 | [9 empty] | Kirkby (_D) | KIRKBY | 4 | 514 | 514 | 400 | 0 | 0 | 2027-08 | 10012364993 | B8 Storage or Distribution | 52 | A | Natural Gas | 4 | 2 | Heating and Natural Ventilation | 2020-08-27 |  | 1 | FALSE | 53.5918 | -2.8603 | SPM-DODDS_LA_T1_HOLBORN_HILL_T1_MAGHULL_T1_MAGHULL_T2_ROBBINS_BR | 13524693000;12902261000 | SP Energy Networks open data (API key): NDP SPM primary-group polygons + Capacity Heatmaps Information Model SPM + LTDS appendices 3/6 + NSHR
671 | 55.9 | DAVENPORT TRANSPORT LIMITED, TOLLGATE CRESCENT | ORMSKIRK | L40 8LT | West Lancashire |  | Warehouse And Premises | industrial | 1 | 3446.6 | 37099 | GIA | 129000 | Dodds La T1 / Holborn Hill T1 / Maghull T1 / Maghull T2 / Robbins Bridge T1 | nearest-substation | 5.16 | AINTREE GT1 / FORMBY GT2A / LITHERLAND GT1B | KIRKBY | SPM | 11.9 | primary | 11.9446 | Green | 37.5 | 24.581 | thermal | 4.9 | 27.1 | 0 | 32 | 4.7 | AINTREE GT1 / FORMBY GT2A / LITHERLAND GT1A | 24.7 | GREEN | 1.5 |  |  | 0 | 0 | 0 | 37.5 |  |  |  |  | Green (Over 5% headroom) | 84848 | 100 | 5.48 | 86 | 43 | 1492794 | [9 empty] | Kirkby (_D) | KIRKBY | 4 | 514 | 514 | 400 | 0 | 0 | 2027-08 | 10012345833 | B8 Storage or Distribution | 518 | D | Natural Gas | 3 |  | Heating and Natural Ventilation | 2015-08-28 |  | 1 | FALSE | 53.5936 | -2.8606 | SPM-DODDS_LA_T1_HOLBORN_HILL_T1_MAGHULL_T1_MAGHULL_T2_ROBBINS_BR | 12426762000 | SP Energy Networks open data (API key): NDP SPM primary-group polygons + Capacity Heatmaps Information Model SPM + LTDS appendices 3/6 + NSHR
672 | 55.9 | ADMIRALTY HOUSE RINGTAIL ROAD, BURSCOUGH INDUSTRIAL ESTATE | ORMSKIRK | L40 8JY | West Lancashire |  | Warehouse And Premises | industrial | 1 | 2924.8 | 31482 | GIA | 237000 | Dodds La T1 / Holborn Hill T1 / Maghull T1 / Maghull T2 / Robbins Bridge T1 | nearest-substation | 5.51 | AINTREE GT1 / FORMBY GT2A / LITHERLAND GT1B | KIRKBY | SPM | 11.9 | primary | 11.9446 | Green | 37.5 | 24.581 | thermal | 4.9 | 27.1 | 0 | 32 | 4.7 | AINTREE GT1 / FORMBY GT2A / LITHERLAND GT1A | 24.7 | GREEN | 1.5 |  |  | 0 | 0 | 0 | 37.5 |  |  |  |  | Green (Over 5% headroom) | 84848 | 100 | 4.65 | 73 | 43 | 1498411 | [9 empty] | Kirkby (_D) | KIRKBY | 4 | 514 | 514 | 400 | 0 | 0 | 2027-08 | [12 empty] | 53.5984 | -2.8631 | SPM-DODDS_LA_T1_HOLBORN_HILL_T1_MAGHULL_T1_MAGHULL_T2_ROBBINS_BR | 15033786000 | SP Energy Networks open data (API key): NDP SPM primary-group polygons + Capacity Heatmaps Information Model SPM + LTDS appendices 3/6 + NSHR
673 | 55.9 | UNITS 8-11 CLAYTON BUSINESS CENTRE, BURSCOUGH INDUSTRIAL ESTATE, LANGLEY PLACE | ORMSKIRK | L40 8JS | West Lancashire |  | Warehouse And Premises | industrial | 1 | 2492.51 | 26829 | GIA | 78000 | Dodds La T1 / Holborn Hill T1 / Maghull T1 / Maghull T2 / Robbins Bridge T1 | nearest-substation | 5.65 | AINTREE GT1 / FORMBY GT2A / LITHERLAND GT1B | KIRKBY | SPM | 11.9 | primary | 11.9446 | Green | 37.5 | 24.581 | thermal | 4.9 | 27.1 | 0 | 32 | 4.7 | AINTREE GT1 / FORMBY GT2A / LITHERLAND GT1A | 24.7 | GREEN | 1.5 |  |  | 0 | 0 | 0 | 37.5 |  |  |  |  | Green (Over 5% headroom) | 84848 | 100 | 3.96 | 62 | 43 | 1503064 | [9 empty] | Kirkby (_D) | KIRKBY | 4 | 514 | 514 | 400 | 0 | 0 | 2027-08 | 10012358821 | B2 to B7 General Industrial and Special Industrial Groups | 450 | C | Other | 3 |  | Unconditioned | 2019-09-10 |  | 1 | FALSE | 53.6012 | -2.8674 | SPM-DODDS_LA_T1_HOLBORN_HILL_T1_MAGHULL_T1_MAGHULL_T2_ROBBINS_BR | 15020944000 | SP Energy Networks open data (API key): NDP SPM primary-group polygons + Capacity Heatmaps Information Model SPM + LTDS appendices 3/6 + NSHR
674 | 55.9 | UNIT 8, SEAFIRE BUSINESS PARK, SEAFIRE WAY | ORMSKIRK | L40 8AH | West Lancashire |  | Warehouse And Premises | industrial | 2 | 2484.74 | 26745 | GIA | 193500 | Dodds La T1 / Holborn Hill T1 / Maghull T1 / Maghull T2 / Robbins Bridge T1 | nearest-substation | 5.36 | AINTREE GT1 / FORMBY GT2A / LITHERLAND GT1B | KIRKBY | SPM | 11.9 | primary | 11.9446 | Green | 37.5 | 24.581 | thermal | 4.9 | 27.1 | 0 | 32 | 4.7 | AINTREE GT1 / FORMBY GT2A / LITHERLAND GT1A | 24.7 | GREEN | 1.5 |  |  | 0 | 0 | 0 | 37.5 |  |  |  |  | Green (Over 5% headroom) | 84848 | 100 | 3.95 | 62 | 43 | 1503148 | [9 empty] | Kirkby (_D) | KIRKBY | 4 | 514 | 514 | 400 | 0 | 0 | 2027-08 | 10012366762 | Offices and Workshop Businesses | 1836 | A | Natural Gas | 3 | 1 | Air Conditioning | 2023-12-06 |  | 1 | FALSE | 53.5957 | -2.8602 | SPM-DODDS_LA_T1_HOLBORN_HILL_T1_MAGHULL_T1_MAGHULL_T2_ROBBINS_BR | 14561253000;14961974000 | SP Energy Networks open data (API key): NDP SPM primary-group polygons + Capacity Heatmaps Information Model SPM + LTDS appendices 3/6 + NSHR
675 | 55.9 | DEPOT AT, BLAGUEGATE LANE, LATHOM | SKELMERSDALE | WN8 8TZ | West Lancashire |  | Warehouse And Premises | industrial | 1 | 2462.65 | 26508 | GIA | 54000 | Dodds La T1 / Holborn Hill T1 / Maghull T1 / Maghull T2 / Robbins Bridge T1 | nearest-substation | 5.45 | AINTREE GT1 / FORMBY GT2A / LITHERLAND GT1B | KIRKBY | SPM | 11.9 | primary | 11.9446 | Green | 37.5 | 24.581 | thermal | 4.9 | 27.1 | 0 | 32 | 4.7 | AINTREE GT1 / FORMBY GT2A / LITHERLAND GT1A | 24.7 | GREEN | 1.5 |  |  | 0 | 0 | 0 | 37.5 |  |  |  |  | Green (Over 5% headroom) | 84848 | 100 | 3.91 | 62 | 43 | 1503385 | [9 empty] | Kirkby (_D) | KIRKBY | 4 | 514 | 514 | 400 | 0 | 0 | 2027-08 | [12 empty] | 53.5541 | -2.8245 | SPM-DODDS_LA_T1_HOLBORN_HILL_T1_MAGHULL_T1_MAGHULL_T2_ROBBINS_BR | 13537286000 | SP Energy Networks open data (API key): NDP SPM primary-group polygons + Capacity Heatmaps Information Model SPM + LTDS appendices 3/6 + NSHR
676 | 55.9 | UNIT 3A-3B, DAKOTA BUSINESS PARK, DAKOTA WAY | ORMSKIRK | L40 8AF | West Lancashire |  | Workshop And Premises | industrial | 1 | 2199 | 23670 | GIA | 147000 | Dodds La T1 / Holborn Hill T1 / Maghull T1 / Maghull T2 / Robbins Bridge T1 | nearest-substation | 5.01 | AINTREE GT1 / FORMBY GT2A / LITHERLAND GT1B | KIRKBY | SPM | 11.9 | primary | 11.9446 | Green | 37.5 | 24.581 | thermal | 4.9 | 27.1 | 0 | 32 | 4.7 | AINTREE GT1 / FORMBY GT2A / LITHERLAND GT1A | 24.7 | GREEN | 1.5 |  |  | 0 | 0 | 0 | 37.5 |  |  |  |  | Green (Over 5% headroom) | 84848 | 100 | 3.49 | 99 | 43 | 1506223 | [9 empty] | Kirkby (_D) | KIRKBY | 4 | 514 | 514 | 400 | 0 | 0 | 2027-08 | 10012364985 | B8 Storage or Distribution | 913 | A | Grid Supplied Electricity | 4 |  | Air Conditioning | 2020-12-14 |  | 1 | FALSE | 53.5918 | -2.8603 | SPM-DODDS_LA_T1_HOLBORN_HILL_T1_MAGHULL_T1_MAGHULL_T2_ROBBINS_BR | 13859143000 | SP Energy Networks open data (API key): NDP SPM primary-group polygons + Capacity Heatmaps Information Model SPM + LTDS appendices 3/6 + NSHR
677 | 55.9 | FIRWOOD TIMBER AND PLYWOOD CO LTD, LANGLEY PLACE | ORMSKIRK | L40 8JS | West Lancashire |  | Store And Premises | industrial | 1 | 2083.7 | 22429 | GIA | 80500 | Dodds La T1 / Holborn Hill T1 / Maghull T1 / Maghull T2 / Robbins Bridge T1 | nearest-substation | 5.65 | AINTREE GT1 / FORMBY GT2A / LITHERLAND GT1B | KIRKBY | SPM | 11.9 | primary | 11.9446 | Green | 37.5 | 24.581 | thermal | 4.9 | 27.1 | 0 | 32 | 4.7 | AINTREE GT1 / FORMBY GT2A / LITHERLAND GT1A | 24.7 | GREEN | 1.5 |  |  | 0 | 0 | 0 | 37.5 |  |  |  |  | Green (Over 5% headroom) | 84848 | 100 | 3.31 | 52 | 43 | 1507464 | [9 empty] | Kirkby (_D) | KIRKBY | 4 | 514 | 514 | 400 | 0 | 0 | 2027-08 | [12 empty] | 53.6012 | -2.8674 | SPM-DODDS_LA_T1_HOLBORN_HILL_T1_MAGHULL_T1_MAGHULL_T2_ROBBINS_BR | 183169126 | SP Energy Networks open data (API key): NDP SPM primary-group polygons + Capacity Heatmaps Information Model SPM + LTDS appendices 3/6 + NSHR
678 | 55.9 | UNIT 1 WAREHOUSE CLAYTON BUSINESS CENTRE BURSCOUGH INDUSTRIAL ESTATE, LANGLEY PLACE | ORMSKIRK | L40 8JS | West Lancashire |  | Warehouse And Premises | industrial | 1 | 2026.23 | 21810 | GIA | 64000 | Dodds La T1 / Holborn Hill T1 / Maghull T1 / Maghull T2 / Robbins Bridge T1 | nearest-substation | 5.65 | AINTREE GT1 / FORMBY GT2A / LITHERLAND GT1B | KIRKBY | SPM | 11.9 | primary | 11.9446 | Green | 37.5 | 24.581 | thermal | 4.9 | 27.1 | 0 | 32 | 4.7 | AINTREE GT1 / FORMBY GT2A / LITHERLAND GT1A | 24.7 | GREEN | 1.5 |  |  | 0 | 0 | 0 | 37.5 |  |  |  |  | Green (Over 5% headroom) | 84848 | 100 | 3.22 | 51 | 43 | 1508083 | [9 empty] | Kirkby (_D) | KIRKBY | 4 | 514 | 514 | 400 | 0 | 0 | 2027-08 | 10012360478 | B2 to B7 General Industrial and Special Industrial Groups | 1996 | C | Grid Supplied Electricity | 3 |  | Heating and Natural Ventilation | 2019-04-15 |  | 1 | FALSE | 53.6012 | -2.8674 | SPM-DODDS_LA_T1_HOLBORN_HILL_T1_MAGHULL_T1_MAGHULL_T2_ROBBINS_BR | 12416154000 | SP Energy Networks open data (API key): NDP SPM primary-group polygons + Capacity Heatmaps Information Model SPM + LTDS appendices 3/6 + NSHR
679 | 55.9 | W & M THOMPSON, TOLLGATE CRESCENT | ORMSKIRK | L40 8LD | West Lancashire |  | Store And Premises | industrial | 1 | 2012.7 | 21665 | GIA | 88000 | Dodds La T1 / Holborn Hill T1 / Maghull T1 / Maghull T2 / Robbins Bridge T1 | nearest-substation | 4.96 | AINTREE GT1 / FORMBY GT2A / LITHERLAND GT1B | KIRKBY | SPM | 11.9 | primary | 11.9446 | Green | 37.5 | 24.581 | thermal | 4.9 | 27.1 | 0 | 32 | 4.7 | AINTREE GT1 / FORMBY GT2A / LITHERLAND GT1A | 24.7 | GREEN | 1.5 |  |  | 0 | 0 | 0 | 37.5 |  |  |  |  | Green (Over 5% headroom) | 84848 | 100 | 3.2 | 50 | 43 | 1508228 | [9 empty] | Kirkby (_D) | KIRKBY | 4 | 514 | 514 | 400 | 0 | 0 | 2027-08 | [12 empty] | 53.5927 | -2.8635 | SPM-DODDS_LA_T1_HOLBORN_HILL_T1_MAGHULL_T1_MAGHULL_T2_ROBBINS_BR | 4229524000 | SP Energy Networks open data (API key): NDP SPM primary-group polygons + Capacity Heatmaps Information Model SPM + LTDS appendices 3/6 + NSHR
680 | 55.7 | WM MORRISON, HOLYHEAD ROAD | BANGOR | LL57 1LH | Gwynedd |  | Superstore And Premises | bigbox | 1 | 3928.5 | 42286 | GIA | 560000 | Minffordd T1 / Parc Bryn Cegin T1 / Parc Bryn Cegin T2 | inside-area | 1.13 | BANGOR GT2 / CAERNARFON GT2 | CONNAHS QUAY - PENTIR - ST ASAPH | SPM | 15.5 | primary | 15.538 | Green | 20 | 4.042 | thermal | 1.3 | 11 | 2.6 | 12.3 | 14.8 | BANGOR GT2 / CAERNARFON GT2 | 31.686 | GREEN | 0 |  |  | 0 | 0 | 0 | 20 |  |  |  |  | Green (Over 5% headroom) | 110517 | 100 | 6.24 | 354 | 10 | 237759 | [9 empty] | Pentir | PENTIR | 2 | 1082 | 1082 | 1025 | 57 | 39 | 2028-10 | [12 empty] | 53.2264 | -4.1293 | SPM-MINFFORDD_T1_PARC_BRYN_CEGIN_T1_PARC_BRYN_CEGIN_T2 | 8894339000 | SP Energy Networks open data (API key): NDP SPM primary-group polygons + Capacity Heatmaps Information Model SPM + LTDS appendices 3/6 + NSHR
681 | 55.6 | 1-11, WRYNOSE ROAD | WIRRAL | CH62 3QD | Wirral |  | Factory And Premises | industrial | 1 | 2944.5 | 31694 | GIA | 144000 | Morganite Ceramics T1 / Plymyard T2 / Vauxhall North Rd T1 | inside-area | 3.59 | BROMBOROUGH GT2 / ELLESMERE PORT GT1 / HOOTON PK GT1A / HOOTON PK GT2A | CAPENHURST | SPM | 11.7 | bsp | 16.6975 | Green | 20 | 3.3025 | thermal | 0 | 0 | 0 | 0 | 15.3 | BROMBOROUGH GT2 / ELLESMERE PORT GT1 / HOOTON PK GT1A / HOOTON PK GT2A | 11.703 | GREEN | 0 |  |  | 0 | 0 | 0 | 20 |  |  |  |  | Green (Over 5% headroom) | 83422 | 100 | 4.68 | 177 | 1 | 10790 | [9 empty] | Capenhurst | CAPENHURST | 4 | 896.6 | 896.6 | 0 | 0 | 304 | 2029-10 | 42136037 | B2 to B7 General Industrial and Special Industrial Groups | 448 | F | Natural Gas | 3 |  | Heating and Natural Ventilation | 2013-04-24 |  | 1 | FALSE | 53.3293 | -2.9723 | SPM-MORGANITE_CERAMICS_T1_PLYMYARD_T2_VAUXHALL_NORTH_RD_T1 | 291358132 | SP Energy Networks open data (API key): NDP SPM primary-group polygons + Capacity Heatmaps Information Model SPM + LTDS appendices 3/6 + NSHR
682 | 55.3 | B & Q WAREHOUSE, BIDSTON LINK ROAD | PRENTON | CH44 2HE | Wirral |  | Retail Warehouse And Premises | bigbox | 1 | 13693.3 | 147393 | GIA | 920000 | New Brighton T1 / Seaview Rd T2 / Wallasey T1 / Wallasey Village T1 | inside-area | 3.46 | WALLASEY GT1 / WALLASEY GT2 / WOODSIDE GT2 | BIRKENHEAD | SPM | 15.2 | primary | 15.153 | Green | 30 | 14.847 | thermal | 0 | 0 | 0 | 0 | 11.3 | WALLASEY GT1 / WALLASEY GT2 / WOODSIDE GT2 | 42.195 | GREEN | 0 |  |  | 0 | 0 | 0 | 30 |  |  |  |  | Green (Over 5% headroom) | 108378 | 74 | 21.76 | 1232 | 11 | 451653 | [9 empty] | Birkenhead | BIRKENHEAD | 0 | 0 | 0 | 0 | 0 | 90 | [13 empty] | 53.4116 | -3.073 | SPM-NEW_BRIGHTON_T1_SEAVIEW_RD_T2_WALLASEY_T1_WALLASEY_VILLAGE_T | 290783132 | SP Energy Networks open data (API key): NDP SPM primary-group polygons + Capacity Heatmaps Information Model SPM + LTDS appendices 3/6 + NSHR
683 | 55.3 | ASDA STORES LTD, SEAVIEW ROAD | WALLASEY | CH45 4NZ | Wirral |  | Superstore And Premises | bigbox | 1 | 7975.86 | 85851 | GIA | 1460000 | New Brighton T1 / Seaview Rd T2 / Wallasey T1 / Wallasey Village T1 | inside-area | 1.31 | WALLASEY GT1 / WALLASEY GT2 / WOODSIDE GT2 | BIRKENHEAD | SPM | 15.2 | primary | 15.153 | Green | 30 | 14.847 | thermal | 0 | 0 | 0 | 0 | 11.3 | WALLASEY GT1 / WALLASEY GT2 / WOODSIDE GT2 | 42.195 | GREEN | 0 |  |  | 0 | 0 | 0 | 30 |  |  |  |  | Green (Over 5% headroom) | 108378 | 100 | 12.67 | 718 | 11 | 513195 | [9 empty] | Birkenhead | BIRKENHEAD | 0 | 0 | 0 | 0 | 0 | 90 | [13 empty] | 53.4254 | -3.0492 | SPM-NEW_BRIGHTON_T1_SEAVIEW_RD_T2_WALLASEY_T1_WALLASEY_VILLAGE_T | 8993351000 | SP Energy Networks open data (API key): NDP SPM primary-group polygons + Capacity Heatmaps Information Model SPM + LTDS appendices 3/6 + NSHR
684 | 55.3 | MORRISONS MARINE POINT, KINGS PARADE | WALLASEY | CH45 2PB | Wirral |  | Superstore And Premises | bigbox | 1 | 6387 | 68749 | GIA | 1180000 | New Brighton T1 / Seaview Rd T2 / Wallasey T1 / Wallasey Village T1 | inside-area | 0.63 | WALLASEY GT1 / WALLASEY GT2 / WOODSIDE GT2 | BIRKENHEAD | SPM | 15.2 | primary | 15.153 | Green | 30 | 14.847 | thermal | 0 | 0 | 0 | 0 | 11.3 | WALLASEY GT1 / WALLASEY GT2 / WOODSIDE GT2 | 42.195 | GREEN | 0 |  |  | 0 | 0 | 0 | 30 |  |  |  |  | Green (Over 5% headroom) | 108378 | 100 | 10.15 | 575 | 11 | 530297 | [9 empty] | Birkenhead | BIRKENHEAD | 0 | 0 | 0 | 0 | 0 | 90 | [13 empty] | 53.4407 | -3.0457 | SPM-NEW_BRIGHTON_T1_SEAVIEW_RD_T2_WALLASEY_T1_WALLASEY_VILLAGE_T | 11437094000 | SP Energy Networks open data (API key): NDP SPM primary-group polygons + Capacity Heatmaps Information Model SPM + LTDS appendices 3/6 + NSHR
685 | 55.3 | RIVERSIDE BOWL AND LAZER QUEST, MARINE PROMENADE | WALLASEY | CH45 2JS | Wirral |  | Bowling Alley And Premises | bigbox | 1 | 2713.1 | 29204 | GIA | 167000 | New Brighton T1 / Seaview Rd T2 / Wallasey T1 / Wallasey Village T1 | inside-area | 0.47 | WALLASEY GT1 / WALLASEY GT2 / WOODSIDE GT2 | BIRKENHEAD | SPM | 15.2 | primary | 15.153 | Green | 30 | 14.847 | thermal | 0 | 0 | 0 | 0 | 11.3 | WALLASEY GT1 / WALLASEY GT2 / WOODSIDE GT2 | 42.195 | GREEN | 0 |  |  | 0 | 0 | 0 | 30 |  |  |  |  | Green (Over 5% headroom) | 108378 | 100 | 4.31 | 217 | 11 | 569842 | [9 empty] | Birkenhead | BIRKENHEAD | 0 | 0 | 0 | 0 | 0 | 90 |  | 42071230 | General Assembly and Leisure, Night Clubs, and Theatres | 2620 | D | Natural Gas | 3 | 1 | Heating and Natural Ventilation | 2026-05-20 |  | 1 | FALSE | 53.4401 | -3.0422 | SPM-NEW_BRIGHTON_T1_SEAVIEW_RD_T2_WALLASEY_T1_WALLASEY_VILLAGE_T | 4390860000 | SP Energy Networks open data (API key): NDP SPM primary-group polygons + Capacity Heatmaps Information Model SPM + LTDS appendices 3/6 + NSHR
686 | 55.3 | WINDSORS WALLASEY LTD EX PETROL STATION, HARRISON DRIVE | WALLASEY | CH45 3HL | Wirral |  | Car Showroom And Premises | bigbox | 1 | 2571 | 27674 | GIA | 127000 | New Brighton T1 / Seaview Rd T2 / Wallasey T1 / Wallasey Village T1 | inside-area | 2 | WALLASEY GT1 / WALLASEY GT2 / WOODSIDE GT2 | BIRKENHEAD | SPM | 15.2 | primary | 15.153 | Green | 30 | 14.847 | thermal | 0 | 0 | 0 | 0 | 11.3 | WALLASEY GT1 / WALLASEY GT2 / WOODSIDE GT2 | 42.195 | GREEN | 0 |  |  | 0 | 0 | 0 | 30 |  |  |  |  | Green (Over 5% headroom) | 108378 | 100 | 4.09 | 231 | 11 | 571372 | [9 empty] | Birkenhead | BIRKENHEAD | 0 | 0 | 0 | 0 | 0 | 90 | [13 empty] | 53.4295 | -3.0686 | SPM-NEW_BRIGHTON_T1_SEAVIEW_RD_T2_WALLASEY_T1_WALLASEY_VILLAGE_T | 2231796000 | SP Energy Networks open data (API key): NDP SPM primary-group polygons + Capacity Heatmaps Information Model SPM + LTDS appendices 3/6 + NSHR
687 | 55 | SAINSBURYS PLC, PLAS COCH ROAD | WREXHAM | LL11 2BW | Wrexham |  | Superstore And Premises | bigbox | 1 | 7744.6 | 83362 | GIA | 1570000 | Bersham Rd T1 / Ind Coope T1 / Rhyd Broughton La T1 / Tuttle St T1 | inside-area | 2.01 | BRYMBO GT1 / LEGACY LOCAL GT1 / MARCHWIEL GT1 / MARCHWIEL GT2 / WREXHAM GT1 | LEGACY | SPM | 15 | primary | 14.957 | Green | 30 | 15.043 | thermal | 0 | 0 | 0 | 0 | 11.6 | BRYMBO GT1 / LEGACY LOCAL GT1 / MARCHWIEL GT1 / MARCHWIEL GT2 / WREXHAM GT1 | 41.8508 | GREEN | 1.6 |  |  | 0 | 0 | 0 | 30 |  |  |  |  | Green (Over 5% headroom) | 106952 | 100 | 12.31 | 697 | 21 | 891394 | [9 empty] | Legacy | LEGACY | 5 | 1714 | 1714 | 0 | 0 | 0 | 2024-08 | 10013548006 | D2 General Assembly and Leisure plus Night Clubs and Theatres | 5241 | B | Natural Gas | 3 |  | Heating and Natural Ventilation | 2015-11-22 |  | 0.67 | FALSE | 53.057 | -3.0049 | SPM-BERSHAM_RD_T1_IND_COOPE_T1_RHYD_BROUGHTON_LA_T1_TUTTLE_ST_T1 | 8788984000 | SP Energy Networks open data (API key): NDP SPM primary-group polygons + Capacity Heatmaps Information Model SPM + LTDS appendices 3/6 + NSHR
688 | 55 | MORRISONS SUPERMARKET, RUTHIN ROAD | WREXHAM | LL13 7TU | Wrexham |  | Superstore And Premises | bigbox | 1 | 6570.28 | 70722 | GIA | 1130000 | Bersham Rd T1 / Ind Coope T1 / Rhyd Broughton La T1 / Tuttle St T1 | inside-area | 0.66 | BRYMBO GT1 / LEGACY LOCAL GT1 / MARCHWIEL GT1 / MARCHWIEL GT2 / WREXHAM GT1 | LEGACY | SPM | 15 | primary | 14.957 | Green | 30 | 15.043 | thermal | 0 | 0 | 0 | 0 | 11.6 | BRYMBO GT1 / LEGACY LOCAL GT1 / MARCHWIEL GT1 / MARCHWIEL GT2 / WREXHAM GT1 | 41.8508 | GREEN | 1.6 |  |  | 0 | 0 | 0 | 30 |  |  |  |  | Green (Over 5% headroom) | 106952 | 100 | 10.44 | 591 | 21 | 904034 | [9 empty] | Legacy | LEGACY | 5 | 1714 | 1714 | 0 | 0 | 0 | 2024-08 | 10090394993 | Retail/Financial and Professional Services | 11751 | B | Natural Gas | 4 |  | Heating and Mechanical Ventilation | 2024-08-15 |  | 0.67 | FALSE | 53.0434 | -3.0045 | SPM-BERSHAM_RD_T1_IND_COOPE_T1_RHYD_BROUGHTON_LA_T1_TUTTLE_ST_T1 | 14792798000 | SP Energy Networks open data (API key): NDP SPM primary-group polygons + Capacity Heatmaps Information Model SPM + LTDS appendices 3/6 + NSHR
689 | 55 | JEWSONS CAMBRIAN WORKS, GARDEN ROAD | WREXHAM | LL11 2NY | Wrexham |  | Builders Merchants And Premises | bigbox | 1 | 6201.26 | 66750 | GIA | 227000 | Bersham Rd T1 / Ind Coope T1 / Rhyd Broughton La T1 / Tuttle St T1 | inside-area | 1.53 | BRYMBO GT1 / LEGACY LOCAL GT1 / MARCHWIEL GT1 / MARCHWIEL GT2 / WREXHAM GT1 | LEGACY | SPM | 15 | primary | 14.957 | Green | 30 | 15.043 | thermal | 0 | 0 | 0 | 0 | 11.6 | BRYMBO GT1 / LEGACY LOCAL GT1 / MARCHWIEL GT1 / MARCHWIEL GT2 / WREXHAM GT1 | 41.8508 | GREEN | 1.6 |  |  | 0 | 0 | 0 | 30 |  |  |  |  | Green (Over 5% headroom) | 106952 | 100 | 9.85 | 558 | 21 | 908006 | [9 empty] | Legacy | LEGACY | 5 | 1714 | 1714 | 0 | 0 | 0 | 2024-08 | 10023168267 | B2 to B7 General Industrial and Special Industrial Groups | 4567 | D | Natural Gas | 3 |  | Heating and Natural Ventilation | 2014-04-10 |  | 0.5 | FALSE | 53.0513 | -3.0003 | SPM-BERSHAM_RD_T1_IND_COOPE_T1_RHYD_BROUGHTON_LA_T1_TUTTLE_ST_T1 | 8581434000 | SP Energy Networks open data (API key): NDP SPM primary-group polygons + Capacity Heatmaps Information Model SPM + LTDS appendices 3/6 + NSHR
690 | 55 | HOMEBASE WREXHAM RETAIL PARK, PLAS COCH ROAD | WREXHAM | LL11 2BW | Wrexham |  | Retail Warehouse And Premises | bigbox | 1 | 5958.51 | 64137 | GIA | 755000 | Bersham Rd T1 / Ind Coope T1 / Rhyd Broughton La T1 / Tuttle St T1 | inside-area | 2.01 | BRYMBO GT1 / LEGACY LOCAL GT1 / MARCHWIEL GT1 / MARCHWIEL GT2 / WREXHAM GT1 | LEGACY | SPM | 15 | primary | 14.957 | Green | 30 | 15.043 | thermal | 0 | 0 | 0 | 0 | 11.6 | BRYMBO GT1 / LEGACY LOCAL GT1 / MARCHWIEL GT1 / MARCHWIEL GT2 / WREXHAM GT1 | 41.8508 | GREEN | 1.6 |  |  | 0 | 0 | 0 | 30 |  |  |  |  | Green (Over 5% headroom) | 106952 | 100 | 9.47 | 536 | 21 | 910619 | [9 empty] | Legacy | LEGACY | 5 | 1714 | 1714 | 0 | 0 | 0 | 2024-08 | [12 empty] | 53.057 | -3.0049 | SPM-BERSHAM_RD_T1_IND_COOPE_T1_RHYD_BROUGHTON_LA_T1_TUTTLE_ST_T1 | 5650906000 | SP Energy Networks open data (API key): NDP SPM primary-group polygons + Capacity Heatmaps Information Model SPM + LTDS appendices 3/6 + NSHR
691 | 55 | SALOP ROAD | WREXHAM | LL13 7AF | Wrexham | MATALAN | Retail Warehouse And Premises | bigbox | 2 | 5795.44 | 62382 | GIA | 552500 | Bersham Rd T1 / Ind Coope T1 / Rhyd Broughton La T1 / Tuttle St T1 | inside-area | 1.48 | BRYMBO GT1 / LEGACY LOCAL GT1 / MARCHWIEL GT1 / MARCHWIEL GT2 / WREXHAM GT1 | LEGACY | SPM | 15 | primary | 14.957 | Green | 30 | 15.043 | thermal | 0 | 0 | 0 | 0 | 11.6 | BRYMBO GT1 / LEGACY LOCAL GT1 / MARCHWIEL GT1 / MARCHWIEL GT2 / WREXHAM GT1 | 41.8508 | GREEN | 1.6 |  |  | 0 | 0 | 0 | 30 |  |  |  |  | Green (Over 5% headroom) | 106952 | 100 | 9.21 | 522 | 21 | 912374 | [9 empty] | Legacy | LEGACY | 5 | 1714 | 1714 | 0 | 0 | 0 | 2024-08 | 10070382023 | B1 Offices and Workshop businesses | 1868 | C | Natural Gas | 3 |  | Air Conditioning | 2020-08-17 |  | 1 | FALSE | 53.0417 | -2.9901 | SPM-BERSHAM_RD_T1_IND_COOPE_T1_RHYD_BROUGHTON_LA_T1_TUTTLE_ST_T1 | 4656201000;4656201000 | SP Energy Networks open data (API key): NDP SPM primary-group polygons + Capacity Heatmaps Information Model SPM + LTDS appendices 3/6 + NSHR
692 | 55 | UNIT 1, CENTRAL RETAIL PARK | WREXHAM | LL13 7SU | Wrexham |  | Retail Warehouse And Premises | bigbox | 2 | 4461.71 | 48025 | GIA | 378000 | Bersham Rd T1 / Ind Coope T1 / Rhyd Broughton La T1 / Tuttle St T1 | inside-area | 1.16 | BRYMBO GT1 / LEGACY LOCAL GT1 / MARCHWIEL GT1 / MARCHWIEL GT2 / WREXHAM GT1 | LEGACY | SPM | 15 | primary | 14.957 | Green | 30 | 15.043 | thermal | 0 | 0 | 0 | 0 | 11.6 | BRYMBO GT1 / LEGACY LOCAL GT1 / MARCHWIEL GT1 / MARCHWIEL GT2 / WREXHAM GT1 | 41.8508 | GREEN | 1.6 |  |  | 0 | 0 | 0 | 30 |  |  |  |  | Green (Over 5% headroom) | 106952 | 100 | 7.09 | 402 | 21 | 926731 | [9 empty] | Legacy | LEGACY | 5 | 1714 | 1714 | 0 | 0 | 0 | 2024-08 |  | Retail/Financial and Professional Services | 3598 | A | Grid Supplied Electricity | 3 |  | Air Conditioning | 2026-03-23 |  | 1 | FALSE | 53.0476 | -3.0011 | SPM-BERSHAM_RD_T1_IND_COOPE_T1_RHYD_BROUGHTON_LA_T1_TUTTLE_ST_T1 | 4746675000;11191189000 | SP Energy Networks open data (API key): NDP SPM primary-group polygons + Capacity Heatmaps Information Model SPM + LTDS appendices 3/6 + NSHR
693 | 55 | BERSE ROAD | WREXHAM | LL11 2BQ | Wrexham | B&Q | Retail Warehouse And Premises | bigbox | 1 | 3641.38 | 39195 | GIA | 300000 | Bersham Rd T1 / Ind Coope T1 / Rhyd Broughton La T1 / Tuttle St T1 | inside-area | 2.28 | BRYMBO GT1 / LEGACY LOCAL GT1 / MARCHWIEL GT1 / MARCHWIEL GT2 / WREXHAM GT1 | LEGACY | SPM | 15 | primary | 14.957 | Green | 30 | 15.043 | thermal | 0 | 0 | 0 | 0 | 11.6 | BRYMBO GT1 / LEGACY LOCAL GT1 / MARCHWIEL GT1 / MARCHWIEL GT2 / WREXHAM GT1 | 41.8508 | GREEN | 1.6 |  |  | 0 | 0 | 0 | 30 |  |  |  |  | Green (Over 5% headroom) | 106952 | 100 | 5.79 | 328 | 21 | 935561 | [9 empty] | Legacy | LEGACY | 5 | 1714 | 1714 | 0 | 0 | 0 | 2024-08 | [12 empty] | 53.0595 | -3.0046 | SPM-BERSHAM_RD_T1_IND_COOPE_T1_RHYD_BROUGHTON_LA_T1_TUTTLE_ST_T1 | 147099206 | SP Energy Networks open data (API key): NDP SPM primary-group polygons + Capacity Heatmaps Information Model SPM + LTDS appendices 3/6 + NSHR
694 | 55 | 37, EAGLES MEADOW | WREXHAM | LL13 8DG | Wrexham |  | Bowling Alley And Premises | bigbox | 1 | 2570.1 | 27664 | GIA | 206000 | Bersham Rd T1 / Ind Coope T1 / Rhyd Broughton La T1 / Tuttle St T1 | inside-area | 1.66 | BRYMBO GT1 / LEGACY LOCAL GT1 / MARCHWIEL GT1 / MARCHWIEL GT2 / WREXHAM GT1 | LEGACY | SPM | 15 | primary | 14.957 | Green | 30 | 15.043 | thermal | 0 | 0 | 0 | 0 | 11.6 | BRYMBO GT1 / LEGACY LOCAL GT1 / MARCHWIEL GT1 / MARCHWIEL GT2 / WREXHAM GT1 | 41.8508 | GREEN | 1.6 |  |  | 0 | 0 | 0 | 30 |  |  |  |  | Green (Over 5% headroom) | 106952 | 100 | 4.08 | 206 | 21 | 947092 | [9 empty] | Legacy | LEGACY | 5 | 1714 | 1714 | 0 | 0 | 0 | 2024-08 | [12 empty] | 53.0445 | -2.9886 | SPM-BERSHAM_RD_T1_IND_COOPE_T1_RHYD_BROUGHTON_LA_T1_TUTTLE_ST_T1 | 6095068000 | SP Energy Networks open data (API key): NDP SPM primary-group polygons + Capacity Heatmaps Information Model SPM + LTDS appendices 3/6 + NSHR
695 | 55 | UNIT E, WREXHAM RETAIL PARK, PLAS COCH ROAD | WREXHAM | LL11 2BW | Wrexham |  | Retail Warehouse And Premises | bigbox | 1 | 2002.34 | 21553 | GIA | 340000 | Bersham Rd T1 / Ind Coope T1 / Rhyd Broughton La T1 / Tuttle St T1 | inside-area | 2.01 | BRYMBO GT1 / LEGACY LOCAL GT1 / MARCHWIEL GT1 / MARCHWIEL GT2 / WREXHAM GT1 | LEGACY | SPM | 15 | primary | 14.957 | Green | 30 | 15.043 | thermal | 0 | 0 | 0 | 0 | 11.6 | BRYMBO GT1 / LEGACY LOCAL GT1 / MARCHWIEL GT1 / MARCHWIEL GT2 / WREXHAM GT1 | 41.8508 | GREEN | 1.6 |  |  | 0 | 0 | 0 | 30 |  |  |  |  | Green (Over 5% headroom) | 106952 | 100 | 3.18 | 180 | 21 | 953203 | [9 empty] | Legacy | LEGACY | 5 | 1714 | 1714 | 0 | 0 | 0 | 2024-08 | [12 empty] | 53.057 | -3.0049 | SPM-BERSHAM_RD_T1_IND_COOPE_T1_RHYD_BROUGHTON_LA_T1_TUTTLE_ST_T1 | 494055206 | SP Energy Networks open data (API key): NDP SPM primary-group polygons + Capacity Heatmaps Information Model SPM + LTDS appendices 3/6 + NSHR
696 | 54.9 | THE VAULT, DAKOTA DRIVE | LIVERPOOL | L24 8RJ | Liverpool |  | Warehouse And Premises | industrial | 1 | 61316.26 | 660002 | GIA | 3800000 | Allerton T1 / Ecp West-Banks Rd T1 / Garston T1 / Weaver Ind Est T1 / Yew Tree Rd T1 | inside-area | 0.29 | GARSTON GT2 / SPEKE GT3 / WAVERTREE GT1A | LISTER DRIVE | SPM | 24.3 | primary | 24.318 | Green | 37.5 | 13.182 | thermal | 0 | 12.8 | 7.5 | 12.8 | 21.3 | GARSTON GT2 / SPEKE GT3 / WAVERTREE GT1A | 54.021 | GREEN | 0 |  |  | 0 | 0 | 0 | 37.5 |  |  |  |  | Green (Over 5% headroom) | 173262 | 26 | 97.44 | 1533 | 15 | 1314992 | [9 empty] | Lister Drive | LISTER DRIVE | 2 | 114 | 114 | 0 | 57 | 20 | 2026-09 | 38268549 | Storage or Distribution | 61125 | B | Natural Gas | 4 |  | Heating and Mechanical Ventilation | 2024-01-17 |  | 1 | FALSE | 53.3438 | -2.8866 | SPM-ALLERTON_T1_ECP_WEST_BANKS_RD_T1_GARSTON_T1_WEAVER_IND_EST_T | 7410102000 | SP Energy Networks open data (API key): NDP SPM primary-group polygons + Capacity Heatmaps Information Model SPM + LTDS appendices 3/6 + NSHR
697 | 54.9 | THE QUBE, DAKOTA DRIVE | LIVERPOOL | L24 8RJ | Liverpool |  | Warehouse And Premises | industrial | 1 | 46816.33 | 503926 | GIA | 3100000 | Allerton T1 / Ecp West-Banks Rd T1 / Garston T1 / Weaver Ind Est T1 / Yew Tree Rd T1 | inside-area | 0.29 | GARSTON GT2 / SPEKE GT3 / WAVERTREE GT1A | LISTER DRIVE | SPM | 24.3 | primary | 24.318 | Green | 37.5 | 13.182 | thermal | 0 | 12.8 | 7.5 | 12.8 | 21.3 | GARSTON GT2 / SPEKE GT3 / WAVERTREE GT1A | 54.021 | GREEN | 0 |  |  | 0 | 0 | 0 | 37.5 |  |  |  |  | Green (Over 5% headroom) | 173262 | 34 | 74.4 | 1170 | 15 | 1471068 | [9 empty] | Lister Drive | LISTER DRIVE | 2 | 114 | 114 | 0 | 57 | 20 | 2026-09 | 38327055 | Storage or Distribution | 45690 | A | Grid Supplied Electricity | 4 |  | Air Conditioning | 2025-07-02 |  | 1 | FALSE | 53.3438 | -2.8866 | SPM-ALLERTON_T1_ECP_WEST_BANKS_RD_T1_GARSTON_T1_WEAVER_IND_EST_T | 9328038000 | SP Energy Networks open data (API key): NDP SPM primary-group polygons + Capacity Heatmaps Information Model SPM + LTDS appendices 3/6 + NSHR
698 | 54.9 | UNIT 14 JUNCTION ONE BUSINESS PARK, VALLEY ROAD | BIRKENHEAD | CH41 7ED | Wirral |  | Warehouse And Premises | industrial | 3 | 10876 | 117068 | GIA | 508500 | Gilbrook Dock T1 / Hill Rd T1 / Mobil Oil (Wallasey) T1 | inside-area | 1.42 | WALLASEY GT1 / WALLASEY GT2 / WOODSIDE GT2 | BIRKENHEAD | SPM | 11.2 | primary | 11.15 | Green | 18.2 | 7.05 | thermal | 0 | 0 | 0 | 0 | 9.4 | WALLASEY GT1 / WALLASEY GT2 / WOODSIDE GT2 | 42.195 | GREEN | 0 |  |  | 0 | 0 | 0 | 18.2 |  |  |  |  | Green (Over 5% headroom) | 79857 | 68 | 17.28 | 272 | 12 | 629463 | [9 empty] | Birkenhead | BIRKENHEAD | 0 | 0 | 0 | 0 | 0 | 90 | [13 empty] | 53.4056 | -3.0642 | SPM-GILBROOK_DOCK_T1_HILL_RD_T1_MOBIL_OIL_WALLASEY_T1 | 13935146000;13935148000;13935161000 | SP Energy Networks open data (API key): NDP SPM primary-group polygons + Capacity Heatmaps Information Model SPM + LTDS appendices 3/6 + NSHR
699 | 54.9 | BEAUFORT AIR-SEA, BEAUFORT ROAD | BIRKENHEAD | CH41 1HQ | Wirral |  | Factory And Premises | industrial | 1 | 10047.01 | 108145 | GIA | 224000 | Gilbrook Dock T1 / Hill Rd T1 / Mobil Oil (Wallasey) T1 | inside-area | 1.39 | WALLASEY GT1 / WALLASEY GT2 / WOODSIDE GT2 | BIRKENHEAD | SPM | 11.2 | primary | 11.15 | Green | 18.2 | 7.05 | thermal | 0 | 0 | 0 | 0 | 9.4 | WALLASEY GT1 / WALLASEY GT2 / WOODSIDE GT2 | 42.195 | GREEN | 0 |  |  | 0 | 0 | 0 | 18.2 |  |  |  |  | Green (Over 5% headroom) | 79857 | 74 | 15.97 | 603 | 12 | 638386 | [9 empty] | Birkenhead | BIRKENHEAD | 0 | 0 | 0 | 0 | 0 | 90 | [13 empty] | 53.402 | -3.0476 | SPM-GILBROOK_DOCK_T1_HILL_RD_T1_MOBIL_OIL_WALLASEY_T1 | 82136132 | SP Energy Networks open data (API key): NDP SPM primary-group polygons + Capacity Heatmaps Information Model SPM + LTDS appendices 3/6 + NSHR
700 | 54.9 | UNITS 20-30, VALLEY ROAD INDUSTRIAL ESTATE, VALLEY ROAD | BIRKENHEAD | CH41 7ED | Wirral |  | Warehouse And Premises | industrial | 1 | 9569.31 | 103003 | GIA | 440000 | Gilbrook Dock T1 / Hill Rd T1 / Mobil Oil (Wallasey) T1 | inside-area | 1.42 | WALLASEY GT1 / WALLASEY GT2 / WOODSIDE GT2 | BIRKENHEAD | SPM | 11.2 | primary | 11.15 | Green | 18.2 | 7.05 | thermal | 0 | 0 | 0 | 0 | 9.4 | WALLASEY GT1 / WALLASEY GT2 / WOODSIDE GT2 | 42.195 | GREEN | 0 |  |  | 0 | 0 | 0 | 18.2 |  |  |  |  | Green (Over 5% headroom) | 79857 | 78 | 15.21 | 239 | 12 | 643528 | [9 empty] | Birkenhead | BIRKENHEAD | 0 | 0 | 0 | 0 | 0 | 90 |  |  | B8 Storage or Distribution | 740 | D | Natural Gas | 3 |  | Heating and Natural Ventilation | 2021-04-11 |  | 1 | FALSE | 53.4056 | -3.0642 | SPM-GILBROOK_DOCK_T1_HILL_RD_T1_MOBIL_OIL_WALLASEY_T1 | 12828446000 | SP Energy Networks open data (API key): NDP SPM primary-group polygons + Capacity Heatmaps Information Model SPM + LTDS appendices 3/6 + NSHR
701 | 54.9 | TRANSIT SHED A, CAVENDISH WHARF, DUKE STREET | BIRKENHEAD | CH41 1HN | Wirral |  | Warehouse And Premises | industrial | 1 | 7360.2 | 79224 | GIA | 312500 | Gilbrook Dock T1 / Hill Rd T1 / Mobil Oil (Wallasey) T1 | inside-area | 1.9 | WALLASEY GT1 / WALLASEY GT2 / WOODSIDE GT2 | BIRKENHEAD | SPM | 11.2 | primary | 11.15 | Green | 18.2 | 7.05 | thermal | 0 | 0 | 0 | 0 | 9.4 | WALLASEY GT1 / WALLASEY GT2 / WOODSIDE GT2 | 42.195 | GREEN | 0 |  |  | 0 | 0 | 0 | 18.2 |  |  |  |  | Green (Over 5% headroom) | 79857 | 100 | 11.7 | 184 | 12 | 667307 | [9 empty] | Birkenhead | BIRKENHEAD | 0 | 0 | 0 | 0 | 0 | 90 | [13 empty] | 53.4026 | -3.0384 | SPM-GILBROOK_DOCK_T1_HILL_RD_T1_MOBIL_OIL_WALLASEY_T1 | 6799699000 | SP Energy Networks open data (API key): NDP SPM primary-group polygons + Capacity Heatmaps Information Model SPM + LTDS appendices 3/6 + NSHR
702 | 54.9 | TRANSIT SHEDS B & C1, CAVENDISH WHARF, DUKE STREET | BIRKENHEAD | CH41 1HN | Wirral |  | Warehouse And Premises | industrial | 1 | 7092.1 | 76339 | GIA | 317500 | Gilbrook Dock T1 / Hill Rd T1 / Mobil Oil (Wallasey) T1 | inside-area | 1.9 | WALLASEY GT1 / WALLASEY GT2 / WOODSIDE GT2 | BIRKENHEAD | SPM | 11.2 | primary | 11.15 | Green | 18.2 | 7.05 | thermal | 0 | 0 | 0 | 0 | 9.4 | WALLASEY GT1 / WALLASEY GT2 / WOODSIDE GT2 | 42.195 | GREEN | 0 |  |  | 0 | 0 | 0 | 18.2 |  |  |  |  | Green (Over 5% headroom) | 79857 | 100 | 11.27 | 177 | 12 | 670192 | [9 empty] | Birkenhead | BIRKENHEAD | 0 | 0 | 0 | 0 | 0 | 90 | [13 empty] | 53.4026 | -3.0384 | SPM-GILBROOK_DOCK_T1_HILL_RD_T1_MOBIL_OIL_WALLASEY_T1 | 6799701000 | SP Energy Networks open data (API key): NDP SPM primary-group polygons + Capacity Heatmaps Information Model SPM + LTDS appendices 3/6 + NSHR
703 | 54.9 | ARK COMMUNITY TRANSPORT BEAUFORT HOUSE, BEAUFORT ROAD | BIRKENHEAD | CH41 1HE | Wirral |  | Warehouse, Office And Premises | industrial | 1 | 5038.9 | 54238 | GIA | 130000 | Gilbrook Dock T1 / Hill Rd T1 / Mobil Oil (Wallasey) T1 | inside-area | 1.35 | WALLASEY GT1 / WALLASEY GT2 / WOODSIDE GT2 | BIRKENHEAD | SPM | 11.2 | primary | 11.15 | Green | 18.2 | 7.05 | thermal | 0 | 0 | 0 | 0 | 9.4 | WALLASEY GT1 / WALLASEY GT2 / WOODSIDE GT2 | 42.195 | GREEN | 0 |  |  | 0 | 0 | 0 | 18.2 |  |  |  |  | Green (Over 5% headroom) | 79857 | 100 | 8.01 | 353 | 12 | 692293 | [9 empty] | Birkenhead | BIRKENHEAD | 0 | 0 | 0 | 0 | 0 | 90 | [13 empty] | 53.4031 | -3.0507 | SPM-GILBROOK_DOCK_T1_HILL_RD_T1_MOBIL_OIL_WALLASEY_T1 | 8041741000 | SP Energy Networks open data (API key): NDP SPM primary-group polygons + Capacity Heatmaps Information Model SPM + LTDS appendices 3/6 + NSHR
704 | 54.9 | THE MOBIL BUILDING, BEAUFORT ROAD | BIRKENHEAD | CH41 1EB | Wirral |  | Workshop And Premises | industrial | 1 | 4231.16 | 45544 | GIA | 146000 | Gilbrook Dock T1 / Hill Rd T1 / Mobil Oil (Wallasey) T1 | inside-area | 1.75 | WALLASEY GT1 / WALLASEY GT2 / WOODSIDE GT2 | BIRKENHEAD | SPM | 11.2 | primary | 11.15 | Green | 18.2 | 7.05 | thermal | 0 | 0 | 0 | 0 | 9.4 | WALLASEY GT1 / WALLASEY GT2 / WOODSIDE GT2 | 42.195 | GREEN | 0 |  |  | 0 | 0 | 0 | 18.2 |  |  |  |  | Green (Over 5% headroom) | 79857 | 100 | 6.72 | 190 | 12 | 700987 | [9 empty] | Birkenhead | BIRKENHEAD | 0 | 0 | 0 | 0 | 0 | 90 | [13 empty] | 53.4084 | -3.0578 | SPM-GILBROOK_DOCK_T1_HILL_RD_T1_MOBIL_OIL_WALLASEY_T1 | 15003453000 | SP Energy Networks open data (API key): NDP SPM primary-group polygons + Capacity Heatmaps Information Model SPM + LTDS appendices 3/6 + NSHR
705 | 54.9 | UNIT 35, VALLEY ROAD | BIRKENHEAD | CH41 7ED | Wirral |  | Warehouse And Premises | industrial | 1 | 4119.2 | 44339 | GIA | 156000 | Gilbrook Dock T1 / Hill Rd T1 / Mobil Oil (Wallasey) T1 | inside-area | 1.42 | WALLASEY GT1 / WALLASEY GT2 / WOODSIDE GT2 | BIRKENHEAD | SPM | 11.2 | primary | 11.15 | Green | 18.2 | 7.05 | thermal | 0 | 0 | 0 | 0 | 9.4 | WALLASEY GT1 / WALLASEY GT2 / WOODSIDE GT2 | 42.195 | GREEN | 0 |  |  | 0 | 0 | 0 | 18.2 |  |  |  |  | Green (Over 5% headroom) | 79857 | 100 | 6.55 | 103 | 12 | 702192 | [9 empty] | Birkenhead | BIRKENHEAD | 0 | 0 | 0 | 0 | 0 | 90 | [13 empty] | 53.4056 | -3.0642 | SPM-GILBROOK_DOCK_T1_HILL_RD_T1_MOBIL_OIL_WALLASEY_T1 | 14078204000 | SP Energy Networks open data (API key): NDP SPM primary-group polygons + Capacity Heatmaps Information Model SPM + LTDS appendices 3/6 + NSHR
706 | 54.9 | SASOL WAX GMBH, WALLASEY BRIDGE ROAD | BIRKENHEAD | CH41 1EF | Wirral |  | Factory And Premises | industrial | 1 | 3133 | 33723 | GIA | 83500 | Gilbrook Dock T1 / Hill Rd T1 / Mobil Oil (Wallasey) T1 | inside-area | 1.72 | WALLASEY GT1 / WALLASEY GT2 / WOODSIDE GT2 | BIRKENHEAD | SPM | 11.2 | primary | 11.15 | Green | 18.2 | 7.05 | thermal | 0 | 0 | 0 | 0 | 9.4 | WALLASEY GT1 / WALLASEY GT2 / WOODSIDE GT2 | 42.195 | GREEN | 0 |  |  | 0 | 0 | 0 | 18.2 |  |  |  |  | Green (Over 5% headroom) | 79857 | 100 | 4.98 | 188 | 12 | 712808 | [9 empty] | Birkenhead | BIRKENHEAD | 0 | 0 | 0 | 0 | 0 | 90 | [13 empty] | 53.4078 | -3.0549 | SPM-GILBROOK_DOCK_T1_HILL_RD_T1_MOBIL_OIL_WALLASEY_T1 | 3222018000 | SP Energy Networks open data (API key): NDP SPM primary-group polygons + Capacity Heatmaps Information Model SPM + LTDS appendices 3/6 + NSHR
707 | 54.9 | AIR SEA CONTAINERS LTD, PRICE STREET | BIRKENHEAD | CH41 8AQ | Wirral |  | Warehouse And Premises | industrial | 1 | 2407.11 | 25910 | GIA | 122000 | Gilbrook Dock T1 / Hill Rd T1 / Mobil Oil (Wallasey) T1 | inside-area | 1.54 | WALLASEY GT1 / WALLASEY GT2 / WOODSIDE GT2 | BIRKENHEAD | SPM | 11.2 | primary | 11.15 | Green | 18.2 | 7.05 | thermal | 0 | 0 | 0 | 0 | 9.4 | WALLASEY GT1 / WALLASEY GT2 / WOODSIDE GT2 | 42.195 | GREEN | 0 |  |  | 0 | 0 | 0 | 18.2 |  |  |  |  | Green (Over 5% headroom) | 79857 | 100 | 3.83 | 60 | 12 | 720621 | [9 empty] | Birkenhead | BIRKENHEAD | 0 | 0 | 0 | 0 | 0 | 90 | [13 empty] | 53.3996 | -3.0417 | SPM-GILBROOK_DOCK_T1_HILL_RD_T1_MOBIL_OIL_WALLASEY_T1 | 232959000 | SP Energy Networks open data (API key): NDP SPM primary-group polygons + Capacity Heatmaps Information Model SPM + LTDS appendices 3/6 + NSHR
708 | 54.9 | J M PROFILE SERVICES UNITS 1-3, BEAUFORT ROAD | BIRKENHEAD | CH41 1HE | Wirral |  | Factory And Premises | industrial | 1 | 2278.7 | 24528 | GIA | 63000 | Gilbrook Dock T1 / Hill Rd T1 / Mobil Oil (Wallasey) T1 | inside-area | 1.35 | WALLASEY GT1 / WALLASEY GT2 / WOODSIDE GT2 | BIRKENHEAD | SPM | 11.2 | primary | 11.15 | Green | 18.2 | 7.05 | thermal | 0 | 0 | 0 | 0 | 9.4 | WALLASEY GT1 / WALLASEY GT2 / WOODSIDE GT2 | 42.195 | GREEN | 0 |  |  | 0 | 0 | 0 | 18.2 |  |  |  |  | Green (Over 5% headroom) | 79857 | 100 | 3.62 | 137 | 12 | 722003 | [9 empty] | Birkenhead | BIRKENHEAD | 0 | 0 | 0 | 0 | 0 | 90 | [13 empty] | 53.4031 | -3.0507 | SPM-GILBROOK_DOCK_T1_HILL_RD_T1_MOBIL_OIL_WALLASEY_T1 | 282482132 | SP Energy Networks open data (API key): NDP SPM primary-group polygons + Capacity Heatmaps Information Model SPM + LTDS appendices 3/6 + NSHR
709 | 54.7 | TESCO STORES LTD, CRESCENT ROAD | WREXHAM | LL13 8HF | Wrexham |  | Superstore And Premises | bigbox | 1 | 10129.31 | 109031 | GIA | 1540000 | Chester St (Wrexham) T1 / Eagles Meadow T1 / Rhosnesni T1 / Whitegate T1 | inside-area | 0.25 | BRYMBO GT1 / LEGACY LOCAL GT1 / MARCHWIEL GT1 / MARCHWIEL GT2 / WREXHAM GT1 | LEGACY | SPM | 14.8 | primary | 14.796 | Green | 30 | 15.204 | thermal | 0 | 0.6 | 0 | 0.6 | 10.7 | BRYMBO GT1 / LEGACY LOCAL GT1 / MARCHWIEL GT1 / MARCHWIEL GT2 / WREXHAM GT1 | 41.8508 | GREEN | 1.6 |  |  | 0 | 0 | 0 | 30 |  |  |  |  | Green (Over 5% headroom) | 105526 | 97 | 16.1 | 912 | 18 | 1273286 | [9 empty] | Legacy | LEGACY | 5 | 1714 | 1714 | 0 | 0 | 0 | 2024-08 | 10013547390 | A1/A2 Retail and Financial/Professional services | 9908 | B | Grid Supplied Electricity | 3 |  | Air Conditioning | 2019-01-15 |  | 0.67 | FALSE | 53.0461 | -2.9875 | SPM-CHESTER_ST_WREXHAM_T1_EAGLES_MEADOW_T1_RHOSNESNI_T1_WHITEGAT | 9335182000 | SP Energy Networks open data (API key): NDP SPM primary-group polygons + Capacity Heatmaps Information Model SPM + LTDS appendices 3/6 + NSHR
710 | 54.7 | ASDA SUPERSTORE, BODHYFRYD | WREXHAM | LL12 7AG | Wrexham |  | Superstore And Premises | bigbox | 1 | 9241.97 | 99480 | GIA | 1410000 | Chester St (Wrexham) T1 / Eagles Meadow T1 / Rhosnesni T1 / Whitegate T1 | inside-area | 0.6 | BRYMBO GT1 / LEGACY LOCAL GT1 / MARCHWIEL GT1 / MARCHWIEL GT2 / WREXHAM GT1 | LEGACY | SPM | 14.8 | primary | 14.796 | Green | 30 | 15.204 | thermal | 0 | 0.6 | 0 | 0.6 | 10.7 | BRYMBO GT1 / LEGACY LOCAL GT1 / MARCHWIEL GT1 / MARCHWIEL GT2 / WREXHAM GT1 | 41.8508 | GREEN | 1.6 |  |  | 0 | 0 | 0 | 30 |  |  |  |  | Green (Over 5% headroom) | 105526 | 100 | 14.69 | 832 | 18 | 1282837 | [9 empty] | Legacy | LEGACY | 5 | 1714 | 1714 | 0 | 0 | 0 | 2024-08 | [12 empty] | 53.0492 | -2.9897 | SPM-CHESTER_ST_WREXHAM_T1_EAGLES_MEADOW_T1_RHOSNESNI_T1_WHITEGAT | 8878713000 | SP Energy Networks open data (API key): NDP SPM primary-group polygons + Capacity Heatmaps Information Model SPM + LTDS appendices 3/6 + NSHR
711 | 54.7 | HOME BARGAINS, HOLT STREET | WREXHAM | LL13 8DH | Wrexham |  | Retail Warehouse And Premises | bigbox | 1 | 3108.12 | 33455 | GIA | 360000 | Chester St (Wrexham) T1 / Eagles Meadow T1 / Rhosnesni T1 / Whitegate T1 | inside-area | 0.39 | BRYMBO GT1 / LEGACY LOCAL GT1 / MARCHWIEL GT1 / MARCHWIEL GT2 / WREXHAM GT1 | LEGACY | SPM | 14.8 | primary | 14.796 | Green | 30 | 15.204 | thermal | 0 | 0.6 | 0 | 0.6 | 10.7 | BRYMBO GT1 / LEGACY LOCAL GT1 / MARCHWIEL GT1 / MARCHWIEL GT2 / WREXHAM GT1 | 41.8508 | GREEN | 1.6 |  |  | 0 | 0 | 0 | 30 |  |  |  |  | Green (Over 5% headroom) | 105526 | 100 | 4.94 | 280 | 18 | 1348862 | [9 empty] | Legacy | LEGACY | 5 | 1714 | 1714 | 0 | 0 | 0 | 2024-08 | [12 empty] | 53.0471 | -2.9907 | SPM-CHESTER_ST_WREXHAM_T1_EAGLES_MEADOW_T1_RHOSNESNI_T1_WHITEGAT | 13525702000 | SP Energy Networks open data (API key): NDP SPM primary-group polygons + Capacity Heatmaps Information Model SPM + LTDS appendices 3/6 + NSHR
712 | 54.6 | TESCO STORE, HAWTHORNE ROAD | LIVERPOOL | L21 8NZ | Sefton |  | Superstore And Premises | bigbox | 2 | 13539.24 | 145735 | GIA | 2670000 | Bootle Grid T2 / Orrell Mount T1 / Scarisbrick Ave T1 / Tatton Rd T1 | inside-area | 1.69 | BOOTLE GT1 / LITHERLAND GT1A | KIRKBY | SPM | 14.7 | primary | 14.72 | Green | 30 | 15.28 | thermal | 0 | 5.3 | 1.6 | 5.3 | 10.8 | BOOTLE GT1 / LITHERLAND GT1B | 21.4789 | GREEN | 0 |  |  | 0 | 0 | 0 | 30 |  |  |  |  | Green (Over 5% headroom) | 104813 | 72 | 21.52 | 1219 | 12 | 323964 | [9 empty] | Lister Drive | KIRKBY | 4 | 514 | 514 | 400 | 0 | 0 | 2027-08 | 41018485 | Retail/Financial and Professional Services | 6831 | B | Natural Gas | 4 |  | Air Conditioning | 2025-03-27 |  | 1 | FALSE | 53.4711 | -2.9931 | SPM-BOOTLE_GRID_T2_ORRELL_MOUNT_T1_SCARISBRICK_AVE_T1_TATTON_RD_ | 14297123000;14297123000 | SP Energy Networks open data (API key): NDP SPM primary-group polygons + Capacity Heatmaps Information Model SPM + LTDS appendices 3/6 + NSHR
713 | 54.6 | TESCO SUPERSTORE, MANOR ROAD | ALTRINCHAM | WA15 9QT | Trafford |  | Superstore And Premises | bigbox | 1 | 8220.77 | 88488 | GIA | 1470000 | Ilfords T1 / Knutsford T1 / Mobberley T1 / Radbroke Hall T1 | nearest-substation | 43.45 | ELWORTH GT1 / ELWORTH GT2 / KNUTSFORD GT1 / KNUTSFORD GT2 | CARRINGTON - FIDDLERS FERRY | SPM | 14.7 | primary | 14.665 | Green | 30 | 14.758 | thermal | 2.3 | 1.3 | 2 | 3.6 | 12.3 | ELWORTH GT1 / ELWORTH GT2 / KNUTSFORD GT1 / KNUTSFORD GT2 | 26.603 | GREEN | 0 |  |  | 0 | 0 | 0 | 30 |  |  |  |  | Green (Over 5% headroom) | 104813 | 100 | 13.06 | 740 | 54 | 2618576 | [9 empty] | Fiddlers Ferry | CARRINGTON | 5 | 2186.9 | 2186.9 | 0 | 0 | 930 | 2026-05 | [12 empty] | 53.3849 | -2.3459 | SPM-ILFORDS_T1_KNUTSFORD_T1_MOBBERLEY_T1_RADBROKE_HALL_T1 | 14339217000 | SP Energy Networks open data (API key): NDP SPM primary-group polygons + Capacity Heatmaps Information Model SPM + LTDS appendices 3/6 + NSHR
714 | 54.6 | SAINSBURYS, LLOYD STREET | ALTRINCHAM | WA14 2SU | Trafford |  | Superstore And Premises | bigbox | 1 | 6653.9 | 71622 | GIA | 1240000 | Ilfords T1 / Knutsford T1 / Mobberley T1 / Radbroke Hall T1 | nearest-substation | 43.13 | ELWORTH GT1 / ELWORTH GT2 / KNUTSFORD GT1 / KNUTSFORD GT2 | CARRINGTON - FIDDLERS FERRY | SPM | 14.7 | primary | 14.665 | Green | 30 | 14.758 | thermal | 2.3 | 1.3 | 2 | 3.6 | 12.3 | ELWORTH GT1 / ELWORTH GT2 / KNUTSFORD GT1 / KNUTSFORD GT2 | 26.603 | GREEN | 0 |  |  | 0 | 0 | 0 | 30 |  |  |  |  | Green (Over 5% headroom) | 104813 | 100 | 10.57 | 599 | 54 | 2635442 | [9 empty] | Fiddlers Ferry | CARRINGTON | 5 | 2186.9 | 2186.9 | 0 | 0 | 930 | 2026-05 | [12 empty] | 53.384 | -2.3505 | SPM-ILFORDS_T1_KNUTSFORD_T1_MOBBERLEY_T1_RADBROKE_HALL_T1 | 14706805000 | SP Energy Networks open data (API key): NDP SPM primary-group polygons + Capacity Heatmaps Information Model SPM + LTDS appendices 3/6 + NSHR
715 | 54.6 | 67, ALDERLEY ROAD | WILMSLOW | SK9 1NZ | Cheshire East |  | Superstore And Premises | bigbox | 1 | 5024.7 | 54085 | GIA | 1070000 | Ilfords T1 / Knutsford T1 / Mobberley T1 / Radbroke Hall T1 | nearest-substation | 47.7 | ELWORTH GT1 / ELWORTH GT2 / KNUTSFORD GT1 / KNUTSFORD GT2 | CARRINGTON - FIDDLERS FERRY | SPM | 14.7 | primary | 14.665 | Green | 30 | 14.758 | thermal | 2.3 | 1.3 | 2 | 3.6 | 12.3 | ELWORTH GT1 / ELWORTH GT2 / KNUTSFORD GT1 / KNUTSFORD GT2 | 26.603 | GREEN | 0 |  |  | 0 | 0 | 0 | 30 |  |  |  |  | Green (Over 5% headroom) | 104813 | 100 | 7.98 | 452 | 54 | 2652979 | [9 empty] | Fiddlers Ferry | CARRINGTON | 5 | 2186.9 | 2186.9 | 0 | 0 | 930 | 2026-05 | 10008878911 | Retail/Financial and Professional Services | 5085 | C | Grid Supplied Electricity | 4 |  | Heating and Mechanical Ventilation | 2023-03-26 |  | 1 | FALSE | 53.3247 | -2.2336 | SPM-ILFORDS_T1_KNUTSFORD_T1_MOBBERLEY_T1_RADBROKE_HALL_T1 | 13050613000 | SP Energy Networks open data (API key): NDP SPM primary-group polygons + Capacity Heatmaps Information Model SPM + LTDS appendices 3/6 + NSHR
716 | 54.6 | PURE GYM 8-18, STAMFORD NEW ROAD | ALTRINCHAM | WA14 1EJ | Trafford |  | Leisure Centre And Premises | bigbox | 1 | 2384.22 | 25664 | GIA | 215000 | Ilfords T1 / Knutsford T1 / Mobberley T1 / Radbroke Hall T1 | nearest-substation | 43.43 | ELWORTH GT1 / ELWORTH GT2 / KNUTSFORD GT1 / KNUTSFORD GT2 | CARRINGTON - FIDDLERS FERRY | SPM | 14.7 | primary | 14.665 | Green | 30 | 14.758 | thermal | 2.3 | 1.3 | 2 | 3.6 | 12.3 | ELWORTH GT1 / ELWORTH GT2 / KNUTSFORD GT1 / KNUTSFORD GT2 | 26.603 | GREEN | 0 |  |  | 0 | 0 | 0 | 30 |  |  |  |  | Green (Over 5% headroom) | 104813 | 100 | 3.79 | 191 | 54 | 2681400 | [9 empty] | Fiddlers Ferry | CARRINGTON | 5 | 2186.9 | 2186.9 | 0 | 0 | 930 | 2026-05 | 100012893183 | A1/A2 Retail and Financial/Professional services | 954 | D | Grid Supplied Electricity | 3 | 2 | Air Conditioning | 2012-06-08 |  | 0.75 | FALSE | 53.3875 | -2.3487 | SPM-ILFORDS_T1_KNUTSFORD_T1_MOBBERLEY_T1_RADBROKE_HALL_T1 | 10467003000 | SP Energy Networks open data (API key): NDP SPM primary-group polygons + Capacity Heatmaps Information Model SPM + LTDS appendices 3/6 + NSHR
717 | 54.6 | MANGOLETSI (HOLDINGS) LTD, LONDON ROAD | KNUTSFORD | WA16 9NS | Cheshire West And Chester |  | Car Showroom And Premises | bigbox | 1 | 2132.88 | 22958 | GIA | 143000 | Ilfords T1 / Knutsford T1 / Mobberley T1 / Radbroke Hall T1 | inside-area | 36.79 | ELWORTH GT1 / ELWORTH GT2 / KNUTSFORD GT1 / KNUTSFORD GT2 | CARRINGTON - FIDDLERS FERRY | SPM | 14.7 | primary | 14.665 | Green | 30 | 14.758 | thermal | 2.3 | 1.3 | 2 | 3.6 | 12.3 | ELWORTH GT1 / ELWORTH GT2 / KNUTSFORD GT1 / KNUTSFORD GT2 | 26.603 | GREEN | 0 |  |  | 0 | 0 | 0 | 30 |  |  |  |  | Green (Over 5% headroom) | 104813 | 100 | 3.39 | 192 | 54 | 2684106 | [9 empty] | Fiddlers Ferry | CARRINGTON | 5 | 2186.9 | 2186.9 | 0 | 0 | 930 | 2026-05 | [12 empty] | 53.2474 | -2.3715 | SPM-ILFORDS_T1_KNUTSFORD_T1_MOBBERLEY_T1_RADBROKE_HALL_T1 | 364990133 | SP Energy Networks open data (API key): NDP SPM primary-group polygons + Capacity Heatmaps Information Model SPM + LTDS appendices 3/6 + NSHR
718 | 54.6 | UNIT A1 ATLANTIC STREET RETAIL PARK, ATLANTIC STREET | ALTRINCHAM | WA14 5BW | Trafford |  | Bowling Alley And Premises | bigbox | 1 | 2010.1 | 21637 | GIA | 194000 | Ilfords T1 / Knutsford T1 / Mobberley T1 / Radbroke Hall T1 | nearest-substation | 43.67 | ELWORTH GT1 / ELWORTH GT2 / KNUTSFORD GT1 / KNUTSFORD GT2 | CARRINGTON - FIDDLERS FERRY | SPM | 14.7 | primary | 14.665 | Green | 30 | 14.758 | thermal | 2.3 | 1.3 | 2 | 3.6 | 12.3 | ELWORTH GT1 / ELWORTH GT2 / KNUTSFORD GT1 / KNUTSFORD GT2 | 26.603 | GREEN | 0 |  |  | 0 | 0 | 0 | 30 |  |  |  |  | Green (Over 5% headroom) | 104813 | 100 | 3.19 | 161 | 54 | 2685427 | [9 empty] | Fiddlers Ferry | CARRINGTON | 5 | 2186.9 | 2186.9 | 0 | 0 | 930 | 2026-05 | 10070455265 | A1/A2 Retail and Financial/Professional services | 901 | D | Grid Supplied Electricity | 3 |  | Air Conditioning | 2012-06-15 |  | 0.67 | FALSE | 53.3981 | -2.3548 | SPM-ILFORDS_T1_KNUTSFORD_T1_MOBBERLEY_T1_RADBROKE_HALL_T1 | 12977395000 | SP Energy Networks open data (API key): NDP SPM primary-group polygons + Capacity Heatmaps Information Model SPM + LTDS appendices 3/6 + NSHR
719 | 54.5 | B AND Q, SEALAND ROAD | CHESTER | CH1 4LS | Cheshire West And Chester |  | Retail Warehouse And Premises | bigbox | 1 | 14333 | 154279 | GIA | 1230000 | Blacon T1 / Cocoa Barry T1 / Crane Bank T1 / Knutsford Way T1 / Tower Wharf T1 | inside-area | 0.08 | CHESTER MAIN GT4 / CRANE BANK GT1 / GUILDEN SUTTON GT1 / SALTNEY G2A | CAPENHURST | SPM | 20.6 | primary | 20.5888 | Green | 37.5 | 16.6932 | thermal | 1.3 | 4.8 | 1.5 | 6.1 | 17.1 | CHESTER MAIN GT4 / CRANE BANK GT1 / GUILDEN SUTTON GT1 / SALTNEY G2A | 31.649 | GREEN | 39.8 |  |  | 0 | 0 | 0 | 37.5 |  |  |  |  | Green (Over 5% headroom) | 146881 | 95 | 22.78 | 1290 | 47 | 1793242 | [9 empty] | Capenhurst | CAPENHURST | 4 | 896.6 | 896.6 | 0 | 0 | 304 | 2029-10 | 200000990165 | A1/A2 Retail and Financial/Professional services | 10110 | B | Natural Gas | 3 |  | Heating and Natural Ventilation | 2017-06-21 |  | 1 | FALSE | 53.1952 | -2.9161 | SPM-BLACON_T1_COCOA_BARRY_T1_CRANE_BANK_T1_KNUTSFORD_WAY_T1_TOWE | 15079682000 | SP Energy Networks open data (API key): NDP SPM primary-group polygons + Capacity Heatmaps Information Model SPM + LTDS appendices 3/6 + NSHR
720 | 54.5 | WM MORRISON, DEE LANE | WIRRAL | CH48 0QA | Wirral |  | Superstore And Premises | bigbox | 1 | 4194.06 | 45144 | GIA | 855000 | Caldy T1 / Hoylake T1 / Meols T1 / West Kirby South T1 | inside-area | 3.57 | HESWALL GT1 / HOYLAKE GT2 / PRENTON GRID GT3 | BIRKENHEAD | SPM | 14.6 | primary | 14.5872 | Green | 30 | 15.2328 | thermal | 0.7 | 0 | 0 | 0.7 | 11.3 | HESWALL GT1 / HOYLAKE GT2 / PRENTON GRID GT3 | 21.2835 | GREEN | 0 |  |  | 0 | 0 | 0 | 30 |  |  |  |  | Green (Over 5% headroom) | 104100 | 100 | 6.66 | 377 | 3 | 45592 | [9 empty] | Birkenhead | BIRKENHEAD | 0 | 0 | 0 | 0 | 0 | 90 | [13 empty] | 53.3726 | -3.1865 | SPM-CALDY_T1_HOYLAKE_T1_MEOLS_T1_WEST_KIRBY_SOUTH_T1 | 8918613000 | SP Energy Networks open data (API key): NDP SPM primary-group polygons + Capacity Heatmaps Information Model SPM + LTDS appendices 3/6 + NSHR
721 | 54.4 | 35, ARKWRIGHT ROAD, ASTMOOR INDUSTRIAL ESTATE | RUNCORN | WA7 1NU | Halton |  | Factory And Premises; Workshop And Premises | industrial | 6 | 19042 | 204966 | GIA | 745000 | Astmoor Ind Est T1 / Mackamax T1 / Mersey Rd T1 / Picow Farm Rd T1 | inside-area | 1.01 | DUTTON GT2 / MOORE GT1 / PERCIVAL LA GT1 | FRODSHAM - INCE | SPM | 18.3 | primary | 18.28 | Green | 30 | 11.12 | thermal | 2.4 | 1.9 | 0 | 4.3 | 17.1 | DUTTON GT2 / MOORE GT1 / PERCIVAL LA GT1 | 32.616 | GREEN | 0 |  |  | 0 | 0 | 0 | 30 |  |  |  |  | Green (Over 5% headroom) | 130481 | 64 | 30.26 | 1143 | 43 | 2814391 | [9 empty] | Fiddlers Ferry | FRODSHAM | 5 | 1090 | 1090 | 0 | 0 | 0 | 2029-04 | 100012808253 | B8 Storage or Distribution | 1189 | D | Grid Supplied Electricity | 3 |  | Heating and Natural Ventilation | 2017-11-22 |  | 1 | FALSE | 53.343 | -2.6927 | SPM-ASTMOOR_IND_EST_T1_MACKAMAX_T1_MERSEY_RD_T1_PICOW_FARM_RD_T1 | 3284583000;14857256000;117964137;170632137;8444253000;14358156000 | SP Energy Networks open data (API key): NDP SPM primary-group polygons + Capacity Heatmaps Information Model SPM + LTDS appendices 3/6 + NSHR
722 | 54.4 | 54, BRINDLEY ROAD, ASTMOOR INDUSTRIAL ESTATE | RUNCORN | WA7 1PF | Halton |  | Factory And Premises; Warehouse And Premises; Workshop And Premises | industrial | 11 | 17586.02 | 189294 | GIA | 794500 | Astmoor Ind Est T1 / Mackamax T1 / Mersey Rd T1 / Picow Farm Rd T1 | inside-area | 0.75 | DUTTON GT2 / MOORE GT1 / PERCIVAL LA GT1 | FRODSHAM - INCE | SPM | 18.3 | primary | 18.28 | Green | 30 | 11.12 | thermal | 2.4 | 1.9 | 0 | 4.3 | 17.1 | DUTTON GT2 / MOORE GT1 / PERCIVAL LA GT1 | 32.616 | GREEN | 0 |  |  | 0 | 0 | 0 | 30 |  |  |  |  | Green (Over 5% headroom) | 130481 | 69 | 27.95 | 1055 | 43 | 2830063 | [9 empty] | Fiddlers Ferry | FRODSHAM | 5 | 1090 | 1090 | 0 | 0 | 0 | 2029-04 | 100012808338 | Offices and Workshop Businesses | 1198 | D | Natural Gas | 3 |  | Heating and Natural Ventilation | 2026-03-17 |  | 1 | FALSE | 53.3427 | -2.6965 | SPM-ASTMOOR_IND_EST_T1_MACKAMAX_T1_MERSEY_RD_T1_PICOW_FARM_RD_T1 | 622725137;12424448000;6845623000;174197137;13878123000;174196137;6001330000;645155137;13573793000;13573792000;6001332000 | SP Energy Networks open data (API key): NDP SPM primary-group polygons + Capacity Heatmaps Information Model SPM + LTDS appendices 3/6 + NSHR
723 | 54.4 | ASTMOOR INDUSTRIAL ESTATE | RUNCORN | WA7 1QQ | Halton | KAWNEER U K LTD | Factory And Premises | industrial | 1 | 15609.94 | 168024 | GIA | 600000 | Astmoor Ind Est T1 / Mackamax T1 / Mersey Rd T1 / Picow Farm Rd T1 | inside-area | 1.01 | DUTTON GT2 / MOORE GT1 / PERCIVAL LA GT1 | FRODSHAM - INCE | SPM | 18.3 | primary | 18.28 | Green | 30 | 11.12 | thermal | 2.4 | 1.9 | 0 | 4.3 | 17.1 | DUTTON GT2 / MOORE GT1 / PERCIVAL LA GT1 | 32.616 | GREEN | 0 |  |  | 0 | 0 | 0 | 30 |  |  |  |  | Green (Over 5% headroom) | 130481 | 78 | 24.81 | 937 | 43 | 2851333 | [9 empty] | Fiddlers Ferry | FRODSHAM | 5 | 1090 | 1090 | 0 | 0 | 0 | 2029-04 | 10012253635 | General Industrial and Special Industrial Groups | 13823 | E | Natural Gas | 3 |  | Heating and Natural Ventilation | 2026-03-28 |  | 1 | FALSE | 53.3469 | -2.6938 | SPM-ASTMOOR_IND_EST_T1_MACKAMAX_T1_MERSEY_RD_T1_PICOW_FARM_RD_T1 | 108355137 | SP Energy Networks open data (API key): NDP SPM primary-group polygons + Capacity Heatmaps Information Model SPM + LTDS appendices 3/6 + NSHR
724 | 54.4 | 7, CHRISTLETON COURT | RUNCORN | WA7 1ST | Halton |  | Factory And Premises; Warehouse And Premises | industrial | 7 | 15369.06 | 165431 | GIA | 790500 | Astmoor Ind Est T1 / Mackamax T1 / Mersey Rd T1 / Picow Farm Rd T1 | inside-area | 2.18 | DUTTON GT2 / MOORE GT1 / PERCIVAL LA GT1 | FRODSHAM - INCE | SPM | 18.3 | primary | 18.28 | Green | 30 | 11.12 | thermal | 2.4 | 1.9 | 0 | 4.3 | 17.1 | DUTTON GT2 / MOORE GT1 / PERCIVAL LA GT1 | 32.616 | GREEN | 0 |  |  | 0 | 0 | 0 | 30 |  |  |  |  | Green (Over 5% headroom) | 130481 | 79 | 24.42 | 922 | 43 | 2853926 | [9 empty] | Fiddlers Ferry | FRODSHAM | 5 | 1090 | 1090 | 0 | 0 | 0 | 2029-04 | 10012256655 | Offices and Workshop Businesses | 1440 | C | Natural Gas | 3 |  | Heating and Natural Ventilation | 2022-10-03 |  | 1 | FALSE | 53.3495 | -2.6766 | SPM-ASTMOOR_IND_EST_T1_MACKAMAX_T1_MERSEY_RD_T1_PICOW_FARM_RD_T1 | 1576091000;577606137;1540364000;170104137;1576083000;170102137;577606137 | SP Energy Networks open data (API key): NDP SPM primary-group polygons + Capacity Heatmaps Information Model SPM + LTDS appendices 3/6 + NSHR
725 | 54.4 | MANOR PARK 19 TUDOR ROAD | RUNCORN | WA7 1TY | Halton |  | Warehouse And Premises | industrial | 1 | 1581.53 | 17023 | GIA | 150000 | Astmoor Ind Est T1 / Mackamax T1 / Mersey Rd T1 / Picow Farm Rd T1 | inside-area | 2.04 | DUTTON GT2 / MOORE GT1 / PERCIVAL LA GT1 | FRODSHAM - INCE | SPM | 18.3 | primary | 18.28 | Green | 30 | 11.12 | thermal | 2.4 | 1.9 | 0 | 4.3 | 17.1 | DUTTON GT2 / MOORE GT1 / PERCIVAL LA GT1 | 32.616 | GREEN | 0 |  |  | 0 | 0 | 0 | 30 |  |  |  |  | Green (Over 5% headroom) | 130481 | 100 | 2.51 | 40 | 43 | 3002334 | [9 empty] | Fiddlers Ferry | FRODSHAM | 5 | 1090 | 1090 | 0 | 0 | 0 | 2029-04 | [12 empty] | 53.3444 | -2.6771 | SPM-ASTMOOR_IND_EST_T1_MACKAMAX_T1_MERSEY_RD_T1_PICOW_FARM_RD_T1 | 13839495000 | SP Energy Networks open data (API key): NDP SPM primary-group polygons + Capacity Heatmaps Information Model SPM + LTDS appendices 3/6 + NSHR
726 | 54.4 | 5B, CHRISTLETON COURT | RUNCORN | WA7 1ST | Halton |  | Workshop And Premises | industrial | 1 | 1539.49 | 16571 | GIA | 91000 | Astmoor Ind Est T1 / Mackamax T1 / Mersey Rd T1 / Picow Farm Rd T1 | inside-area | 2.18 | DUTTON GT2 / MOORE GT1 / PERCIVAL LA GT1 | FRODSHAM - INCE | SPM | 18.3 | primary | 18.28 | Green | 30 | 11.12 | thermal | 2.4 | 1.9 | 0 | 4.3 | 17.1 | DUTTON GT2 / MOORE GT1 / PERCIVAL LA GT1 | 32.616 | GREEN | 0 |  |  | 0 | 0 | 0 | 30 |  |  |  |  | Green (Over 5% headroom) | 130481 | 100 | 2.45 | 69 | 43 | 3002786 | [9 empty] | Fiddlers Ferry | FRODSHAM | 5 | 1090 | 1090 | 0 | 0 | 0 | 2029-04 | 10012262187 | B8 Storage or Distribution | 1538 | C | Natural Gas | 3 |  | Heating and Natural Ventilation | 2013-03-09 |  | 1 | FALSE | 53.3495 | -2.6766 | SPM-ASTMOOR_IND_EST_T1_MACKAMAX_T1_MERSEY_RD_T1_PICOW_FARM_RD_T1 | 11569808000 | SP Energy Networks open data (API key): NDP SPM primary-group polygons + Capacity Heatmaps Information Model SPM + LTDS appendices 3/6 + NSHR
727 | 54.4 | 1, EDISON ROAD, ASTMOOR INDUSTRIAL ESTATE | RUNCORN | WA7 1PY | Halton |  | Warehouse And Premises | industrial | 1 | 1521.16 | 16374 | GIA | 83000 | Astmoor Ind Est T1 / Mackamax T1 / Mersey Rd T1 / Picow Farm Rd T1 | inside-area | 0.08 | DUTTON GT2 / MOORE GT1 / PERCIVAL LA GT1 | FRODSHAM - INCE | SPM | 18.3 | primary | 18.28 | Green | 30 | 11.12 | thermal | 2.4 | 1.9 | 0 | 4.3 | 17.1 | DUTTON GT2 / MOORE GT1 / PERCIVAL LA GT1 | 32.616 | GREEN | 0 |  |  | 0 | 0 | 0 | 30 |  |  |  |  | Green (Over 5% headroom) | 130481 | 100 | 2.42 | 38 | 43 | 3002983 | [9 empty] | Fiddlers Ferry | FRODSHAM | 5 | 1090 | 1090 | 0 | 0 | 0 | 2029-04 | [12 empty] | 53.3427 | -2.7082 | SPM-ASTMOOR_IND_EST_T1_MACKAMAX_T1_MERSEY_RD_T1_PICOW_FARM_RD_T1 | 14969885000 | SP Energy Networks open data (API key): NDP SPM primary-group polygons + Capacity Heatmaps Information Model SPM + LTDS appendices 3/6 + NSHR
728 | 54.4 | 1, TUDOR ROAD | RUNCORN | WA7 1TY | Halton | NORTH WEST ROLLER SERVICES | Factory And Premises | industrial | 1 | 1507.2 | 16223 | GIA | 99000 | Astmoor Ind Est T1 / Mackamax T1 / Mersey Rd T1 / Picow Farm Rd T1 | inside-area | 2.04 | DUTTON GT2 / MOORE GT1 / PERCIVAL LA GT1 | FRODSHAM - INCE | SPM | 18.3 | primary | 18.28 | Green | 30 | 11.12 | thermal | 2.4 | 1.9 | 0 | 4.3 | 17.1 | DUTTON GT2 / MOORE GT1 / PERCIVAL LA GT1 | 32.616 | GREEN | 0 |  |  | 0 | 0 | 0 | 30 |  |  |  |  | Green (Over 5% headroom) | 130481 | 100 | 2.4 | 90 | 43 | 3003134 | [9 empty] | Fiddlers Ferry | FRODSHAM | 5 | 1090 | 1090 | 0 | 0 | 0 | 2029-04 | 100012808430 | B1 Offices and Workshop businesses | 1448 | C | Natural Gas | 3 | 1 | Heating and Natural Ventilation | 2016-11-03 |  | 1 | FALSE | 53.3444 | -2.6771 | SPM-ASTMOOR_IND_EST_T1_MACKAMAX_T1_MERSEY_RD_T1_PICOW_FARM_RD_T1 | 4548559000 | SP Energy Networks open data (API key): NDP SPM primary-group polygons + Capacity Heatmaps Information Model SPM + LTDS appendices 3/6 + NSHR
729 | 54.4 | UNIT 3, CHRISTLETON COURT | RUNCORN | WA7 1TS | Halton |  | Warehouse And Premises | industrial | 1 | 1440.52 | 15506 | GIA | 81500 | Astmoor Ind Est T1 / Mackamax T1 / Mersey Rd T1 / Picow Farm Rd T1 | inside-area | 2.29 | DUTTON GT2 / MOORE GT1 / PERCIVAL LA GT1 | FRODSHAM - INCE | SPM | 18.3 | primary | 18.28 | Green | 30 | 11.12 | thermal | 2.4 | 1.9 | 0 | 4.3 | 17.1 | DUTTON GT2 / MOORE GT1 / PERCIVAL LA GT1 | 32.616 | GREEN | 0 |  |  | 0 | 0 | 0 | 30 |  |  |  |  | Green (Over 5% headroom) | 130481 | 100 | 2.29 | 36 | 43 | 3003851 | [9 empty] | Fiddlers Ferry | FRODSHAM | 5 | 1090 | 1090 | 0 | 0 | 0 | 2029-04 | [12 empty] | 53.3489 | -2.6746 | SPM-ASTMOOR_IND_EST_T1_MACKAMAX_T1_MERSEY_RD_T1_PICOW_FARM_RD_T1 | 14160643000 | SP Energy Networks open data (API key): NDP SPM primary-group polygons + Capacity Heatmaps Information Model SPM + LTDS appendices 3/6 + NSHR
730 | 54.4 | MASPRO HOUSE, ASTMOOR INDUSTRIAL ESTATE | RUNCORN | WA7 1PW | Halton |  | Workshop And Premises | industrial | 1 | 1410.91 | 15187 | GIA | 66500 | Astmoor Ind Est T1 / Mackamax T1 / Mersey Rd T1 / Picow Farm Rd T1 | inside-area | 0.64 | DUTTON GT2 / MOORE GT1 / PERCIVAL LA GT1 | FRODSHAM - INCE | SPM | 18.3 | primary | 18.28 | Green | 30 | 11.12 | thermal | 2.4 | 1.9 | 0 | 4.3 | 17.1 | DUTTON GT2 / MOORE GT1 / PERCIVAL LA GT1 | 32.616 | GREEN | 0 |  |  | 0 | 0 | 0 | 30 |  |  |  |  | Green (Over 5% headroom) | 130481 | 100 | 2.24 | 63 | 43 | 3004170 | [9 empty] | Fiddlers Ferry | FRODSHAM | 5 | 1090 | 1090 | 0 | 0 | 0 | 2029-04 | 10012256636 | B2 to B7 General Industrial and Special Industrial Groups | 2381 | D | Natural Gas | 3 |  | Heating and Natural Ventilation | 2014-03-24 |  | 0.5 | FALSE | 53.3423 | -2.6983 | SPM-ASTMOOR_IND_EST_T1_MACKAMAX_T1_MERSEY_RD_T1_PICOW_FARM_RD_T1 | 2787610000 | SP Energy Networks open data (API key): NDP SPM primary-group polygons + Capacity Heatmaps Information Model SPM + LTDS appendices 3/6 + NSHR
731 | 54.4 | 5A, CHRISTLETON COURT | RUNCORN | WA7 1ST | Halton |  | Workshop And Premises | industrial | 1 | 1244 | 13390 | GIA | 67500 | Astmoor Ind Est T1 / Mackamax T1 / Mersey Rd T1 / Picow Farm Rd T1 | inside-area | 2.18 | DUTTON GT2 / MOORE GT1 / PERCIVAL LA GT1 | FRODSHAM - INCE | SPM | 18.3 | primary | 18.28 | Green | 30 | 11.12 | thermal | 2.4 | 1.9 | 0 | 4.3 | 17.1 | DUTTON GT2 / MOORE GT1 / PERCIVAL LA GT1 | 32.616 | GREEN | 0 |  |  | 0 | 0 | 0 | 30 |  |  |  |  | Green (Over 5% headroom) | 130481 | 100 | 1.98 | 56 | 43 | 3005967 | [9 empty] | Fiddlers Ferry | FRODSHAM | 5 | 1090 | 1090 | 0 | 0 | 0 | 2029-04 | 10012262186 | B1 Offices and Workshop businesses | 1487 | D | Natural Gas | 3 |  | Heating and Natural Ventilation | 2018-08-08 |  | 1 | FALSE | 53.3495 | -2.6766 | SPM-ASTMOOR_IND_EST_T1_MACKAMAX_T1_MERSEY_RD_T1_PICOW_FARM_RD_T1 | 7399764000 | SP Energy Networks open data (API key): NDP SPM primary-group polygons + Capacity Heatmaps Information Model SPM + LTDS appendices 3/6 + NSHR
732 | 54.4 | UNITS 6-9, HARDWICK ROAD, ASTMOOR POINT, ASTMOOR INDUSTRIAL ESTATE | RUNCORN | WA7 1PH | Halton |  | Warehouse And Premises | industrial | 1 | 1161.8 | 12505 | GIA | 84500 | Astmoor Ind Est T1 / Mackamax T1 / Mersey Rd T1 / Picow Farm Rd T1 | inside-area | 0.19 | DUTTON GT2 / MOORE GT1 / PERCIVAL LA GT1 | FRODSHAM - INCE | SPM | 18.3 | primary | 18.28 | Green | 30 | 11.12 | thermal | 2.4 | 1.9 | 0 | 4.3 | 17.1 | DUTTON GT2 / MOORE GT1 / PERCIVAL LA GT1 | 32.616 | GREEN | 0 |  |  | 0 | 0 | 0 | 30 |  |  |  |  | Green (Over 5% headroom) | 130481 | 100 | 1.85 | 29 | 43 | 3006852 | [9 empty] | Fiddlers Ferry | FRODSHAM | 5 | 1090 | 1090 | 0 | 0 | 0 | 2029-04 | 10012257033 | Storage or Distribution | 419 | A | Grid Supplied Electricity | 3 |  | Heating and Natural Ventilation | 2025-09-10 |  | 1 | FALSE | 53.3423 | -2.7099 | SPM-ASTMOOR_IND_EST_T1_MACKAMAX_T1_MERSEY_RD_T1_PICOW_FARM_RD_T1 | 14943283000 | SP Energy Networks open data (API key): NDP SPM primary-group polygons + Capacity Heatmaps Information Model SPM + LTDS appendices 3/6 + NSHR
733 | 54.4 | WHITLEY BROOK PET CREMATORIUM DAVY ROAD, ASTMOOR INDUSTRIAL ESTATE | RUNCORN | WA7 1PZ | Halton |  | Workshop And Premises | industrial | 1 | 1121.68 | 12074 | GIA | 64000 | Astmoor Ind Est T1 / Mackamax T1 / Mersey Rd T1 / Picow Farm Rd T1 | inside-area | 0.22 | DUTTON GT2 / MOORE GT1 / PERCIVAL LA GT1 | FRODSHAM - INCE | SPM | 18.3 | primary | 18.28 | Green | 30 | 11.12 | thermal | 2.4 | 1.9 | 0 | 4.3 | 17.1 | DUTTON GT2 / MOORE GT1 / PERCIVAL LA GT1 | 32.616 | GREEN | 0 |  |  | 0 | 0 | 0 | 30 |  |  |  |  | Green (Over 5% headroom) | 130481 | 100 | 1.78 | 50 | 43 | 3007283 | [9 empty] | Fiddlers Ferry | FRODSHAM | 5 | 1090 | 1090 | 0 | 0 | 0 | 2029-04 | 10010608734 | General Industrial and Special Industrial Groups | 568 | C | Grid Supplied Electricity | 3 |  | Heating and Natural Ventilation | 2023-12-07 |  | 0.67 | FALSE | 53.3422 | -2.7051 | SPM-ASTMOOR_IND_EST_T1_MACKAMAX_T1_MERSEY_RD_T1_PICOW_FARM_RD_T1 | 8457222000 | SP Energy Networks open data (API key): NDP SPM primary-group polygons + Capacity Heatmaps Information Model SPM + LTDS appendices 3/6 + NSHR
734 | 54.4 | FORMER RICOH UK LTD, TUDOR ROAD | RUNCORN | WA7 1TA | Halton |  | Warehouse And Premises | industrial | 1 | 1018.6 | 10964 | GIA | 56500 | Astmoor Ind Est T1 / Mackamax T1 / Mersey Rd T1 / Picow Farm Rd T1 | inside-area | 2.07 | DUTTON GT2 / MOORE GT1 / PERCIVAL LA GT1 | FRODSHAM - INCE | SPM | 18.3 | primary | 18.28 | Green | 30 | 11.12 | thermal | 2.4 | 1.9 | 0 | 4.3 | 17.1 | DUTTON GT2 / MOORE GT1 / PERCIVAL LA GT1 | 32.616 | GREEN | 0 |  |  | 0 | 0 | 0 | 30 |  |  |  |  | Green (Over 5% headroom) | 130481 | 100 | 1.62 | 25 | 43 | 3008393 | [9 empty] | Fiddlers Ferry | FRODSHAM | 5 | 1090 | 1090 | 0 | 0 | 0 | 2029-04 | 10012261705 | B1 Offices and Workshop businesses | 3358 | D | Natural Gas | 3 | 2 | Heating and Natural Ventilation | 2013-06-05 |  | 1 | FALSE | 53.3457 | -2.6768 | SPM-ASTMOOR_IND_EST_T1_MACKAMAX_T1_MERSEY_RD_T1_PICOW_FARM_RD_T1 | 13186344000 | SP Energy Networks open data (API key): NDP SPM primary-group polygons + Capacity Heatmaps Information Model SPM + LTDS appendices 3/6 + NSHR
735 | 54.4 | CEFNDY ROAD | RHYL | LL18 2TT | Denbighshire | UNIT A CEFNDY EMPLOYMENT PARK; UNIT B CEFNDY EMPLOYMENT PARK | Workshop And Premises | industrial | 2 | 4222.44 | 45450 | GIA | 134000 | Dyserth Rd T1 / Ffordd Las T1 / Ffordd Las T2 / Westbourne Ave T1 | inside-area | 2.23 | HOLYWELL GT1 / RHYL GT1 / ST ASAPH GT2 / ST ASAPH GT4 | CONNAHS QUAY - PENTIR - ST ASAPH | SPM | 10.8 | primary | 10.8185 | Green | 30 | 17.069 | thermal | 8.4 | 5.3 | 13 | 13.7 | 9 | HOLYWELL GT1 / RHYL GT1 / ST ASAPH GT2 / ST ASAPH GT4 | 22.4768 | GREEN | 0 |  |  | 0 | 0 | 0 | 30 |  |  |  |  | Green (Over 5% headroom) | 77005 | 100 | 6.71 | 190 | 12 | 631891 | [9 empty] | Connahs Quay / SASA | [20 empty] | 53.3081 | -3.4852 | SPM-DYSERTH_RD_T1_FFORDD_LAS_T1_FFORDD_LAS_T2_WESTBOURNE_AVE_T1 | 4936046000;4936421000 | SP Energy Networks open data (API key): NDP SPM primary-group polygons + Capacity Heatmaps Information Model SPM + LTDS appendices 3/6 + NSHR
736 | 54.3 | UNIT 12, MOCHDRE BUSINESS PARK, BLACKMARSH ROAD, CONWAY ROAD | COLWYN BAY | LL28 5HA | Conwy |  | Warehouse And Premises | industrial | 2 | 4612.07 | 49644 | GIA | 166500 | Colwyn Bay T1 / Colwyn Bay T2 / Rhos-On-Sea T1 | inside-area | 0.7 | COLWYN BAY GT1 / COLWYN BAY GT2 / DOLGARROG GT2 | CONNAHS QUAY - PENTIR - ST ASAPH | SPM | 10.7 | primary | 10.67 | Green | 18 | 7.33 | thermal | 0 | 1 | 5.8 | 1 | 9.1 | COLWYN BAY GT1 / COLWYN BAY GT2 / DOLGARROG GT2 | 16.642 | GREEN | 0 |  |  | 0 | 0 | 0 | 18 |  |  |  |  | Green (Over 5% headroom) | 76292 | 100 | 7.33 | 115 | 15 | 290705 | [9 empty] | Pentir | PENTIR | 2 | 1082 | 1082 | 1025 | 57 | 39 | 2028-10 | 10094420408 | B1 Offices and Workshop businesses | 1307 | E | Natural Gas | 3 |  | Heating and Mechanical Ventilation | 2017-08-22 |  | 0.67 | FALSE | 53.2908 | -3.7663 | SPM-COLWYN_BAY_T1_COLWYN_BAY_T2_RHOS_ON_SEA_T1 | 3591889000;3591981000 | SP Energy Networks open data (API key): NDP SPM primary-group polygons + Capacity Heatmaps Information Model SPM + LTDS appendices 3/6 + NSHR
737 | 54.3 | UNITS 1B & 1G QUINTON HAZEL | COLWYN BAY | LL28 5BS | Conwy |  | Factory And Premises | industrial | 1 | 3371 | 36285 | GIA | 69000 | Colwyn Bay T1 / Colwyn Bay T2 / Rhos-On-Sea T1 | inside-area | 0.23 | COLWYN BAY GT1 / COLWYN BAY GT2 / DOLGARROG GT2 | CONNAHS QUAY - PENTIR - ST ASAPH | SPM | 10.7 | primary | 10.67 | Green | 18 | 7.33 | thermal | 0 | 1 | 5.8 | 1 | 9.1 | COLWYN BAY GT1 / COLWYN BAY GT2 / DOLGARROG GT2 | 16.642 | GREEN | 0 |  |  | 0 | 0 | 0 | 18 |  |  |  |  | Green (Over 5% headroom) | 76292 | 100 | 5.36 | 202 | 15 | 304064 | [9 empty] | Pentir | PENTIR | 2 | 1082 | 1082 | 1025 | 57 | 39 | 2028-10 | 10094421815 | B2 to B7 General Industrial and Special Industrial Groups | 3689 | D | Natural Gas | 5 |  | Heating and Natural Ventilation | 2023-04-25 |  | 0.75 | FALSE | 53.2987 | -3.7633 | SPM-COLWYN_BAY_T1_COLWYN_BAY_T2_RHOS_ON_SEA_T1 | 14032715000 | SP Energy Networks open data (API key): NDP SPM primary-group polygons + Capacity Heatmaps Information Model SPM + LTDS appendices 3/6 + NSHR
738 | 54.3 | UNIT 1C, MOCHDRE COMMERCE PARK | COLWYN BAY | LL28 5HB | Conwy |  | Workshop And Premises | industrial | 1 | 3251.61 | 35000 | GIA | 135000 | Colwyn Bay T1 / Colwyn Bay T2 / Rhos-On-Sea T1 | inside-area | 0.87 | COLWYN BAY GT1 / COLWYN BAY GT2 / DOLGARROG GT2 | CONNAHS QUAY - PENTIR - ST ASAPH | SPM | 10.7 | primary | 10.67 | Green | 18 | 7.33 | thermal | 0 | 1 | 5.8 | 1 | 9.1 | COLWYN BAY GT1 / COLWYN BAY GT2 / DOLGARROG GT2 | 16.642 | GREEN | 0 |  |  | 0 | 0 | 0 | 18 |  |  |  |  | Green (Over 5% headroom) | 76292 | 100 | 5.17 | 146 | 15 | 305349 | [9 empty] | Pentir | PENTIR | 2 | 1082 | 1082 | 1025 | 57 | 39 | 2028-10 | [12 empty] | 53.2893 | -3.7665 | SPM-COLWYN_BAY_T1_COLWYN_BAY_T2_RHOS_ON_SEA_T1 | 7606020000 | SP Energy Networks open data (API key): NDP SPM primary-group polygons + Capacity Heatmaps Information Model SPM + LTDS appendices 3/6 + NSHR
739 | 54.3 | ABRASSIVE TECHNOLOGY, MOCHDRE BUSINESS PARK, BLACKMARSH ROAD, CONWAY ROAD | COLWYN BAY | LL28 5HA | Conwy |  | Factory And Premises | industrial | 1 | 2512.94 | 27049 | GIA | 58000 | Colwyn Bay T1 / Colwyn Bay T2 / Rhos-On-Sea T1 | inside-area | 0.7 | COLWYN BAY GT1 / COLWYN BAY GT2 / DOLGARROG GT2 | CONNAHS QUAY - PENTIR - ST ASAPH | SPM | 10.7 | primary | 10.67 | Green | 18 | 7.33 | thermal | 0 | 1 | 5.8 | 1 | 9.1 | COLWYN BAY GT1 / COLWYN BAY GT2 / DOLGARROG GT2 | 16.642 | GREEN | 0 |  |  | 0 | 0 | 0 | 18 |  |  |  |  | Green (Over 5% headroom) | 76292 | 100 | 3.99 | 151 | 15 | 313300 | [9 empty] | Pentir | PENTIR | 2 | 1082 | 1082 | 1025 | 57 | 39 | 2028-10 | 10094420408 | B1 Offices and Workshop businesses | 1307 | E | Natural Gas | 3 |  | Heating and Mechanical Ventilation | 2017-08-22 |  | 0.67 | FALSE | 53.2908 | -3.7663 | SPM-COLWYN_BAY_T1_COLWYN_BAY_T2_RHOS_ON_SEA_T1 | 8998386000 | SP Energy Networks open data (API key): NDP SPM primary-group polygons + Capacity Heatmaps Information Model SPM + LTDS appendices 3/6 + NSHR
740 | 54.2 | TESCO, EARLE STREET | NEWTON-LE-WILLOWS | WA12 9LN | St Helens |  | Superstore And Premises | bigbox | 1 | 3186.38 | 34298 | GIA | 570000 | Clockface T1 / Gec St Helens T1 / Hills Moss T1 / Ncb Sutton Manor T2 | nearest-substation | 7.74 | BOLD G2A / PRESCOT GT1B / WIDNES GT1 / WIDNES GT2 | RAINHILL | SPM | 14.4 | primary | 14.426 | Green | 30 | 15.574 | thermal | 0 | 4.6 | 0 | 4.6 | 11 | BOLD G4A / PRESCOT GT1B / WIDNES GT1 / WIDNES GT2 | 23.6331 | GREEN | 4.9 |  |  | 0 | 0 | 0 | 30 |  |  |  |  | Green (Over 5% headroom) | 102674 | 100 | 5.06 | 287 | 60 | 6545794 | [9 empty] | Rainhill | RAINHILL | 1 | 85.5 | 85.5 | 0 | 0 | 57 | 2026-09 | [12 empty] | 53.4516 | -2.6405 | SPM-CLOCKFACE_T1_GEC_ST_HELENS_T1_HILLS_MOSS_T1_NCB_SUTTON_MANOR | 9333775000 | SP Energy Networks open data (API key): NDP SPM primary-group polygons + Capacity Heatmaps Information Model SPM + LTDS appendices 3/6 + NSHR
741 | 54.2 | HOME BARGAINS, HAYDOCK STREET | NEWTON-LE-WILLOWS | WA12 9SE | St Helens |  | Retail Warehouse And Premises | bigbox | 1 | 2134.4 | 22974 | GIA | 188000 | Clockface T1 / Gec St Helens T1 / Hills Moss T1 / Ncb Sutton Manor T2 | nearest-substation | 7.87 | BOLD G2A / PRESCOT GT1B / WIDNES GT1 / WIDNES GT2 | RAINHILL | SPM | 14.4 | primary | 14.426 | Green | 30 | 15.574 | thermal | 0 | 4.6 | 0 | 4.6 | 11 | BOLD G4A / PRESCOT GT1B / WIDNES GT1 / WIDNES GT2 | 23.6331 | GREEN | 4.9 |  |  | 0 | 0 | 0 | 30 |  |  |  |  | Green (Over 5% headroom) | 102674 | 100 | 3.39 | 192 | 60 | 6557118 | [9 empty] | Rainhill | RAINHILL | 1 | 85.5 | 85.5 | 0 | 0 | 57 | 2026-09 | [12 empty] | 53.4538 | -2.6405 | SPM-CLOCKFACE_T1_GEC_ST_HELENS_T1_HILLS_MOSS_T1_NCB_SUTTON_MANOR | 11800116000 | SP Energy Networks open data (API key): NDP SPM primary-group polygons + Capacity Heatmaps Information Model SPM + LTDS appendices 3/6 + NSHR
742 | 54.1 | MORRISONS SUPERMARKET, BESFORD ROAD | LIVERPOOL | L25 2XT | Liverpool |  | Superstore And Premises | bigbox | 1 | 6939 | 74691 | GIA | 1230000 | Childwall T1 / Childwall Fiveways T1 / Lyndene Rd T1 / Middlemass Hey T1 / Naylors Rd T1 | inside-area | 2.6 | GATEACRE GT1 / HUYTON GT1 / KIRKBY GT3 / PRESCOT GT1A | RAINHILL | SPM | 14.3 | primary | 14.251 | Green | 37.5 | 23.249 | thermal | 0 | 0 | 0 | 0 | 9.8 | GATEACRE GT1 / HUYTON GT1 / KIRKBY GT3 / PRESCOT GT1A | 31.422 | GREEN | 0 |  |  | 0 | 0 | 0 | 37.5 |  |  |  |  | Green (Over 5% headroom) | 101961 | 100 | 11.03 | 625 | 7 | 224121 | [9 empty] | Lister Drive | RAINHILL | 1 | 85.5 | 85.5 | 0 | 0 | 57 | 2026-09 | 38220827 | A1/A2 Retail and Financial/Professional services | 6465 | B | Natural Gas | 4 |  | Air Conditioning | 2020-11-25 |  | 1 | FALSE | 53.3894 | -2.8616 | SPM-CHILDWALL_T1_CHILDWALL_FIVEWAYS_T1_LYNDENE_RD_T1_MIDDLEMASS_ | 14752800000 | SP Energy Networks open data (API key): NDP SPM primary-group polygons + Capacity Heatmaps Information Model SPM + LTDS appendices 3/6 + NSHR
743 | 54.1 | 162, CHILDWALL VALLEY ROAD | LIVERPOOL | L25 2PL | Liverpool |  | Retail Warehouse And Premises | bigbox | 2 | 4590.09 | 49407 | GIA | 565000 | Childwall T1 / Childwall Fiveways T1 / Lyndene Rd T1 / Middlemass Hey T1 / Naylors Rd T1 | inside-area | 3.13 | GATEACRE GT1 / HUYTON GT1 / KIRKBY GT3 / PRESCOT GT1A | RAINHILL | SPM | 14.3 | primary | 14.251 | Green | 37.5 | 23.249 | thermal | 0 | 0 | 0 | 0 | 9.8 | GATEACRE GT1 / HUYTON GT1 / KIRKBY GT3 / PRESCOT GT1A | 31.422 | GREEN | 0 |  |  | 0 | 0 | 0 | 37.5 |  |  |  |  | Green (Over 5% headroom) | 101961 | 100 | 7.29 | 413 | 7 | 249405 | [9 empty] | Lister Drive | RAINHILL | 1 | 85.5 | 85.5 | 0 | 0 | 57 | 2026-09 | 38345639 | Retail/Financial and Professional Services | 2230 | A | Grid Supplied Electricity | 4 |  | Air Conditioning | 2023-07-18 |  | 1 | FALSE | 53.3901 | -2.8528 | SPM-CHILDWALL_T1_CHILDWALL_FIVEWAYS_T1_LYNDENE_RD_T1_MIDDLEMASS_ | 14303068000;14303068000 | SP Energy Networks open data (API key): NDP SPM primary-group polygons + Capacity Heatmaps Information Model SPM + LTDS appendices 3/6 + NSHR
744 | 54.1 | SAINSBURYS AT 1, THE MALL, WOOLTON STREET | LIVERPOOL | L25 5NH | Liverpool |  | Superstore And Premises | bigbox | 1 | 4561.9 | 49104 | GIA | 740000 | Childwall T1 / Childwall Fiveways T1 / Lyndene Rd T1 / Middlemass Hey T1 / Naylors Rd T1 | inside-area | 3.29 | GATEACRE GT1 / HUYTON GT1 / KIRKBY GT3 / PRESCOT GT1A | RAINHILL | SPM | 14.3 | primary | 14.251 | Green | 37.5 | 23.249 | thermal | 0 | 0 | 0 | 0 | 9.8 | GATEACRE GT1 / HUYTON GT1 / KIRKBY GT3 / PRESCOT GT1A | 31.422 | GREEN | 0 |  |  | 0 | 0 | 0 | 37.5 |  |  |  |  | Green (Over 5% headroom) | 101961 | 100 | 7.25 | 411 | 7 | 249708 | [9 empty] | Lister Drive | RAINHILL | 1 | 85.5 | 85.5 | 0 | 0 | 57 | 2026-09 | 38168742 | A3/A4/A5 Restaurant and Cafes/Drinking Establishments and Hot Food takeaways | 1227 | B | Natural Gas | 3 |  | Heating and Natural Ventilation | 2020-02-02 |  | 0.67 | FALSE | 53.375 | -2.8664 | SPM-CHILDWALL_T1_CHILDWALL_FIVEWAYS_T1_LYNDENE_RD_T1_MIDDLEMASS_ | 14982399000 | SP Energy Networks open data (API key): NDP SPM primary-group polygons + Capacity Heatmaps Information Model SPM + LTDS appendices 3/6 + NSHR
745 | 54.1 | TESCO STORES LTD, BEAR BRAND COMPLEX, VALE ROAD | LIVERPOOL | L25 7SF | Liverpool |  | Superstore And Premises | bigbox | 1 | 3167 | 34089 | GIA | 545000 | Childwall T1 / Childwall Fiveways T1 / Lyndene Rd T1 / Middlemass Hey T1 / Naylors Rd T1 | inside-area | 3.13 | GATEACRE GT1 / HUYTON GT1 / KIRKBY GT3 / PRESCOT GT1A | RAINHILL | SPM | 14.3 | primary | 14.251 | Green | 37.5 | 23.249 | thermal | 0 | 0 | 0 | 0 | 9.8 | GATEACRE GT1 / HUYTON GT1 / KIRKBY GT3 / PRESCOT GT1A | 31.422 | GREEN | 0 |  |  | 0 | 0 | 0 | 37.5 |  |  |  |  | Green (Over 5% headroom) | 101961 | 100 | 5.03 | 285 | 7 | 264723 | [9 empty] | Lister Drive | RAINHILL | 1 | 85.5 | 85.5 | 0 | 0 | 57 | 2026-09 | [12 empty] | 53.3738 | -2.8732 | SPM-CHILDWALL_T1_CHILDWALL_FIVEWAYS_T1_LYNDENE_RD_T1_MIDDLEMASS_ | 10714184000 | SP Energy Networks open data (API key): NDP SPM primary-group polygons + Capacity Heatmaps Information Model SPM + LTDS appendices 3/6 + NSHR
746 | 54.1 | STORE C/D 1ST FLR, BELLE VALE SHOPPING CENTRE | LIVERPOOL | L25 2RF | Liverpool | XERCISE4LESS | Leisure Centre And Premises | bigbox | 1 | 2757.25 | 29679 | GIA | 77000 | Childwall T1 / Childwall Fiveways T1 / Lyndene Rd T1 / Middlemass Hey T1 / Naylors Rd T1 | inside-area | 2.67 | GATEACRE GT1 / HUYTON GT1 / KIRKBY GT3 / PRESCOT GT1A | RAINHILL | SPM | 14.3 | primary | 14.251 | Green | 37.5 | 23.249 | thermal | 0 | 0 | 0 | 0 | 9.8 | GATEACRE GT1 / HUYTON GT1 / KIRKBY GT3 / PRESCOT GT1A | 31.422 | GREEN | 0 |  |  | 0 | 0 | 0 | 37.5 |  |  |  |  | Green (Over 5% headroom) | 101961 | 100 | 4.38 | 221 | 7 | 269133 | [9 empty] | Lister Drive | RAINHILL | 1 | 85.5 | 85.5 | 0 | 0 | 57 | 2026-09 | 38318051 | A1/A2 Retail and Financial/Professional services | 238 | E | Grid Supplied Electricity | 3 |  | Heating and Natural Ventilation | 2020-02-05 |  | 1 | FALSE | 53.3906 | -2.8598 | SPM-CHILDWALL_T1_CHILDWALL_FIVEWAYS_T1_LYNDENE_RD_T1_MIDDLEMASS_ | 9067229000 | SP Energy Networks open data (API key): NDP SPM primary-group polygons + Capacity Heatmaps Information Model SPM + LTDS appendices 3/6 + NSHR
747 | 54 | 21, STAMFORD ROAD | SOUTHPORT | PR8 4ER | Sefton | BATES FARMS & DAIRY LTD | Factory And Premises | industrial | 1 | 2343.42 | 25224 | GIA | 61500 | Banastre Rd T1 / Dover Rd T1 / Grantham Cl T1 | inside-area | 0.87 | FORMBY GT2B / SOUTHPORT GT1 / SOUTHPORT GT2 | KIRKBY | SPM | 10.5 | primary | 10.476 | Green | 20 | 9.524 | thermal | 0 | 0 | 0.6 | 0 | 8.1 | FORMBY GT2B / SOUTHPORT GT1 / SOUTHPORT GT2 | 12.484 | GREEN | 0 |  |  | 0 | 0 | 0 | 20 |  |  |  |  | Green (Over 5% headroom) | 74866 | 100 | 3.72 | 141 | 2 | 232545 | [9 empty] | Lister Drive | KIRKBY | 4 | 514 | 514 | 400 | 0 | 0 | 2027-08 | [12 empty] | 53.6288 | -3.0056 | SPM-BANASTRE_RD_T1_DOVER_RD_T1_GRANTHAM_CL_T1 | 384543134 | SP Energy Networks open data (API key): NDP SPM primary-group polygons + Capacity Heatmaps Information Model SPM + LTDS appendices 3/6 + NSHR
748 | 53.9 | 1, SPEKE HALL AVENUE | LIVERPOOL | L24 1UX | Liverpool | DOBBIES GARDEN CENTRES PLC | Garden Centre And Premises | bigbox | 1 | 14946.85 | 160886 | NIA | 315000 | Airport T1 / Alderwood Ave (Croyde Rd) T1 / Harefield Rd T1 / Metal Box (Speke) T1 | inside-area | 1.2 | GARSTON GT2 / SPEKE GT3 / WAVERTREE GT1A | LISTER DRIVE | SPM | 20.2 | primary | 20.2021 | Green | 30 | 9.7979 | thermal | 0 | 0 | 0 | 0 | 17.2 | GARSTON GT2 / SPEKE GT3 / WAVERTREE GT1A | 54.021 | GREEN | 0 |  |  | 0 | 0 | 0 | 30 |  |  |  |  | Green (Over 5% headroom) | 144029 | 90 | 23.75 | 1345 | 16 | 934117 | [9 empty] | Frodsham | LISTER DRIVE | 2 | 114 | 114 | 0 | 57 | 20 | 2026-09 | 38259067 | C1 Hotels | 3623 | C | Natural Gas | 4 |  | Heating and Natural Ventilation | 2017-03-04 |  | 1 | FALSE | 53.3488 | -2.8642 | SPM-AIRPORT_T1_ALDERWOOD_AVE_CROYDE_RD_T1_HAREFIELD_RD_T1_METAL_ | 12772547000 | SP Energy Networks open data (API key): NDP SPM primary-group polygons + Capacity Heatmaps Information Model SPM + LTDS appendices 3/6 + NSHR
749 | 53.9 | 1, PIGHUE LANE | LIVERPOOL | L13 1DG | Liverpool |  | Warehouse And Premises | industrial | 1 | 15992.85 | 172145 | GIA | 735000 | Edge La (Tapley Place) T1 / Lister Dv B T3 / Mill La (Wavertree) T1 / Plessey (Edge La) T1 / Stoneycroft T1 | inside-area | 1.75 | LISTER DV B GT3 / SPARLING ST GT1 / WAVERTREE GT2 | LISTER DRIVE | SPM | 17.9 | primary | 17.855 | Green | 37.5 | 19.645 | thermal | 0 | 0 | 0 | 0 | 13.2 | LISTER DV B GT3 / SPARLING ST GT1 / WAVERTREE GT2 | 51.671 | GREEN | 0 |  |  | 0 | 0 | 0 | 37.5 |  |  |  |  | Green (Over 5% headroom) | 127629 | 74 | 25.41 | 400 | 28 | 1032376 | [9 empty] | Lister Drive | LISTER DRIVE | 2 | 114 | 114 | 0 | 57 | 20 | 2026-09 | [12 empty] | 53.4063 | -2.9175 | SPM-EDGE_LA_TAPLEY_PLACE_T1_LISTER_DV_B_T3_MILL_LA_WAVERTREE_T1_ | 11638367000 | SP Energy Networks open data (API key): NDP SPM primary-group polygons + Capacity Heatmaps Information Model SPM + LTDS appendices 3/6 + NSHR
750 | 53.9 | BINNS ROAD | LIVERPOOL | L7 9NE | Liverpool | UNITED BISCUITS LTD | Offices And Premises | office | 1 | 8591.4 | 92477 | NIA | 440000 | Edge La (Tapley Place) T1 / Lister Dv B T3 / Mill La (Wavertree) T1 / Plessey (Edge La) T1 / Stoneycroft T1 | inside-area | 1.26 | LISTER DV B GT3 / SPARLING ST GT1 / WAVERTREE GT2 | LISTER DRIVE | SPM | 17.9 | primary | 17.855 | Green | 37.5 | 19.645 | thermal | 0 | 0 | 0 | 0 | 13.2 | LISTER DV B GT3 / SPARLING ST GT1 / WAVERTREE GT2 | 51.671 | GREEN | 0 |  |  | 0 | 0 | 0 | 37.5 |  |  |  |  | Green (Over 5% headroom) | 127629 | 100 | 13.65 | 601 | 28 | 1112044 | [9 empty] | Lister Drive | LISTER DRIVE | 2 | 114 | 114 | 0 | 57 | 20 | 2026-09 | [12 empty] | 53.4084 | -2.9281 | SPM-EDGE_LA_TAPLEY_PLACE_T1_LISTER_DV_B_T3_MILL_LA_WAVERTREE_T1_ | 3738981000 | SP Energy Networks open data (API key): NDP SPM primary-group polygons + Capacity Heatmaps Information Model SPM + LTDS appendices 3/6 + NSHR
751 | 53.9 | STEPHENSON WAY, NAPIER COURT, WAVERTREE TECHNOLOGY PARK | LIVERPOOL | L13 1EH | Liverpool | PSYGNOSIS LTD | Offices And Premises | office | 1 | 4360.5 | 46936 | NIA | 515000 | Edge La (Tapley Place) T1 / Lister Dv B T3 / Mill La (Wavertree) T1 / Plessey (Edge La) T1 / Stoneycroft T1 | inside-area | 1.57 | LISTER DV B GT3 / SPARLING ST GT1 / WAVERTREE GT2 | LISTER DRIVE | SPM | 17.9 | primary | 17.855 | Green | 37.5 | 19.645 | thermal | 0 | 0 | 0 | 0 | 13.2 | LISTER DV B GT3 / SPARLING ST GT1 / WAVERTREE GT2 | 51.671 | GREEN | 0 |  |  | 0 | 0 | 0 | 37.5 |  |  |  |  | Green (Over 5% headroom) | 127629 | 100 | 6.93 | 305 | 28 | 1157585 | [9 empty] | Lister Drive | LISTER DRIVE | 2 | 114 | 114 | 0 | 57 | 20 | 2026-09 | [12 empty] | 53.4057 | -2.9271 | SPM-EDGE_LA_TAPLEY_PLACE_T1_LISTER_DV_B_T3_MILL_LA_WAVERTREE_T1_ | 518149134 | SP Energy Networks open data (API key): NDP SPM primary-group polygons + Capacity Heatmaps Information Model SPM + LTDS appendices 3/6 + NSHR
752 | 53.9 | BLOCKS A & B DALE HOUSE, WAVERTREE BOULEVARD SOUTH | LIVERPOOL | L7 9PF | Liverpool |  | Offices And Premises | office | 1 | 3994 | 42991 | NIA | 427500 | Edge La (Tapley Place) T1 / Lister Dv B T3 / Mill La (Wavertree) T1 / Plessey (Edge La) T1 / Stoneycroft T1 | inside-area | 1.61 | LISTER DV B GT3 / SPARLING ST GT1 / WAVERTREE GT2 | LISTER DRIVE | SPM | 17.9 | primary | 17.855 | Green | 37.5 | 19.645 | thermal | 0 | 0 | 0 | 0 | 13.2 | LISTER DV B GT3 / SPARLING ST GT1 / WAVERTREE GT2 | 51.671 | GREEN | 0 |  |  | 0 | 0 | 0 | 37.5 |  |  |  |  | Green (Over 5% headroom) | 127629 | 100 | 6.35 | 280 | 28 | 1161530 | [9 empty] | Lister Drive | LISTER DRIVE | 2 | 114 | 114 | 0 | 57 | 20 | 2026-09 | [12 empty] | 53.405 | -2.9324 | SPM-EDGE_LA_TAPLEY_PLACE_T1_LISTER_DV_B_T3_MILL_LA_WAVERTREE_T1_ | 14754579000 | SP Energy Networks open data (API key): NDP SPM primary-group polygons + Capacity Heatmaps Information Model SPM + LTDS appendices 3/6 + NSHR
753 | 53.9 | BLOCKS C & D DALE HOUSE, WAVERTREE BOULEVARD SOUTH | LIVERPOOL | L7 9PF | Liverpool |  | Offices And Premises | office | 1 | 3994 | 42991 | NIA | 430000 | Edge La (Tapley Place) T1 / Lister Dv B T3 / Mill La (Wavertree) T1 / Plessey (Edge La) T1 / Stoneycroft T1 | inside-area | 1.61 | LISTER DV B GT3 / SPARLING ST GT1 / WAVERTREE GT2 | LISTER DRIVE | SPM | 17.9 | primary | 17.855 | Green | 37.5 | 19.645 | thermal | 0 | 0 | 0 | 0 | 13.2 | LISTER DV B GT3 / SPARLING ST GT1 / WAVERTREE GT2 | 51.671 | GREEN | 0 |  |  | 0 | 0 | 0 | 37.5 |  |  |  |  | Green (Over 5% headroom) | 127629 | 100 | 6.35 | 280 | 28 | 1161530 | [9 empty] | Lister Drive | LISTER DRIVE | 2 | 114 | 114 | 0 | 57 | 20 | 2026-09 | [12 empty] | 53.405 | -2.9324 | SPM-EDGE_LA_TAPLEY_PLACE_T1_LISTER_DV_B_T3_MILL_LA_WAVERTREE_T1_ | 14754580000 | SP Energy Networks open data (API key): NDP SPM primary-group polygons + Capacity Heatmaps Information Model SPM + LTDS appendices 3/6 + NSHR
754 | 53.9 | 1-5, TAPLEY PLACE | LIVERPOOL | L13 1AP | Liverpool |  | Factory And Premises | industrial | 1 | 1773.28 | 19087 | GIA | 65500 | Edge La (Tapley Place) T1 / Lister Dv B T3 / Mill La (Wavertree) T1 / Plessey (Edge La) T1 / Stoneycroft T1 | inside-area | 1.34 | LISTER DV B GT3 / SPARLING ST GT1 / WAVERTREE GT2 | LISTER DRIVE | SPM | 17.9 | primary | 17.855 | Green | 37.5 | 19.645 | thermal | 0 | 0 | 0 | 0 | 13.2 | LISTER DV B GT3 / SPARLING ST GT1 / WAVERTREE GT2 | 51.671 | GREEN | 0 |  |  | 0 | 0 | 0 | 37.5 |  |  |  |  | Green (Over 5% headroom) | 127629 | 100 | 2.82 | 106 | 28 | 1185434 | [9 empty] | Lister Drive | LISTER DRIVE | 2 | 114 | 114 | 0 | 57 | 20 | 2026-09 | [12 empty] | 53.4094 | -2.9208 | SPM-EDGE_LA_TAPLEY_PLACE_T1_LISTER_DV_B_T3_MILL_LA_WAVERTREE_T1_ | 15040123000 | SP Energy Networks open data (API key): NDP SPM primary-group polygons + Capacity Heatmaps Information Model SPM + LTDS appendices 3/6 + NSHR
755 | 53.9 | 187-195, PICTON ROAD | LIVERPOOL | L15 4LG | Liverpool |  | Showroom, Store And Premises | industrial | 1 | 1683.5 | 18121 | NIA | 57500 | Edge La (Tapley Place) T1 / Lister Dv B T3 / Mill La (Wavertree) T1 / Plessey (Edge La) T1 / Stoneycroft T1 | inside-area | 2.27 | LISTER DV B GT3 / SPARLING ST GT1 / WAVERTREE GT2 | LISTER DRIVE | SPM | 17.9 | primary | 17.855 | Green | 37.5 | 19.645 | thermal | 0 | 0 | 0 | 0 | 13.2 | LISTER DV B GT3 / SPARLING ST GT1 / WAVERTREE GT2 | 51.671 | GREEN | 0 |  |  | 0 | 0 | 0 | 37.5 |  |  |  |  | Green (Over 5% headroom) | 127629 | 100 | 2.68 | 152 | 28 | 1186400 | [9 empty] | Lister Drive | LISTER DRIVE | 2 | 114 | 114 | 0 | 57 | 20 | 2026-09 |  | A1/A2 Retail and Financial/Professional services | 1322 | E | Grid Supplied Electricity | 3 |  | Heating and Natural Ventilation | 2021-11-09 |  | 1 | FALSE | 53.3996 | -2.924 | SPM-EDGE_LA_TAPLEY_PLACE_T1_LISTER_DV_B_T3_MILL_LA_WAVERTREE_T1_ | 2011690000 | SP Energy Networks open data (API key): NDP SPM primary-group polygons + Capacity Heatmaps Information Model SPM + LTDS appendices 3/6 + NSHR
756 | 53.9 | LISTER DRIVE FISHERIES & PET CENTRE 5, LISTER DRIVE | LIVERPOOL | L13 7HH | Liverpool | LISTER DRIVE FISHERIES & PET CENTRE | Factory And Premises | industrial | 1 | 1465.16 | 15771 | GIA | 31250 | Edge La (Tapley Place) T1 / Lister Dv B T3 / Mill La (Wavertree) T1 / Plessey (Edge La) T1 / Stoneycroft T1 | inside-area | 0.21 | LISTER DV B GT3 / SPARLING ST GT1 / WAVERTREE GT2 | LISTER DRIVE | SPM | 17.9 | primary | 17.855 | Green | 37.5 | 19.645 | thermal | 0 | 0 | 0 | 0 | 13.2 | LISTER DV B GT3 / SPARLING ST GT1 / WAVERTREE GT2 | 51.671 | GREEN | 0 |  |  | 0 | 0 | 0 | 37.5 |  |  |  |  | Green (Over 5% headroom) | 127629 | 100 | 2.33 | 88 | 28 | 1188750 | [9 empty] | Lister Drive | LISTER DRIVE | 2 | 114 | 114 | 0 | 57 | 20 | 2026-09 | [12 empty] | 53.4199 | -2.9289 | SPM-EDGE_LA_TAPLEY_PLACE_T1_LISTER_DV_B_T3_MILL_LA_WAVERTREE_T1_ | 489874134 | SP Energy Networks open data (API key): NDP SPM primary-group polygons + Capacity Heatmaps Information Model SPM + LTDS appendices 3/6 + NSHR
757 | 53.9 | 20-24, FARADAY ROAD | LIVERPOOL | L13 1EH | Liverpool |  | Business Unit And Premises | industrial | 1 | 1286.53 | 13848 | GIA | 105000 | Edge La (Tapley Place) T1 / Lister Dv B T3 / Mill La (Wavertree) T1 / Plessey (Edge La) T1 / Stoneycroft T1 | inside-area | 1.57 | LISTER DV B GT3 / SPARLING ST GT1 / WAVERTREE GT2 | LISTER DRIVE | SPM | 17.9 | primary | 17.855 | Green | 37.5 | 19.645 | thermal | 0 | 0 | 0 | 0 | 13.2 | LISTER DV B GT3 / SPARLING ST GT1 / WAVERTREE GT2 | 51.671 | GREEN | 0 |  |  | 0 | 0 | 0 | 37.5 |  |  |  |  | Green (Over 5% headroom) | 127629 | 100 | 2.04 | 32 | 28 | 1190673 | [9 empty] | Lister Drive | LISTER DRIVE | 2 | 114 | 114 | 0 | 57 | 20 | 2026-09 | 38183237 | Offices and Workshop Businesses | 1301 | D | Natural Gas | 3 |  | Air Conditioning | 2022-07-21 |  | 1 | FALSE | 53.4057 | -2.9271 | SPM-EDGE_LA_TAPLEY_PLACE_T1_LISTER_DV_B_T3_MILL_LA_WAVERTREE_T1_ | 10120329000 | SP Energy Networks open data (API key): NDP SPM primary-group polygons + Capacity Heatmaps Information Model SPM + LTDS appendices 3/6 + NSHR
758 | 53.7 | 5TH & 6TH FLRS, ROYAL LIVER BUILDING, PIER HEAD | LIVERPOOL | L3 1JH | Liverpool |  | Offices And Premises | office | 2 | 8036.28 | 86502 | NIA | 1177500 | Brook St T1 / Kingsway Tunnel T1 / Nwwa Sandon Dock T1 / Nwwa Sandon Dock T2 | inside-area | 2.46 | BOOTLE GT2A / BURLINGTON ST GT1 / LISTER DV A GT2 | LISTER DRIVE | SPM | 17.8 | primary | 17.771 | Green | 30 | 12.229 | thermal | 0 | 5.1 | 10.2 | 5.1 | 16.3 | BOOTLE GT2A / BURLINGTON ST GT1 / LISTER DV A GT2 | 61.868 | GREEN | 0 |  |  | 0 | 0 | 0 | 30 |  |  |  |  | Green (Over 5% headroom) | 126916 | 100 | 12.77 | 563 | 34 | 1329836 | [9 empty] | Lister Drive | LISTER DRIVE | 2 | 114 | 114 | 0 | 57 | 20 | 2026-09 | [12 empty] | 53.406 | -2.9959 | SPM-BROOK_ST_T1_KINGSWAY_TUNNEL_T1_NWWA_SANDON_DOCK_T1_NWWA_SAND | 12510034000;7100555000 | SP Energy Networks open data (API key): NDP SPM primary-group polygons + Capacity Heatmaps Information Model SPM + LTDS appendices 3/6 + NSHR
759 | 53.7 | PASSPORT OFFICE AT 101, OLD HALL STREET | LIVERPOOL | L3 9BP | Liverpool |  | Offices And Premises | office | 1 | 7580.8 | 81599 | NIA | 1190000 | Brook St T1 / Kingsway Tunnel T1 / Nwwa Sandon Dock T1 / Nwwa Sandon Dock T2 | inside-area | 2 | BOOTLE GT2A / BURLINGTON ST GT1 / LISTER DV A GT2 | LISTER DRIVE | SPM | 17.8 | primary | 17.771 | Green | 30 | 12.229 | thermal | 0 | 5.1 | 10.2 | 5.1 | 16.3 | BOOTLE GT2A / BURLINGTON ST GT1 / LISTER DV A GT2 | 61.868 | GREEN | 0 |  |  | 0 | 0 | 0 | 30 |  |  |  |  | Green (Over 5% headroom) | 126916 | 100 | 12.05 | 531 | 34 | 1334739 | [9 empty] | Lister Drive | LISTER DRIVE | 2 | 114 | 114 | 0 | 57 | 20 | 2026-09 | 38218479 | B1 Offices and Workshop businesses | 19289 | D | Natural Gas | 4 | 3 | Air Conditioning | 2020-03-13 |  | 1 | FALSE | 53.4102 | -2.9962 | SPM-BROOK_ST_T1_KINGSWAY_TUNNEL_T1_NWWA_SANDON_DOCK_T1_NWWA_SAND | 14827461000 | SP Energy Networks open data (API key): NDP SPM primary-group polygons + Capacity Heatmaps Information Model SPM + LTDS appendices 3/6 + NSHR
760 | 53.7 | 7TH FLOOR, ROYAL LIVER BUILDING, PIER HEAD | LIVERPOOL | L3 1HU | Liverpool |  | Offices And Premises | office | 2 | 5102.3 | 54921 | NIA | 787500 | Brook St T1 / Kingsway Tunnel T1 / Nwwa Sandon Dock T1 / Nwwa Sandon Dock T2 | inside-area | 2.46 | BOOTLE GT2A / BURLINGTON ST GT1 / LISTER DV A GT2 | LISTER DRIVE | SPM | 17.8 | primary | 17.771 | Green | 30 | 12.229 | thermal | 0 | 5.1 | 10.2 | 5.1 | 16.3 | BOOTLE GT2A / BURLINGTON ST GT1 / LISTER DV A GT2 | 61.868 | GREEN | 0 |  |  | 0 | 0 | 0 | 30 |  |  |  |  | Green (Over 5% headroom) | 126916 | 100 | 8.11 | 357 | 34 | 1361417 | [9 empty] | Lister Drive | LISTER DRIVE | 2 | 114 | 114 | 0 | 57 | 20 | 2026-09 | 38060807 | Offices and Workshop Businesses | 39579 | B | Natural Gas | 5 | 3 | Air Conditioning | 2023-08-11 |  | 1 | FALSE | 53.406 | -2.9959 | SPM-BROOK_ST_T1_KINGSWAY_TUNNEL_T1_NWWA_SANDON_DOCK_T1_NWWA_SAND | 13200062000;9008500000 | SP Energy Networks open data (API key): NDP SPM primary-group polygons + Capacity Heatmaps Information Model SPM + LTDS appendices 3/6 + NSHR
761 | 53.7 | MAES Y FFYNNON | BANGOR | LL57 2DJ | Gwynedd | COUNTRYSIDE COUNCIL FOR WALES | Offices And Premises | office | 1 | 3225.11 | 34715 | NIA | 171000 | Bangor Hosp T1 / Bangor University T1 / Eithinog T1 / Hirael T1 | inside-area | 1.03 | BANGOR GT2 / CAERNARFON GT2 | CONNAHS QUAY - PENTIR - ST ASAPH | SPM | 17.8 | primary | 17.802 | Green | 30 | 12.058 | thermal | 0.6 | 2.1 | 1.2 | 2.7 | 15.6 | BANGOR GT2 / CAERNARFON GT2 | 31.686 | GREEN | 0 |  |  | 0 | 0 | 0 | 30 |  |  |  |  | Green (Over 5% headroom) | 126916 | 100 | 5.13 | 226 | 13 | 532470 | [9 empty] | Pentir | PENTIR | 2 | 1082 | 1082 | 1025 | 57 | 39 | 2028-10 | [12 empty] | 53.2124 | -4.1573 | SPM-BANGOR_HOSP_T1_BANGOR_UNIVERSITY_T1_EITHINOG_T1_HIRAEL_T1 | 8483226000 | SP Energy Networks open data (API key): NDP SPM primary-group polygons + Capacity Heatmaps Information Model SPM + LTDS appendices 3/6 + NSHR
762 | 53.7 | WATER WITCH MARINE WAREHOUSE & OFFICES PT 254, GREAT HOWARD STREET | LIVERPOOL | L5 9SD | Liverpool |  | Warehouse And Premises | industrial | 1 | 1849.71 | 19910 | GIA | 37250 | Brook St T1 / Kingsway Tunnel T1 / Nwwa Sandon Dock T1 / Nwwa Sandon Dock T2 | inside-area | 0.43 | BOOTLE GT2A / BURLINGTON ST GT1 / LISTER DV A GT2 | LISTER DRIVE | SPM | 17.8 | primary | 17.771 | Green | 30 | 12.229 | thermal | 0 | 5.1 | 10.2 | 5.1 | 16.3 | BOOTLE GT2A / BURLINGTON ST GT1 / LISTER DV A GT2 | 61.868 | GREEN | 0 |  |  | 0 | 0 | 0 | 30 |  |  |  |  | Green (Over 5% headroom) | 126916 | 100 | 2.94 | 46 | 34 | 1396428 | [9 empty] | Lister Drive | LISTER DRIVE | 2 | 114 | 114 | 0 | 57 | 20 | 2026-09 | [12 empty] | 53.4243 | -2.9979 | SPM-BROOK_ST_T1_KINGSWAY_TUNNEL_T1_NWWA_SANDON_DOCK_T1_NWWA_SAND | 2832496000 | SP Energy Networks open data (API key): NDP SPM primary-group polygons + Capacity Heatmaps Information Model SPM + LTDS appendices 3/6 + NSHR
763 | 53.7 | (INCL 28 CARLTON STREET) 17-21, COTTON STREET | LIVERPOOL | L3 7DY | Liverpool |  | Warehouse And Premises | industrial | 1 | 1735.13 | 18677 | GIA | 46250 | Brook St T1 / Kingsway Tunnel T1 / Nwwa Sandon Dock T1 / Nwwa Sandon Dock T2 | inside-area | 1 | BOOTLE GT2A / BURLINGTON ST GT1 / LISTER DV A GT2 | LISTER DRIVE | SPM | 17.8 | primary | 17.771 | Green | 30 | 12.229 | thermal | 0 | 5.1 | 10.2 | 5.1 | 16.3 | BOOTLE GT2A / BURLINGTON ST GT1 / LISTER DV A GT2 | 61.868 | GREEN | 0 |  |  | 0 | 0 | 0 | 30 |  |  |  |  | Green (Over 5% headroom) | 126916 | 100 | 2.76 | 43 | 34 | 1397661 | [9 empty] | Lister Drive | LISTER DRIVE | 2 | 114 | 114 | 0 | 57 | 20 | 2026-09 | 38037059 | B8 Storage or Distribution | 1906 | D | Grid Supplied Electricity | 3 |  | Heating and Natural Ventilation | 2021-03-10 |  | 0.83 | FALSE | 53.4191 | -2.9982 | SPM-BROOK_ST_T1_KINGSWAY_TUNNEL_T1_NWWA_SANDON_DOCK_T1_NWWA_SAND | 413960134 | SP Energy Networks open data (API key): NDP SPM primary-group polygons + Capacity Heatmaps Information Model SPM + LTDS appendices 3/6 + NSHR
764 | 53.7 | OIL STORAGE DEPOT, BANGOR RAILWAY STATION, HOLYHEAD ROAD | BANGOR | LL57 2YB | Gwynedd |  | Storage Depot And Premises | industrial | 1 | 1477.31 | 15902 | GIA | 20000 | Bangor Hosp T1 / Bangor University T1 / Eithinog T1 / Hirael T1 | inside-area | 1.02 | BANGOR GT2 / CAERNARFON GT2 | CONNAHS QUAY - PENTIR - ST ASAPH | SPM | 17.8 | primary | 17.802 | Green | 30 | 12.058 | thermal | 0.6 | 2.1 | 1.2 | 2.7 | 15.6 | BANGOR GT2 / CAERNARFON GT2 | 31.686 | GREEN | 0 |  |  | 0 | 0 | 0 | 30 |  |  |  |  | Green (Over 5% headroom) | 126916 | 100 | 2.35 | 37 | 13 | 551283 | [9 empty] | Pentir | PENTIR | 2 | 1082 | 1082 | 1025 | 57 | 39 | 2028-10 | [12 empty] | 53.2213 | -4.1361 | SPM-BANGOR_HOSP_T1_BANGOR_UNIVERSITY_T1_EITHINOG_T1_HIRAEL_T1 | 133479202 | SP Energy Networks open data (API key): NDP SPM primary-group polygons + Capacity Heatmaps Information Model SPM + LTDS appendices 3/6 + NSHR
765 | 53.7 | GF UNIT 1 34, REGENT STREET | LIVERPOOL | L3 7BN | Liverpool | REGENT STREET BUILDING LTD | Warehouse And Premises | industrial | 1 | 1429.63 | 15388 | GIA | 46500 | Brook St T1 / Kingsway Tunnel T1 / Nwwa Sandon Dock T1 / Nwwa Sandon Dock T2 | inside-area | 1.11 | BOOTLE GT2A / BURLINGTON ST GT1 / LISTER DV A GT2 | LISTER DRIVE | SPM | 17.8 | primary | 17.771 | Green | 30 | 12.229 | thermal | 0 | 5.1 | 10.2 | 5.1 | 16.3 | BOOTLE GT2A / BURLINGTON ST GT1 / LISTER DV A GT2 | 61.868 | GREEN | 0 |  |  | 0 | 0 | 0 | 30 |  |  |  |  | Green (Over 5% headroom) | 126916 | 100 | 2.27 | 36 | 34 | 1400950 | [9 empty] | Lister Drive | LISTER DRIVE | 2 | 114 | 114 | 0 | 57 | 20 | 2026-09 | 38288900 | A1/A2 Retail and Financial/Professional services | 205 | C | Natural Gas | 3 |  | Heating and Natural Ventilation | 2018-08-10 |  | 1 | FALSE | 53.4181 | -2.9976 | SPM-BROOK_ST_T1_KINGSWAY_TUNNEL_T1_NWWA_SANDON_DOCK_T1_NWWA_SAND | 10928383000 | SP Energy Networks open data (API key): NDP SPM primary-group polygons + Capacity Heatmaps Information Model SPM + LTDS appendices 3/6 + NSHR
766 | 53.7 | LIDL, HIGH STREET | BANGOR | LL57 1NP | Gwynedd |  | Large Foodstore | industrial | 1 | 1309.38 | 14094 | GIA | 209000 | Bangor Hosp T1 / Bangor University T1 / Eithinog T1 / Hirael T1 | inside-area | 1.27 | BANGOR GT2 / CAERNARFON GT2 | CONNAHS QUAY - PENTIR - ST ASAPH | SPM | 17.8 | primary | 17.802 | Green | 30 | 12.058 | thermal | 0.6 | 2.1 | 1.2 | 2.7 | 15.6 | BANGOR GT2 / CAERNARFON GT2 | 31.686 | GREEN | 0 |  |  | 0 | 0 | 0 | 30 |  |  |  |  | Green (Over 5% headroom) | 126916 | 100 | 2.08 | 33 | 13 | 553091 | [9 empty] | Pentir | PENTIR | 2 | 1082 | 1082 | 1025 | 57 | 39 | 2028-10 | [12 empty] | 53.2228 | -4.1326 | SPM-BANGOR_HOSP_T1_BANGOR_UNIVERSITY_T1_EITHINOG_T1_HIRAEL_T1 | 2020758000 | SP Energy Networks open data (API key): NDP SPM primary-group polygons + Capacity Heatmaps Information Model SPM + LTDS appendices 3/6 + NSHR
767 | 53.7 | A & M 3-9, VULCAN STREET | LIVERPOOL | L3 7BG | Liverpool |  | Warehouse And Premises | industrial | 1 | 1268.67 | 13656 | GIA | 36750 | Brook St T1 / Kingsway Tunnel T1 / Nwwa Sandon Dock T1 / Nwwa Sandon Dock T2 | inside-area | 1.19 | BOOTLE GT2A / BURLINGTON ST GT1 / LISTER DV A GT2 | LISTER DRIVE | SPM | 17.8 | primary | 17.771 | Green | 30 | 12.229 | thermal | 0 | 5.1 | 10.2 | 5.1 | 16.3 | BOOTLE GT2A / BURLINGTON ST GT1 / LISTER DV A GT2 | 61.868 | GREEN | 0 |  |  | 0 | 0 | 0 | 30 |  |  |  |  | Green (Over 5% headroom) | 126916 | 100 | 2.02 | 32 | 34 | 1402682 | [9 empty] | Lister Drive | LISTER DRIVE | 2 | 114 | 114 | 0 | 57 | 20 | 2026-09 | 38157936 | B1 Offices and Workshop businesses | 1584 | E | Grid Supplied Electricity | 3 |  | Heating and Natural Ventilation | 2012-10-21 |  | 0.5 | FALSE | 53.4174 | -2.9985 | SPM-BROOK_ST_T1_KINGSWAY_TUNNEL_T1_NWWA_SANDON_DOCK_T1_NWWA_SAND | 8998497000 | SP Energy Networks open data (API key): NDP SPM primary-group polygons + Capacity Heatmaps Information Model SPM + LTDS appendices 3/6 + NSHR
768 | 53.7 | CELTEST LTD, CYTTIR LANE | BANGOR | LL57 4DA | Gwynedd |  | Laboratories Offices & Stores | industrial | 1 | 1256.14 | 13521 | GIA | 27750 | Bangor Hosp T1 / Bangor University T1 / Eithinog T1 / Hirael T1 | inside-area | 1.9 | BANGOR GT2 / CAERNARFON GT2 | CONNAHS QUAY - PENTIR - ST ASAPH | SPM | 17.8 | primary | 17.802 | Green | 30 | 12.058 | thermal | 0.6 | 2.1 | 1.2 | 2.7 | 15.6 | BANGOR GT2 / CAERNARFON GT2 | 31.686 | GREEN | 0 |  |  | 0 | 0 | 0 | 30 |  |  |  |  | Green (Over 5% headroom) | 126916 | 100 | 2 | 88 | 13 | 553664 | [9 empty] | Pentir | PENTIR | 2 | 1082 | 1082 | 1025 | 57 | 39 | 2028-10 | 200003179280 | B1 Offices and Workshop businesses | 370 | C | Oil | 3 |  | Heating and Natural Ventilation | 2016-05-16 |  | 0.5 | FALSE | 53.2042 | -4.157 | SPM-BANGOR_HOSP_T1_BANGOR_UNIVERSITY_T1_EITHINOG_T1_HIRAEL_T1 | 150878000 | SP Energy Networks open data (API key): NDP SPM primary-group polygons + Capacity Heatmaps Information Model SPM + LTDS appendices 3/6 + NSHR
769 | 53.7 | POST OFFICE SORTING OFFICE, EUSTON ROAD | BANGOR | LL57 2TZ | Gwynedd |  | Sorting Office And Premises | industrial | 1 | 1254.79 | 13506 | GIA | 43250 | Bangor Hosp T1 / Bangor University T1 / Eithinog T1 / Hirael T1 | inside-area | 0.89 | BANGOR GT2 / CAERNARFON GT2 | CONNAHS QUAY - PENTIR - ST ASAPH | SPM | 17.8 | primary | 17.802 | Green | 30 | 12.058 | thermal | 0.6 | 2.1 | 1.2 | 2.7 | 15.6 | BANGOR GT2 / CAERNARFON GT2 | 31.686 | GREEN | 0 |  |  | 0 | 0 | 0 | 30 |  |  |  |  | Green (Over 5% headroom) | 126916 | 100 | 1.99 | 88 | 13 | 553679 | [9 empty] | Pentir | PENTIR | 2 | 1082 | 1082 | 1025 | 57 | 39 | 2028-10 | [12 empty] | 53.2216 | -4.1381 | SPM-BANGOR_HOSP_T1_BANGOR_UNIVERSITY_T1_EITHINOG_T1_HIRAEL_T1 | 132928202 | SP Energy Networks open data (API key): NDP SPM primary-group polygons + Capacity Heatmaps Information Model SPM + LTDS appendices 3/6 + NSHR
770 | 53.7 | B & M STEEL - STATION YARD, CAERNARVON ROAD | BANGOR | LL57 2TX | Gwynedd |  | Warehouse And Premises | industrial | 1 | 1232 | 13261 | GIA | 11750 | Bangor Hosp T1 / Bangor University T1 / Eithinog T1 / Hirael T1 | inside-area | 0.93 | BANGOR GT2 / CAERNARFON GT2 | CONNAHS QUAY - PENTIR - ST ASAPH | SPM | 17.8 | primary | 17.802 | Green | 30 | 12.058 | thermal | 0.6 | 2.1 | 1.2 | 2.7 | 15.6 | BANGOR GT2 / CAERNARFON GT2 | 31.686 | GREEN | 0 |  |  | 0 | 0 | 0 | 30 |  |  |  |  | Green (Over 5% headroom) | 126916 | 100 | 1.96 | 31 | 13 | 553924 | [9 empty] | Pentir | PENTIR | 2 | 1082 | 1082 | 1025 | 57 | 39 | 2028-10 | [12 empty] | 53.2228 | -4.1377 | SPM-BANGOR_HOSP_T1_BANGOR_UNIVERSITY_T1_EITHINOG_T1_HIRAEL_T1 | 14492786000 | SP Energy Networks open data (API key): NDP SPM primary-group polygons + Capacity Heatmaps Information Model SPM + LTDS appendices 3/6 + NSHR
771 | 53.7 | 68, WATERLOO ROAD | LIVERPOOL | L3 7BE | Liverpool | VULCAN STUDIOS | Warehouse And Premises | industrial | 1 | 1170 | 12594 | GIA | 15250 | Brook St T1 / Kingsway Tunnel T1 / Nwwa Sandon Dock T1 / Nwwa Sandon Dock T2 | inside-area | 1.21 | BOOTLE GT2A / BURLINGTON ST GT1 / LISTER DV A GT2 | LISTER DRIVE | SPM | 17.8 | primary | 17.771 | Green | 30 | 12.229 | thermal | 0 | 5.1 | 10.2 | 5.1 | 16.3 | BOOTLE GT2A / BURLINGTON ST GT1 / LISTER DV A GT2 | 61.868 | GREEN | 0 |  |  | 0 | 0 | 0 | 30 |  |  |  |  | Green (Over 5% headroom) | 126916 | 100 | 1.86 | 29 | 34 | 1403744 | [9 empty] | Lister Drive | LISTER DRIVE | 2 | 114 | 114 | 0 | 57 | 20 | 2026-09 | [12 empty] | 53.4173 | -2.9994 | SPM-BROOK_ST_T1_KINGSWAY_TUNNEL_T1_NWWA_SANDON_DOCK_T1_NWWA_SAND | 6837611000 | SP Energy Networks open data (API key): NDP SPM primary-group polygons + Capacity Heatmaps Information Model SPM + LTDS appendices 3/6 + NSHR
772 | 53.7 | 9, BLACKSTONE STREET | LIVERPOOL | L5 9TY | Liverpool | HARRISON ENG STORES | Store And Premises | industrial | 1 | 1132.2 | 12187 | GIA | 22000 | Brook St T1 / Kingsway Tunnel T1 / Nwwa Sandon Dock T1 / Nwwa Sandon Dock T2 | inside-area | 0.24 | BOOTLE GT2A / BURLINGTON ST GT1 / LISTER DV A GT2 | LISTER DRIVE | SPM | 17.8 | primary | 17.771 | Green | 30 | 12.229 | thermal | 0 | 5.1 | 10.2 | 5.1 | 16.3 | BOOTLE GT2A / BURLINGTON ST GT1 / LISTER DV A GT2 | 61.868 | GREEN | 0 |  |  | 0 | 0 | 0 | 30 |  |  |  |  | Green (Over 5% headroom) | 126916 | 100 | 1.8 | 28 | 34 | 1404151 | [9 empty] | Lister Drive | LISTER DRIVE | 2 | 114 | 114 | 0 | 57 | 20 | 2026-09 | [12 empty] | 53.4259 | -2.9982 | SPM-BROOK_ST_T1_KINGSWAY_TUNNEL_T1_NWWA_SANDON_DOCK_T1_NWWA_SAND | 41331134 | SP Energy Networks open data (API key): NDP SPM primary-group polygons + Capacity Heatmaps Information Model SPM + LTDS appendices 3/6 + NSHR
773 | 53.7 | 23, COTTON STREET | LIVERPOOL | L3 7BX | Liverpool |  | Warehouse And Premises | industrial | 1 | 1119.73 | 12053 | GIA | 38500 | Brook St T1 / Kingsway Tunnel T1 / Nwwa Sandon Dock T1 / Nwwa Sandon Dock T2 | inside-area | 1.06 | BOOTLE GT2A / BURLINGTON ST GT1 / LISTER DV A GT2 | LISTER DRIVE | SPM | 17.8 | primary | 17.771 | Green | 30 | 12.229 | thermal | 0 | 5.1 | 10.2 | 5.1 | 16.3 | BOOTLE GT2A / BURLINGTON ST GT1 / LISTER DV A GT2 | 61.868 | GREEN | 0 |  |  | 0 | 0 | 0 | 30 |  |  |  |  | Green (Over 5% headroom) | 126916 | 100 | 1.78 | 28 | 34 | 1404285 | [9 empty] | Lister Drive | LISTER DRIVE | 2 | 114 | 114 | 0 | 57 | 20 | 2026-09 | [12 empty] | 53.4186 | -2.9998 | SPM-BROOK_ST_T1_KINGSWAY_TUNNEL_T1_NWWA_SANDON_DOCK_T1_NWWA_SAND | 470828134 | SP Energy Networks open data (API key): NDP SPM primary-group polygons + Capacity Heatmaps Information Model SPM + LTDS appendices 3/6 + NSHR
774 | 53.7 | 25, VANDRIES STREET | LIVERPOOL | L3 7BJ | Liverpool |  | Workshop And Premises | industrial | 1 | 1094.61 | 11782 | GIA | 51500 | Brook St T1 / Kingsway Tunnel T1 / Nwwa Sandon Dock T1 / Nwwa Sandon Dock T2 | inside-area | 1.28 | BOOTLE GT2A / BURLINGTON ST GT1 / LISTER DV A GT2 | LISTER DRIVE | SPM | 17.8 | primary | 17.771 | Green | 30 | 12.229 | thermal | 0 | 5.1 | 10.2 | 5.1 | 16.3 | BOOTLE GT2A / BURLINGTON ST GT1 / LISTER DV A GT2 | 61.868 | GREEN | 0 |  |  | 0 | 0 | 0 | 30 |  |  |  |  | Green (Over 5% headroom) | 126916 | 100 | 1.74 | 49 | 34 | 1404556 | [9 empty] | Lister Drive | LISTER DRIVE | 2 | 114 | 114 | 0 | 57 | 20 | 2026-09 | 38156387 | B1 Offices and Workshop businesses | 461 | C | Grid Supplied Electricity | 3 |  | Heating and Natural Ventilation | 2014-10-09 |  | 1 | FALSE | 53.4166 | -2.9985 | SPM-BROOK_ST_T1_KINGSWAY_TUNNEL_T1_NWWA_SANDON_DOCK_T1_NWWA_SAND | 416538134 | SP Energy Networks open data (API key): NDP SPM primary-group polygons + Capacity Heatmaps Information Model SPM + LTDS appendices 3/6 + NSHR
775 | 53.7 | 17, VULCAN STREET | LIVERPOOL | L3 7BG | Liverpool |  | Store And Premises | industrial | 1 | 1045.47 | 11253 | GIA | 43500 | Brook St T1 / Kingsway Tunnel T1 / Nwwa Sandon Dock T1 / Nwwa Sandon Dock T2 | inside-area | 1.19 | BOOTLE GT2A / BURLINGTON ST GT1 / LISTER DV A GT2 | LISTER DRIVE | SPM | 17.8 | primary | 17.771 | Green | 30 | 12.229 | thermal | 0 | 5.1 | 10.2 | 5.1 | 16.3 | BOOTLE GT2A / BURLINGTON ST GT1 / LISTER DV A GT2 | 61.868 | GREEN | 0 |  |  | 0 | 0 | 0 | 30 |  |  |  |  | Green (Over 5% headroom) | 126916 | 100 | 1.66 | 26 | 34 | 1405085 | [9 empty] | Lister Drive | LISTER DRIVE | 2 | 114 | 114 | 0 | 57 | 20 | 2026-09 | 38157933 | B1 Offices and Workshop businesses | 956 | D | Natural Gas | 3 |  | Heating and Natural Ventilation | 2014-10-09 |  | 1 | FALSE | 53.4174 | -2.9985 | SPM-BROOK_ST_T1_KINGSWAY_TUNNEL_T1_NWWA_SANDON_DOCK_T1_NWWA_SAND | 11541734000 | SP Energy Networks open data (API key): NDP SPM primary-group polygons + Capacity Heatmaps Information Model SPM + LTDS appendices 3/6 + NSHR
776 | 53.7 | 12, STONE STREET | LIVERPOOL | L3 7DH | Liverpool |  | Warehouse And Premises | industrial | 1 | 1027.25 | 11057 | GIA | 29500 | Brook St T1 / Kingsway Tunnel T1 / Nwwa Sandon Dock T1 / Nwwa Sandon Dock T2 | inside-area | 0.97 | BOOTLE GT2A / BURLINGTON ST GT1 / LISTER DV A GT2 | LISTER DRIVE | SPM | 17.8 | primary | 17.771 | Green | 30 | 12.229 | thermal | 0 | 5.1 | 10.2 | 5.1 | 16.3 | BOOTLE GT2A / BURLINGTON ST GT1 / LISTER DV A GT2 | 61.868 | GREEN | 0 |  |  | 0 | 0 | 0 | 30 |  |  |  |  | Green (Over 5% headroom) | 126916 | 100 | 1.63 | 26 | 34 | 1405281 | [9 empty] | Lister Drive | LISTER DRIVE | 2 | 114 | 114 | 0 | 57 | 20 | 2026-09 | 38145809 | General Industrial and Special Industrial Groups | 784 | E | Grid Supplied Electricity | 3 |  | Air Conditioning | 2024-04-26 |  | 0.5 | FALSE | 53.4195 | -2.9957 | SPM-BROOK_ST_T1_KINGSWAY_TUNNEL_T1_NWWA_SANDON_DOCK_T1_NWWA_SAND | 1936729000 | SP Energy Networks open data (API key): NDP SPM primary-group polygons + Capacity Heatmaps Information Model SPM + LTDS appendices 3/6 + NSHR
777 | 53.7 | 70, PRICE STREET | BIRKENHEAD | CH41 3QZ | Wirral |  | Warehouse And Premises | industrial | 1 | 6773.83 | 72913 | GIA | 128000 | Bentinck St T1 / Bentinck St T2 / Chester St T1 | inside-area | 0.79 | PRENTON GRID GT1 / ROCK FERRY GT1 | BIRKENHEAD | SPM | 10.3 | primary | 10.3335 | Green | 18.2 | 7.8665 | thermal | 0 | 0 | 0 | 0 | 8.2 | PRENTON GRID GT1 / ROCK FERRY GT1 | 18.455 | GREEN | 0 |  |  | 0 | 0 | 0 | 18.2 |  |  |  |  | Green (Over 5% headroom) | 73440 | 100 | 10.76 | 169 | 32 | 1026938 | [9 empty] | Birkenhead | BIRKENHEAD | 0 | 0 | 0 | 0 | 0 | 90 |  | 42092927 | Storage or Distribution | 8654 | C | Natural Gas | 3 |  | Heating and Natural Ventilation | 2022-06-26 |  | 1 | FALSE | 53.395 | -3.0222 | SPM-BENTINCK_ST_T1_BENTINCK_ST_T2_CHESTER_ST_T1 | 207591000 | SP Energy Networks open data (API key): NDP SPM primary-group polygons + Capacity Heatmaps Information Model SPM + LTDS appendices 3/6 + NSHR
778 | 53.7 | THE LAIRD FOUNDATION, MONKS FERRY | BIRKENHEAD | CH41 5LH | Wirral |  | Workshop And Premises | industrial | 1 | 5566.8 | 59920 | GIA | 170000 | Bentinck St T1 / Bentinck St T2 / Chester St T1 | inside-area | 1.55 | PRENTON GRID GT1 / ROCK FERRY GT1 | BIRKENHEAD | SPM | 10.3 | primary | 10.3335 | Green | 18.2 | 7.8665 | thermal | 0 | 0 | 0 | 0 | 8.2 | PRENTON GRID GT1 / ROCK FERRY GT1 | 18.455 | GREEN | 0 |  |  | 0 | 0 | 0 | 18.2 |  |  |  |  | Green (Over 5% headroom) | 73440 | 100 | 8.85 | 251 | 32 | 1039931 | [9 empty] | Birkenhead | BIRKENHEAD | 0 | 0 | 0 | 0 | 0 | 90 | [13 empty] | 53.3905 | -3.0085 | SPM-BENTINCK_ST_T1_BENTINCK_ST_T2_CHESTER_ST_T1 | 466759000 | SP Energy Networks open data (API key): NDP SPM primary-group polygons + Capacity Heatmaps Information Model SPM + LTDS appendices 3/6 + NSHR
779 | 53.7 | DEPOT OFFICE & YARD WBC, CLEVELAND STREET | BIRKENHEAD | CH41 3QL | Wirral |  | Storage Depot And Premises | industrial | 1 | 2697.8 | 29039 | GIA | 91500 | Bentinck St T1 / Bentinck St T2 / Chester St T1 | inside-area | 0.84 | PRENTON GRID GT1 / ROCK FERRY GT1 | BIRKENHEAD | SPM | 10.3 | primary | 10.3335 | Green | 18.2 | 7.8665 | thermal | 0 | 0 | 0 | 0 | 8.2 | PRENTON GRID GT1 / ROCK FERRY GT1 | 18.455 | GREEN | 0 |  |  | 0 | 0 | 0 | 18.2 |  |  |  |  | Green (Over 5% headroom) | 73440 | 100 | 4.29 | 67 | 32 | 1070812 | [9 empty] | Birkenhead | BIRKENHEAD | 0 | 0 | 0 | 0 | 0 | 90 | [13 empty] | 53.3983 | -3.0298 | SPM-BENTINCK_ST_T1_BENTINCK_ST_T2_CHESTER_ST_T1 | 227985132 | SP Energy Networks open data (API key): NDP SPM primary-group polygons + Capacity Heatmaps Information Model SPM + LTDS appendices 3/6 + NSHR
780 | 53.7 | 122, CLEVELAND STREET | BIRKENHEAD | CH41 3RB | Wirral |  | Factory And Premises; Warehouse And Premises | industrial | 2 | 2663.21 | 28667 | GIA | 82000 | Bentinck St T1 / Bentinck St T2 / Chester St T1 | inside-area | 0.9 | PRENTON GRID GT1 / ROCK FERRY GT1 | BIRKENHEAD | SPM | 10.3 | primary | 10.3335 | Green | 18.2 | 7.8665 | thermal | 0 | 0 | 0 | 0 | 8.2 | PRENTON GRID GT1 / ROCK FERRY GT1 | 18.455 | GREEN | 0 |  |  | 0 | 0 | 0 | 18.2 |  |  |  |  | Green (Over 5% headroom) | 73440 | 100 | 4.23 | 160 | 32 | 1071184 | [9 empty] | Birkenhead | BIRKENHEAD | 0 | 0 | 0 | 0 | 0 | 90 |  | 42025915 | B2 to B7 General Industrial and Special Industrial Groups | 1279 | C | Natural Gas | 3 |  | Heating and Natural Ventilation | 2021-03-03 |  | 1 | FALSE | 53.3963 | -3.0216 | SPM-BENTINCK_ST_T1_BENTINCK_ST_T2_CHESTER_ST_T1 | 88283132;13684004000 | SP Energy Networks open data (API key): NDP SPM primary-group polygons + Capacity Heatmaps Information Model SPM + LTDS appendices 3/6 + NSHR
781 | 53.7 | 107-125, BRIDGE STREET | BIRKENHEAD | CH41 1AX | Wirral |  | Factory And Premises | industrial | 1 | 2406.4 | 25902 | GIA | 82500 | Bentinck St T1 / Bentinck St T2 / Chester St T1 | inside-area | 1.1 | PRENTON GRID GT1 / ROCK FERRY GT1 | BIRKENHEAD | SPM | 10.3 | primary | 10.3335 | Green | 18.2 | 7.8665 | thermal | 0 | 0 | 0 | 0 | 8.2 | PRENTON GRID GT1 / ROCK FERRY GT1 | 18.455 | GREEN | 0 |  |  | 0 | 0 | 0 | 18.2 |  |  |  |  | Green (Over 5% headroom) | 73440 | 100 | 3.82 | 144 | 32 | 1073949 | [9 empty] | Birkenhead | BIRKENHEAD | 0 | 0 | 0 | 0 | 0 | 90 | [13 empty] | 53.3961 | -3.0176 | SPM-BENTINCK_ST_T1_BENTINCK_ST_T2_CHESTER_ST_T1 | 292715132 | SP Energy Networks open data (API key): NDP SPM primary-group polygons + Capacity Heatmaps Information Model SPM + LTDS appendices 3/6 + NSHR
782 | 53.7 | BURBO BANK WINGFARM OPERATIONS AND MAINTENANCE FACILITY 1, KINGS WHARF, EAST STREET | WALLASEY | CH41 1FG | Wirral |  | Warehouse, Office And Premises | industrial | 1 | 2209.26 | 23780 | GIA | 172000 | Bentinck St T1 / Bentinck St T2 / Chester St T1 | inside-area | 1.97 | PRENTON GRID GT1 / ROCK FERRY GT1 | BIRKENHEAD | SPM | 10.3 | primary | 10.3335 | Green | 18.2 | 7.8665 | thermal | 0 | 0 | 0 | 0 | 8.2 | PRENTON GRID GT1 / ROCK FERRY GT1 | 18.455 | GREEN | 0 |  |  | 0 | 0 | 0 | 18.2 |  |  |  |  | Green (Over 5% headroom) | 73440 | 100 | 3.51 | 155 | 32 | 1076071 | [9 empty] | Birkenhead | BIRKENHEAD | 0 | 0 | 0 | 0 | 0 | 90 | [13 empty] | 53.4057 | -3.0155 | SPM-BENTINCK_ST_T1_BENTINCK_ST_T2_CHESTER_ST_T1 | 11521010000 | SP Energy Networks open data (API key): NDP SPM primary-group polygons + Capacity Heatmaps Information Model SPM + LTDS appendices 3/6 + NSHR
783 | 53.7 | NIORD HOUSE, LORD STREET | BIRKENHEAD | CH41 1HT | Wirral |  | Warehouse And Premises | industrial | 1 | 2141.9 | 23055 | GIA | 76500 | Bentinck St T1 / Bentinck St T2 / Chester St T1 | inside-area | 1 | PRENTON GRID GT1 / ROCK FERRY GT1 | BIRKENHEAD | SPM | 10.3 | primary | 10.3335 | Green | 18.2 | 7.8665 | thermal | 0 | 0 | 0 | 0 | 8.2 | PRENTON GRID GT1 / ROCK FERRY GT1 | 18.455 | GREEN | 0 |  |  | 0 | 0 | 0 | 18.2 |  |  |  |  | Green (Over 5% headroom) | 73440 | 100 | 3.4 | 54 | 32 | 1076796 | [9 empty] | Birkenhead | BIRKENHEAD | 0 | 0 | 0 | 0 | 0 | 90 | [13 empty] | 53.3954 | -3.0187 | SPM-BENTINCK_ST_T1_BENTINCK_ST_T2_CHESTER_ST_T1 | 2786394000 | SP Energy Networks open data (API key): NDP SPM primary-group polygons + Capacity Heatmaps Information Model SPM + LTDS appendices 3/6 + NSHR
784 | 53.7 | ANACO SYSTEMS LTD, LORD STREET | BIRKENHEAD | CH41 1HT | Wirral |  | Workshop And Premises | industrial | 1 | 2103.4 | 22641 | GIA | 75500 | Bentinck St T1 / Bentinck St T2 / Chester St T1 | inside-area | 1 | PRENTON GRID GT1 / ROCK FERRY GT1 | BIRKENHEAD | SPM | 10.3 | primary | 10.3335 | Green | 18.2 | 7.8665 | thermal | 0 | 0 | 0 | 0 | 8.2 | PRENTON GRID GT1 / ROCK FERRY GT1 | 18.455 | GREEN | 0 |  |  | 0 | 0 | 0 | 18.2 |  |  |  |  | Green (Over 5% headroom) | 73440 | 100 | 3.34 | 95 | 32 | 1077210 | [9 empty] | Birkenhead | BIRKENHEAD | 0 | 0 | 0 | 0 | 0 | 90 | [13 empty] | 53.3954 | -3.0187 | SPM-BENTINCK_ST_T1_BENTINCK_ST_T2_CHESTER_ST_T1 | 289558132 | SP Energy Networks open data (API key): NDP SPM primary-group polygons + Capacity Heatmaps Information Model SPM + LTDS appendices 3/6 + NSHR
785 | 53.7 | 272, PRICE STREET | BIRKENHEAD | CH41 3PS | Wirral |  | Workshop And Premises | industrial | 1 | 2078.84 | 22376 | GIA | 63000 | Bentinck St T1 / Bentinck St T2 / Chester St T1 | inside-area | 0.68 | PRENTON GRID GT1 / ROCK FERRY GT1 | BIRKENHEAD | SPM | 10.3 | primary | 10.3335 | Green | 18.2 | 7.8665 | thermal | 0 | 0 | 0 | 0 | 8.2 | PRENTON GRID GT1 / ROCK FERRY GT1 | 18.455 | GREEN | 0 |  |  | 0 | 0 | 0 | 18.2 |  |  |  |  | Green (Over 5% headroom) | 73440 | 100 | 3.3 | 94 | 32 | 1077475 | [9 empty] | Birkenhead | BIRKENHEAD | 0 | 0 | 0 | 0 | 0 | 90 | [13 empty] | 53.3969 | -3.0294 | SPM-BENTINCK_ST_T1_BENTINCK_ST_T2_CHESTER_ST_T1 | 13654188000 | SP Energy Networks open data (API key): NDP SPM primary-group polygons + Capacity Heatmaps Information Model SPM + LTDS appendices 3/6 + NSHR
786 | 53.7 | 75-79, MARKET STREET | BIRKENHEAD | CH41 6AN | Wirral |  | Factory And Premises | industrial | 1 | 2062.12 | 22196 | GIA | 54500 | Bentinck St T1 / Bentinck St T2 / Chester St T1 | inside-area | 0.91 | PRENTON GRID GT1 / ROCK FERRY GT1 | BIRKENHEAD | SPM | 10.3 | primary | 10.3335 | Green | 18.2 | 7.8665 | thermal | 0 | 0 | 0 | 0 | 8.2 | PRENTON GRID GT1 / ROCK FERRY GT1 | 18.455 | GREEN | 0 |  |  | 0 | 0 | 0 | 18.2 |  |  |  |  | Green (Over 5% headroom) | 73440 | 100 | 3.28 | 124 | 32 | 1077655 | [9 empty] | Birkenhead | BIRKENHEAD | 0 | 0 | 0 | 0 | 0 | 90 | [13 empty] | 53.3928 | -3.0184 | SPM-BENTINCK_ST_T1_BENTINCK_ST_T2_CHESTER_ST_T1 | 229784132 | SP Energy Networks open data (API key): NDP SPM primary-group polygons + Capacity Heatmaps Information Model SPM + LTDS appendices 3/6 + NSHR
787 | 53.7 | 1, SANDFORD STREET | BIRKENHEAD | CH41 1BN | Wirral |  | Warehouse And Premises | industrial | 1 | 2014.63 | 21685 | GIA | 60500 | Bentinck St T1 / Bentinck St T2 / Chester St T1 | inside-area | 1.03 | PRENTON GRID GT1 / ROCK FERRY GT1 | BIRKENHEAD | SPM | 10.3 | primary | 10.3335 | Green | 18.2 | 7.8665 | thermal | 0 | 0 | 0 | 0 | 8.2 | PRENTON GRID GT1 / ROCK FERRY GT1 | 18.455 | GREEN | 0 |  |  | 0 | 0 | 0 | 18.2 |  |  |  |  | Green (Over 5% headroom) | 73440 | 100 | 3.2 | 50 | 32 | 1078166 | [9 empty] | Birkenhead | BIRKENHEAD | 0 | 0 | 0 | 0 | 0 | 90 |  | 42167382 | B8 Storage or Distribution | 2014 | D | Natural Gas | 3 |  | Heating and Natural Ventilation | 2014-04-23 |  | 1 | FALSE | 53.3954 | -3.0182 | SPM-BENTINCK_ST_T1_BENTINCK_ST_T2_CHESTER_ST_T1 | 3989973000 | SP Energy Networks open data (API key): NDP SPM primary-group polygons + Capacity Heatmaps Information Model SPM + LTDS appendices 3/6 + NSHR
788 | 53.7 | CHRIS REYNOLDS PALLETS AT 300, PRICE STREET | BIRKENHEAD | CH41 3PX | Wirral |  | Warehouse And Premises | industrial | 1 | 1957.1 | 21066 | GIA | 57500 | Bentinck St T1 / Bentinck St T2 / Chester St T1 | inside-area | 0.83 | PRENTON GRID GT1 / ROCK FERRY GT1 | BIRKENHEAD | SPM | 10.3 | primary | 10.3335 | Green | 18.2 | 7.8665 | thermal | 0 | 0 | 0 | 0 | 8.2 | PRENTON GRID GT1 / ROCK FERRY GT1 | 18.455 | GREEN | 0 |  |  | 0 | 0 | 0 | 18.2 |  |  |  |  | Green (Over 5% headroom) | 73440 | 100 | 3.11 | 49 | 32 | 1078785 | [9 empty] | Birkenhead | BIRKENHEAD | 0 | 0 | 0 | 0 | 0 | 90 |  | 42204809 | B1 Offices and Workshop businesses | 1966 | E | Natural Gas | 3 |  | Heating and Natural Ventilation | 2020-12-04 |  | 1 | FALSE | 53.3983 | -3.0334 | SPM-BENTINCK_ST_T1_BENTINCK_ST_T2_CHESTER_ST_T1 | 13395055000 | SP Energy Networks open data (API key): NDP SPM primary-group polygons + Capacity Heatmaps Information Model SPM + LTDS appendices 3/6 + NSHR
789 | 53.5 | ASDA SUPERSTORES, BIRCH GREEN | SKELMERSDALE | WN8 6LH | West Lancashire |  | Superstore And Premises | bigbox | 1 | 9152.32 | 98515 | GIA | 1550000 | Carborundum T1 / Houghtons La T1 / Rainford T1 / Windlehurst T2 | nearest-substation | 10.23 | RAVENHEAD G1A1 / ST HELENS GT2B / WINDLE GT1 | RAINHILL | SPM | 13.9 | primary | 13.871 | Green | 30 | 15.129 | thermal | 4 | 0 | 0 | 4 | 12.1 | RAVENHEAD G1A1 / ST HELENS GT2B / WINDLE GT1 | 26.66 | GREEN | 17.1 |  |  | 0 | 0 | 0 | 30 |  |  |  |  | Green (Over 5% headroom) | 99109 | 100 | 14.54 | 824 | 80 | 6682839 | [9 empty] | Kirkby (_D) | RAINHILL | 1 | 85.5 | 85.5 | 0 | 0 | 57 | 2026-09 | 100012820877 | Retail/Financial and Professional Services | 5917 | C | Natural Gas | 4 |  | Air Conditioning | 2023-05-23 |  | 0.75 | FALSE | 53.5525 | -2.7784 | SPM-CARBORUNDUM_T1_HOUGHTONS_LA_T1_RAINFORD_T1_WINDLEHURST_T2 | 8993573000 | SP Energy Networks open data (API key): NDP SPM primary-group polygons + Capacity Heatmaps Information Model SPM + LTDS appendices 3/6 + NSHR
790 | 53.5 | J SAINSBURYS LTD, EAST PRESCOT ROAD | LIVERPOOL | L14 5PT | Liverpool |  | Superstore And Premises | bigbox | 1 | 6991.9 | 75260 | GIA | 1470000 | Broadgreen T1 / Croxteth T1 / East Prescot Rd (Finch La) T1 / Knotty Ash T1 / Leyfield Rd T1 | inside-area | 0.46 | GATEACRE GT1 / HUYTON GT1 / KIRKBY GT3 / PRESCOT GT1A | RAINHILL | SPM | 13.9 | primary | 13.918 | Green | 37.5 | 23.582 | thermal | 0 | 2.1 | 0 | 2.1 | 8.8 | GATEACRE GT1 / HUYTON GT1 / KIRKBY GT3 / PRESCOT GT1A | 31.422 | GREEN | 0 |  |  | 0 | 0 | 0 | 37.5 |  |  |  |  | Green (Over 5% headroom) | 99109 | 100 | 11.11 | 629 | 3 | 78810 | [9 empty] | Lister Drive | RAINHILL | 1 | 85.5 | 85.5 | 0 | 0 | 57 | 2026-09 | 38048602 | Retail/Financial and Professional Services | 7059 | D | Natural Gas | 5 | 2 | Heating and Mechanical Ventilation | 2023-03-30 |  | 0.75 | FALSE | 53.415 | -2.8979 | SPM-BROADGREEN_T1_CROXTETH_T1_EAST_PRESCOT_RD_FINCH_LA_T1_KNOTTY | 14975162000 | SP Energy Networks open data (API key): NDP SPM primary-group polygons + Capacity Heatmaps Information Model SPM + LTDS appendices 3/6 + NSHR
791 | 53.5 | TESCO SUPERMARKET, DEYSBROOK LANE | LIVERPOOL | L12 4YH | Liverpool |  | Superstore And Premises | bigbox | 1 | 5222.68 | 56216 | GIA | 945000 | Broadgreen T1 / Croxteth T1 / East Prescot Rd (Finch La) T1 / Knotty Ash T1 / Leyfield Rd T1 | inside-area | 1.89 | GATEACRE GT1 / HUYTON GT1 / KIRKBY GT3 / PRESCOT GT1A | RAINHILL | SPM | 13.9 | primary | 13.918 | Green | 37.5 | 23.582 | thermal | 0 | 2.1 | 0 | 2.1 | 8.8 | GATEACRE GT1 / HUYTON GT1 / KIRKBY GT3 / PRESCOT GT1A | 31.422 | GREEN | 0 |  |  | 0 | 0 | 0 | 37.5 |  |  |  |  | Green (Over 5% headroom) | 99109 | 100 | 8.3 | 470 | 3 | 97854 | [9 empty] | Lister Drive | RAINHILL | 1 | 85.5 | 85.5 | 0 | 0 | 57 | 2026-09 | [12 empty] | 53.4351 | -2.8873 | SPM-BROADGREEN_T1_CROXTETH_T1_EAST_PRESCOT_RD_FINCH_LA_T1_KNOTTY | 9333697000 | SP Energy Networks open data (API key): NDP SPM primary-group polygons + Capacity Heatmaps Information Model SPM + LTDS appendices 3/6 + NSHR
792 | 53.5 | BILLINGE GARDEN CENTRE, WINSTANLEY ROAD | WIGAN | WN5 7XG | Wigan |  | Garden Centre And Premises | bigbox | 1 | 4952.1 | 53304 | NIA | 21250 | Carborundum T1 / Houghtons La T1 / Rainford T1 / Windlehurst T2 | nearest-substation | 8.78 | RAVENHEAD G1A1 / ST HELENS GT2B / WINDLE GT1 | RAINHILL | SPM | 13.9 | primary | 13.871 | Green | 30 | 15.129 | thermal | 4 | 0 | 0 | 4 | 12.1 | RAVENHEAD G1A1 / ST HELENS GT2B / WINDLE GT1 | 26.66 | GREEN | 17.1 |  |  | 0 | 0 | 0 | 30 |  |  |  |  | Green (Over 5% headroom) | 99109 | 100 | 7.87 | 446 | 80 | 6728050 | [9 empty] | Kirkby (_D) | RAINHILL | 1 | 85.5 | 85.5 | 0 | 0 | 57 | 2026-09 | [12 empty] | 53.5206 | -2.6977 | SPM-CARBORUNDUM_T1_HOUGHTONS_LA_T1_RAINFORD_T1_WINDLEHURST_T2 | 1611523000 | SP Energy Networks open data (API key): NDP SPM primary-group polygons + Capacity Heatmaps Information Model SPM + LTDS appendices 3/6 + NSHR
793 | 53.5 | RUSKIN LEISURE LTD RECREATION CLUB, RUSKIN DRIVE | ST HELENS | WA10 6RP | St Helens |  | Leisure Centre And Premises | bigbox | 1 | 3221.38 | 34675 | GIA | 181000 | Carborundum T1 / Houghtons La T1 / Rainford T1 / Windlehurst T2 | inside-area | 1.8 | RAVENHEAD G1A1 / ST HELENS GT2B / WINDLE GT1 | RAINHILL | SPM | 13.9 | primary | 13.871 | Green | 30 | 15.129 | thermal | 4 | 0 | 0 | 4 | 12.1 | RAVENHEAD G1A1 / ST HELENS GT2B / WINDLE GT1 | 26.66 | GREEN | 17.1 |  |  | 0 | 0 | 0 | 30 |  |  |  |  | Green (Over 5% headroom) | 99109 | 100 | 5.12 | 258 | 80 | 6746679 | [9 empty] | Kirkby (_D) | RAINHILL | 1 | 85.5 | 85.5 | 0 | 0 | 57 | 2026-09 | [12 empty] | 53.459 | -2.7567 | SPM-CARBORUNDUM_T1_HOUGHTONS_LA_T1_RAINFORD_T1_WINDLEHURST_T2 | 620208137 | SP Energy Networks open data (API key): NDP SPM primary-group polygons + Capacity Heatmaps Information Model SPM + LTDS appendices 3/6 + NSHR
794 | 53.4 | ARBOUR LANE | LIVERPOOL | L33 7XB | Knowsley | DAVID LLOYD HEALTH & RACQUETS CLUB | Leisure Centre And Premises | bigbox | 1 | 7990 | 86004 | GIA | 360000 | Acornfield Rd T1 / Dickinsons T1 / Hammond Rd T1 / Kodak T1 | inside-area | 1.15 | GILLMOSS GT1 / KIRKBY GT2 / SIMONSWOOD GT1 | KIRKBY | SPM | 13.8 | primary | 13.791 | Green | 30 | 16.209 | thermal | 0 | 0 | 0 | 0 | 10.5 | GILLMOSS GT1 / KIRKBY GT2 / SIMONSWOOD GT1 | 37.36 | GREEN | 0 |  |  | 0 | 0 | 0 | 30 |  |  |  |  | Green (Over 5% headroom) | 98396 | 100 | 12.7 | 639 | 92 | 7212122 | [9 empty] | Kirkby (_D) | KIRKBY | 4 | 514 | 514 | 400 | 0 | 0 | 2027-08 |  | B1 Offices and Workshop businesses | 95 | G | Grid Supplied Electricity | 3 |  | Heating and Natural Ventilation | 2015-01-28 |  | 1 | FALSE | 53.4819 | -2.8659 | SPM-ACORNFIELD_RD_T1_DICKINSONS_T1_HAMMOND_RD_T1_KODAK_T1 | 1051615000 | SP Energy Networks open data (API key): NDP SPM primary-group polygons + Capacity Heatmaps Information Model SPM + LTDS appendices 3/6 + NSHR
795 | 53.3 | WATERFRONT POINT, WARRINGTON ROAD | WIDNES | WA8 0TD | Halton |  | Offices And Premises | office | 1 | 1325.05 | 14263 | NIA | 146000 | Lugsdale T1 / Pilk Sullivan T1 / Pilk Sullivan T2 / Usac T1 | inside-area | 0.26 | BOLD G2A / PRESCOT GT1B / WIDNES GT1 / WIDNES GT2 | RAINHILL | SPM | 22 | primary | 21.975 | Green | 30 | 8.025 | thermal | 0 | 0 | 0 | 0 | 20.8 | BOLD G4A / PRESCOT GT1B / WIDNES GT1 / WIDNES GT2 | 23.6331 | GREEN | 4.9 |  |  | 0 | 0 | 0 | 30 |  |  |  |  | Green (Over 5% headroom) | 156863 | 100 | 2.11 | 93 | 32 | 2096185 | [9 empty] | Fiddlers Ferry | RAINHILL | 1 | 85.5 | 85.5 | 0 | 0 | 57 | 2026-09 | [12 empty] | 53.366 | -2.7196 | SPM-LUGSDALE_T1_PILK_SULLIVAN_T1_PILK_SULLIVAN_T2_USAC_T1 | 11126069000 | SP Energy Networks open data (API key): NDP SPM primary-group polygons + Capacity Heatmaps Information Model SPM + LTDS appendices 3/6 + NSHR
796 | 53.3 | UNIT H1, PRENTON WAY | PRENTON | CH43 3DU | Wirral |  | Factory And Premises | industrial | 1 | 4663.4 | 50196 | GIA | 171000 | Ford T1 / Oxton T1 / Prenton Local T1 / Singleton Ave T2 | inside-area | 2.16 | PRENTON GRID GT1 / ROCK FERRY GT1 | BIRKENHEAD | SPM | 10 | primary | 10.043 | Green | 30 | 19.957 | thermal | 0 | 12.7 | 0 | 12.7 | 4.4 | PRENTON GRID GT1 / ROCK FERRY GT1 | 18.455 | GREEN | 0 |  |  | 0 | 0 | 0 | 30 |  |  |  |  | Green (Over 5% headroom) | 71301 | 100 | 7.41 | 280 | 13 | 403598 | [9 empty] | Birkenhead | BIRKENHEAD | 0 | 0 | 0 | 0 | 0 | 90 |  | 42092738 | B8 Storage or Distribution | 3041 | C | Natural Gas | 3 |  | Heating and Natural Ventilation | 2017-07-23 |  | 1 | FALSE | 53.365 | -3.0663 | SPM-FORD_T1_OXTON_T1_PRENTON_LOCAL_T1_SINGLETON_AVE_T2 | 14455987000 | SP Energy Networks open data (API key): NDP SPM primary-group polygons + Capacity Heatmaps Information Model SPM + LTDS appendices 3/6 + NSHR
797 | 53.3 | HALLIDAY FUNERAL SUPPLIES LTD, PRENTON WAY | PRENTON | CH43 3DU | Wirral |  | Factory And Premises | industrial | 1 | 3605 | 38804 | GIA | 181000 | Ford T1 / Oxton T1 / Prenton Local T1 / Singleton Ave T2 | inside-area | 2.16 | PRENTON GRID GT1 / ROCK FERRY GT1 | BIRKENHEAD | SPM | 10 | primary | 10.043 | Green | 30 | 19.957 | thermal | 0 | 12.7 | 0 | 12.7 | 4.4 | PRENTON GRID GT1 / ROCK FERRY GT1 | 18.455 | GREEN | 0 |  |  | 0 | 0 | 0 | 30 |  |  |  |  | Green (Over 5% headroom) | 71301 | 100 | 5.73 | 216 | 13 | 414990 | [9 empty] | Birkenhead | BIRKENHEAD | 0 | 0 | 0 | 0 | 0 | 90 |  | 42092740 | General Industrial and Special Industrial Groups | 2709 | A | Biomass | 3 | 1 | Heating and Mechanical Ventilation | 2024-11-03 |  | 1 | FALSE | 53.365 | -3.0663 | SPM-FORD_T1_OXTON_T1_PRENTON_LOCAL_T1_SINGLETON_AVE_T2 | 13472242000 | SP Energy Networks open data (API key): NDP SPM primary-group polygons + Capacity Heatmaps Information Model SPM + LTDS appendices 3/6 + NSHR
798 | 53.3 | A T JUNIPER (LIVERPOOL) LTD, PRENTON WAY | PRENTON | CH43 3DU | Wirral |  | Warehouse And Premises | industrial | 1 | 2624.9 | 28254 | GIA | 139000 | Ford T1 / Oxton T1 / Prenton Local T1 / Singleton Ave T2 | inside-area | 2.16 | PRENTON GRID GT1 / ROCK FERRY GT1 | BIRKENHEAD | SPM | 10 | primary | 10.043 | Green | 30 | 19.957 | thermal | 0 | 12.7 | 0 | 12.7 | 4.4 | PRENTON GRID GT1 / ROCK FERRY GT1 | 18.455 | GREEN | 0 |  |  | 0 | 0 | 0 | 30 |  |  |  |  | Green (Over 5% headroom) | 71301 | 100 | 4.17 | 66 | 13 | 425540 | [9 empty] | Birkenhead | BIRKENHEAD | 0 | 0 | 0 | 0 | 0 | 90 | [13 empty] | 53.365 | -3.0663 | SPM-FORD_T1_OXTON_T1_PRENTON_LOCAL_T1_SINGLETON_AVE_T2 | 11839596000 | SP Energy Networks open data (API key): NDP SPM primary-group polygons + Capacity Heatmaps Information Model SPM + LTDS appendices 3/6 + NSHR
799 | 53.3 | UNIT 6, DURLEY PARK CLOSE | PRENTON | CH43 3DZ | Wirral |  | Workshop And Premises | industrial | 2 | 2039.3 | 21951 | GIA | 127000 | Ford T1 / Oxton T1 / Prenton Local T1 / Singleton Ave T2 | inside-area | 2.32 | PRENTON GRID GT1 / ROCK FERRY GT1 | BIRKENHEAD | SPM | 10 | primary | 10.043 | Green | 30 | 19.957 | thermal | 0 | 12.7 | 0 | 12.7 | 4.4 | PRENTON GRID GT1 / ROCK FERRY GT1 | 18.455 | GREEN | 0 |  |  | 0 | 0 | 0 | 30 |  |  |  |  | Green (Over 5% headroom) | 71301 | 100 | 3.24 | 92 | 13 | 431843 | [9 empty] | Birkenhead | BIRKENHEAD | 0 | 0 | 0 | 0 | 0 | 90 |  | 42175375 | B8 Storage or Distribution | 1081 | C | Natural Gas | 3 |  | Heating and Natural Ventilation | 2022-04-26 |  | 1 | FALSE | 53.3613 | -3.0645 | SPM-FORD_T1_OXTON_T1_PRENTON_LOCAL_T1_SINGLETON_AVE_T2 | 5425278000;4114891000 | SP Energy Networks open data (API key): NDP SPM primary-group polygons + Capacity Heatmaps Information Model SPM + LTDS appendices 3/6 + NSHR
800 | 53.1 | COCOA SHEDS AT AREA B, PORT OF LIVERPOOL, SEAFORTH CONTAINER TERMINAL | LIVERPOOL | L21 1JD | Sefton | B & P COMMODOTIES & LOGISTICS LTD | Warehouse And Premises | industrial | 1 | 15682.12 | 168801 | GIA | 935000 | Bootle Grid T1 / Kelloggs T1 / Pacific Rd T1 / Washington St T1 / Waterloo T1 | inside-area | 0.88 | BOOTLE GT1 / LITHERLAND GT1A | KIRKBY | SPM | 17.3 | primary | 17.262 | Green | 37.5 | 19.812 | thermal | 2.1 | 17.9 | 5.3 | 20 | 12.7 | BOOTLE GT1 / LITHERLAND GT1B | 21.4789 | GREEN | 0 |  |  | 0 | 0 | 0 | 37.5 |  |  |  |  | Green (Over 5% headroom) | 123351 | 73 | 24.92 | 392 | 33 | 1372513 | [9 empty] | Lister Drive | KIRKBY | 4 | 514 | 514 | 400 | 0 | 0 | 2027-08 | [12 empty] | 53.4672 | -3.0204 | SPM-BOOTLE_GRID_T1_KELLOGGS_T1_PACIFIC_RD_T1_WASHINGTON_ST_T1_WA | 6168897000 | SP Energy Networks open data (API key): NDP SPM primary-group polygons + Capacity Heatmaps Information Model SPM + LTDS appendices 3/6 + NSHR
801 | 53.1 | MAGDALEN HOUSE, TRINITY ROAD | BOOTLE | L20 7BD | Sefton |  | Offices And Premises | office | 1 | 7574.25 | 81528 | NIA | 412500 | Bootle Grid T1 / Kelloggs T1 / Pacific Rd T1 / Washington St T1 / Waterloo T1 | inside-area | 2.26 | BOOTLE GT1 / LITHERLAND GT1A | KIRKBY | SPM | 17.3 | primary | 17.262 | Green | 37.5 | 19.812 | thermal | 2.1 | 17.9 | 5.3 | 20 | 12.7 | BOOTLE GT1 / LITHERLAND GT1B | 21.4789 | GREEN | 0 |  |  | 0 | 0 | 0 | 37.5 |  |  |  |  | Green (Over 5% headroom) | 123351 | 100 | 12.04 | 530 | 33 | 1459786 | [9 empty] | Lister Drive | KIRKBY | 4 | 514 | 514 | 400 | 0 | 0 | 2027-08 | [12 empty] | 53.4476 | -2.9868 | SPM-BOOTLE_GRID_T1_KELLOGGS_T1_PACIFIC_RD_T1_WASHINGTON_ST_T1_WA | 10650117000 | SP Energy Networks open data (API key): NDP SPM primary-group polygons + Capacity Heatmaps Information Model SPM + LTDS appendices 3/6 + NSHR
802 | 53.1 | 1, LYSTER ROAD | BOOTLE | L20 1AS | Sefton |  | Workshop And Premises | industrial | 1 | 1855.58 | 19973 | GIA | 139000 | Bootle Grid T1 / Kelloggs T1 / Pacific Rd T1 / Washington St T1 / Waterloo T1 | inside-area | 1.21 | BOOTLE GT1 / LITHERLAND GT1A | KIRKBY | SPM | 17.3 | primary | 17.262 | Green | 37.5 | 19.812 | thermal | 2.1 | 17.9 | 5.3 | 20 | 12.7 | BOOTLE GT1 / LITHERLAND GT1B | 21.4789 | GREEN | 0 |  |  | 0 | 0 | 0 | 37.5 |  |  |  |  | Green (Over 5% headroom) | 123351 | 100 | 2.95 | 84 | 33 | 1521341 | [9 empty] | Lister Drive | KIRKBY | 4 | 514 | 514 | 400 | 0 | 0 | 2027-08 | 41057423 | B1 Offices and Workshop businesses | 371 | B | Natural Gas | 3 |  | Heating and Natural Ventilation | 2018-12-04 |  | 1 | FALSE | 53.4512 | -3.0037 | SPM-BOOTLE_GRID_T1_KELLOGGS_T1_PACIFIC_RD_T1_WASHINGTON_ST_T1_WA | 9180393000 | SP Energy Networks open data (API key): NDP SPM primary-group polygons + Capacity Heatmaps Information Model SPM + LTDS appendices 3/6 + NSHR
803 | 53.1 | 200, STRAND ROAD | BOOTLE | L20 3HL | Sefton |  | Workshop And Premises | industrial | 1 | 1627.4 | 17517 | NIA | 84000 | Bootle Grid T1 / Kelloggs T1 / Pacific Rd T1 / Washington St T1 / Waterloo T1 | inside-area | 1.82 | BOOTLE GT1 / LITHERLAND GT1A | KIRKBY | SPM | 17.3 | primary | 17.262 | Green | 37.5 | 19.812 | thermal | 2.1 | 17.9 | 5.3 | 20 | 12.7 | BOOTLE GT1 / LITHERLAND GT1B | 21.4789 | GREEN | 0 |  |  | 0 | 0 | 0 | 37.5 |  |  |  |  | Green (Over 5% headroom) | 123351 | 100 | 2.59 | 73 | 33 | 1523797 | [9 empty] | Lister Drive | KIRKBY | 4 | 514 | 514 | 400 | 0 | 0 | 2027-08 | [12 empty] | 53.4524 | -2.9892 | SPM-BOOTLE_GRID_T1_KELLOGGS_T1_PACIFIC_RD_T1_WASHINGTON_ST_T1_WA | 6410674000 | SP Energy Networks open data (API key): NDP SPM primary-group polygons + Capacity Heatmaps Information Model SPM + LTDS appendices 3/6 + NSHR
804 | 53.1 | SHED S5, SEAFORTH CONTAINER TERMINAL | LIVERPOOL | L21 1JD | Sefton | UKBF | Warehouse And Premises | industrial | 1 | 1414.4 | 15224 | GIA | 77000 | Bootle Grid T1 / Kelloggs T1 / Pacific Rd T1 / Washington St T1 / Waterloo T1 | inside-area | 0.88 | BOOTLE GT1 / LITHERLAND GT1A | KIRKBY | SPM | 17.3 | primary | 17.262 | Green | 37.5 | 19.812 | thermal | 2.1 | 17.9 | 5.3 | 20 | 12.7 | BOOTLE GT1 / LITHERLAND GT1B | 21.4789 | GREEN | 0 |  |  | 0 | 0 | 0 | 37.5 |  |  |  |  | Green (Over 5% headroom) | 123351 | 100 | 2.25 | 35 | 33 | 1526090 | [9 empty] | Lister Drive | KIRKBY | 4 | 514 | 514 | 400 | 0 | 0 | 2027-08 | [12 empty] | 53.4672 | -3.0204 | SPM-BOOTLE_GRID_T1_KELLOGGS_T1_PACIFIC_RD_T1_WASHINGTON_ST_T1_WA | 12436782000 | SP Energy Networks open data (API key): NDP SPM primary-group polygons + Capacity Heatmaps Information Model SPM + LTDS appendices 3/6 + NSHR
805 | 53.1 | 194-196, RIMROSE ROAD | BOOTLE | L20 4QS | Sefton |  | Workshop And Premises | industrial | 1 | 1405.17 | 15125 | GIA | 31500 | Bootle Grid T1 / Kelloggs T1 / Pacific Rd T1 / Washington St T1 / Waterloo T1 | inside-area | 0.52 | BOOTLE GT1 / LITHERLAND GT1A | KIRKBY | SPM | 17.3 | primary | 17.262 | Green | 37.5 | 19.812 | thermal | 2.1 | 17.9 | 5.3 | 20 | 12.7 | BOOTLE GT1 / LITHERLAND GT1B | 21.4789 | GREEN | 0 |  |  | 0 | 0 | 0 | 37.5 |  |  |  |  | Green (Over 5% headroom) | 123351 | 100 | 2.23 | 63 | 33 | 1526189 | [9 empty] | Lister Drive | KIRKBY | 4 | 514 | 514 | 400 | 0 | 0 | 2027-08 | 41078203 | B1 Offices and Workshop businesses | 1199 | C | Biomass | 3 |  | Heating and Natural Ventilation | 2013-04-10 |  | 0.67 | FALSE | 53.4575 | -3.0071 | SPM-BOOTLE_GRID_T1_KELLOGGS_T1_PACIFIC_RD_T1_WASHINGTON_ST_T1_WA | 2478065000 | SP Energy Networks open data (API key): NDP SPM primary-group polygons + Capacity Heatmaps Information Model SPM + LTDS appendices 3/6 + NSHR
806 | 53.1 | 11, JUNCTION ROAD | LIVERPOOL | L20 8AF | Liverpool |  | Workshop And Premises | industrial | 1 | 1396.27 | 15029 | GIA | 113000 | Bootle Grid T1 / Kelloggs T1 / Pacific Rd T1 / Washington St T1 / Waterloo T1 | inside-area | 3.05 | BOOTLE GT1 / LITHERLAND GT1A | KIRKBY | SPM | 17.3 | primary | 17.262 | Green | 37.5 | 19.812 | thermal | 2.1 | 17.9 | 5.3 | 20 | 12.7 | BOOTLE GT1 / LITHERLAND GT1B | 21.4789 | GREEN | 0 |  |  | 0 | 0 | 0 | 37.5 |  |  |  |  | Green (Over 5% headroom) | 123351 | 100 | 2.22 | 63 | 33 | 1526285 | [9 empty] | Lister Drive | KIRKBY | 4 | 514 | 514 | 400 | 0 | 0 | 2027-08 | 38316196 | B8 Storage or Distribution | 1498 | A | Grid Supplied Electricity | 5 |  | Heating and Natural Ventilation | 2017-04-12 |  | 1 | FALSE | 53.4357 | -2.9937 | SPM-BOOTLE_GRID_T1_KELLOGGS_T1_PACIFIC_RD_T1_WASHINGTON_ST_T1_WA | 11200831000 | SP Energy Networks open data (API key): NDP SPM primary-group polygons + Capacity Heatmaps Information Model SPM + LTDS appendices 3/6 + NSHR
807 | 53.1 | W A DISTRIBUATION LTD, IRLAM ROAD | BOOTLE | L20 4EF | Sefton |  | Warehouse And Premises | industrial | 1 | 1379.58 | 14850 | GIA | 41250 | Bootle Grid T1 / Kelloggs T1 / Pacific Rd T1 / Washington St T1 / Waterloo T1 | inside-area | 1.17 | BOOTLE GT1 / LITHERLAND GT1A | KIRKBY | SPM | 17.3 | primary | 17.262 | Green | 37.5 | 19.812 | thermal | 2.1 | 17.9 | 5.3 | 20 | 12.7 | BOOTLE GT1 / LITHERLAND GT1B | 21.4789 | GREEN | 0 |  |  | 0 | 0 | 0 | 37.5 |  |  |  |  | Green (Over 5% headroom) | 123351 | 100 | 2.19 | 34 | 33 | 1526464 | [9 empty] | Lister Drive | KIRKBY | 4 | 514 | 514 | 400 | 0 | 0 | 2027-08 | 41128021 | Storage or Distribution | 1423 | D | Grid Supplied Electricity | 3 |  | Heating and Natural Ventilation | 2023-05-05 |  | 0.75 | FALSE | 53.4533 | -3.0003 | SPM-BOOTLE_GRID_T1_KELLOGGS_T1_PACIFIC_RD_T1_WASHINGTON_ST_T1_WA | 5599367000 | SP Energy Networks open data (API key): NDP SPM primary-group polygons + Capacity Heatmaps Information Model SPM + LTDS appendices 3/6 + NSHR
808 | 53.1 | 107-115, MARSH LANE | BOOTLE | L20 4JD | Sefton |  | Workshop And Premises | industrial | 1 | 1282.87 | 13809 | GIA | 38250 | Bootle Grid T1 / Kelloggs T1 / Pacific Rd T1 / Washington St T1 / Waterloo T1 | inside-area | 1 | BOOTLE GT1 / LITHERLAND GT1A | KIRKBY | SPM | 17.3 | primary | 17.262 | Green | 37.5 | 19.812 | thermal | 2.1 | 17.9 | 5.3 | 20 | 12.7 | BOOTLE GT1 / LITHERLAND GT1B | 21.4789 | GREEN | 0 |  |  | 0 | 0 | 0 | 37.5 |  |  |  |  | Green (Over 5% headroom) | 123351 | 100 | 2.04 | 58 | 33 | 1527505 | [9 empty] | Lister Drive | KIRKBY | 4 | 514 | 514 | 400 | 0 | 0 | 2027-08 | 41059753 | Offices and Workshop Businesses | 1154 | E | Natural Gas | 3 |  | Heating and Natural Ventilation | 2022-11-16 |  | 0.67 | FALSE | 53.4554 | -3.0007 | SPM-BOOTLE_GRID_T1_KELLOGGS_T1_PACIFIC_RD_T1_WASHINGTON_ST_T1_WA | 3750156000 | SP Energy Networks open data (API key): NDP SPM primary-group polygons + Capacity Heatmaps Information Model SPM + LTDS appendices 3/6 + NSHR
809 | 53.1 | BAY 4 10, PACIFIC ROAD | BOOTLE | L20 4DX | Sefton |  | Warehouse And Premises | industrial | 1 | 1081.9 | 11645 | GIA | 35750 | Bootle Grid T1 / Kelloggs T1 / Pacific Rd T1 / Washington St T1 / Waterloo T1 | inside-area | 1.15 | BOOTLE GT1 / LITHERLAND GT1A | KIRKBY | SPM | 17.3 | primary | 17.262 | Green | 37.5 | 19.812 | thermal | 2.1 | 17.9 | 5.3 | 20 | 12.7 | BOOTLE GT1 / LITHERLAND GT1B | 21.4789 | GREEN | 0 |  |  | 0 | 0 | 0 | 37.5 |  |  |  |  | Green (Over 5% headroom) | 123351 | 100 | 1.72 | 27 | 33 | 1529669 | [9 empty] | Lister Drive | KIRKBY | 4 | 514 | 514 | 400 | 0 | 0 | 2027-08 | 41226630 | B8 Storage or Distribution | 984 | D | Grid Supplied Electricity | 3 |  | Heating and Natural Ventilation | 2015-08-10 |  | 1 | FALSE | 53.453 | -3.0013 | SPM-BOOTLE_GRID_T1_KELLOGGS_T1_PACIFIC_RD_T1_WASHINGTON_ST_T1_WA | 4310850000 | SP Energy Networks open data (API key): NDP SPM primary-group polygons + Capacity Heatmaps Information Model SPM + LTDS appendices 3/6 + NSHR
810 | 53.1 | 60-66, IRLAM ROAD | BOOTLE | L20 4BR | Sefton |  | Factory And Premises | industrial | 1 | 1056.76 | 11375 | GIA | 42000 | Bootle Grid T1 / Kelloggs T1 / Pacific Rd T1 / Washington St T1 / Waterloo T1 | inside-area | 1.29 | BOOTLE GT1 / LITHERLAND GT1A | KIRKBY | SPM | 17.3 | primary | 17.262 | Green | 37.5 | 19.812 | thermal | 2.1 | 17.9 | 5.3 | 20 | 12.7 | BOOTLE GT1 / LITHERLAND GT1B | 21.4789 | GREEN | 0 |  |  | 0 | 0 | 0 | 37.5 |  |  |  |  | Green (Over 5% headroom) | 123351 | 100 | 1.68 | 63 | 33 | 1529939 | [9 empty] | Lister Drive | KIRKBY | 4 | 514 | 514 | 400 | 0 | 0 | 2027-08 | [12 empty] | 53.4521 | -2.9998 | SPM-BOOTLE_GRID_T1_KELLOGGS_T1_PACIFIC_RD_T1_WASHINGTON_ST_T1_WA | 518105134 | SP Energy Networks open data (API key): NDP SPM primary-group polygons + Capacity Heatmaps Information Model SPM + LTDS appendices 3/6 + NSHR
811 | 53 | TESCO, ALTCAR ROAD | LIVERPOOL | L37 8DL | Sefton |  | Superstore Petrol Filling Station And Premises | bigbox | 1 | 6228.31 | 67041 | GIA | 1410000 | Burlington Ave T1 / Freshfield T1 / Marsh Brows T1 / Southport Rd T1 | inside-area | 0.42 | AINTREE GT1 / FORMBY GT2A / LITHERLAND GT1B | KIRKBY | SPM | 13.5 | primary | 13.487 | Green | 28 | 14.513 | thermal | 0 | 0 | 5.2 | 0 | 9.9 | AINTREE GT1 / FORMBY GT2A / LITHERLAND GT1A | 24.7 | GREEN | 1.5 |  |  | 0 | 0 | 0 | 28 |  |  |  |  | Green (Over 5% headroom) | 96257 | 100 | 9.9 | 561 | 3 | 135582 | [9 empty] | Lister Drive | KIRKBY | 4 | 514 | 514 | 400 | 0 | 0 | 2027-08 | [12 empty] | 53.554 | -3.0417 | SPM-BURLINGTON_AVE_T1_FRESHFIELD_T1_MARSH_BROWS_T1_SOUTHPORT_RD_ | 9332508000 | SP Energy Networks open data (API key): NDP SPM primary-group polygons + Capacity Heatmaps Information Model SPM + LTDS appendices 3/6 + NSHR
812 | 53 | WAITROSE, THREE TUNS LANE | LIVERPOOL | L37 4AJ | Sefton |  | Superstore And Premises | bigbox | 1 | 3807.75 | 40986 | GIA | 710000 | Burlington Ave T1 / Freshfield T1 / Marsh Brows T1 / Southport Rd T1 | inside-area | 0.76 | AINTREE GT1 / FORMBY GT2A / LITHERLAND GT1B | KIRKBY | SPM | 13.5 | primary | 13.487 | Green | 28 | 14.513 | thermal | 0 | 0 | 5.2 | 0 | 9.9 | AINTREE GT1 / FORMBY GT2A / LITHERLAND GT1A | 24.7 | GREEN | 1.5 |  |  | 0 | 0 | 0 | 28 |  |  |  |  | Green (Over 5% headroom) | 96257 | 100 | 6.05 | 343 | 3 | 161637 | [9 empty] | Lister Drive | KIRKBY | 4 | 514 | 514 | 400 | 0 | 0 | 2027-08 | [12 empty] | 53.5555 | -3.0584 | SPM-BURLINGTON_AVE_T1_FRESHFIELD_T1_MARSH_BROWS_T1_SOUTHPORT_RD_ | 11670003000 | SP Energy Networks open data (API key): NDP SPM primary-group polygons + Capacity Heatmaps Information Model SPM + LTDS appendices 3/6 + NSHR
813 | 53 | HOME BARGAINS 94, STEPHENSON WAY | LIVERPOOL | L37 8EG | Sefton |  | Retail Warehouse And Premises | bigbox | 1 | 3675 | 39557 | GIA | 255000 | Burlington Ave T1 / Freshfield T1 / Marsh Brows T1 / Southport Rd T1 | inside-area | 0.38 | AINTREE GT1 / FORMBY GT2A / LITHERLAND GT1B | KIRKBY | SPM | 13.5 | primary | 13.487 | Green | 28 | 14.513 | thermal | 0 | 0 | 5.2 | 0 | 9.9 | AINTREE GT1 / FORMBY GT2A / LITHERLAND GT1A | 24.7 | GREEN | 1.5 |  |  | 0 | 0 | 0 | 28 |  |  |  |  | Green (Over 5% headroom) | 96257 | 100 | 5.84 | 331 | 3 | 163066 | [9 empty] | Lister Drive | KIRKBY | 4 | 514 | 514 | 400 | 0 | 0 | 2027-08 | 41092009 | A1/A2 Retail and Financial/Professional services | 2725 | C | Natural Gas | 3 | 1 | Heating and Natural Ventilation | 2017-11-15 |  | 0.5 | FALSE | 53.5548 | -3.0417 | SPM-BURLINGTON_AVE_T1_FRESHFIELD_T1_MARSH_BROWS_T1_SOUTHPORT_RD_ | 13835680000 | SP Energy Networks open data (API key): NDP SPM primary-group polygons + Capacity Heatmaps Information Model SPM + LTDS appendices 3/6 + NSHR
814 | 52.9 | UNITS 1 & 15 PREMIER PARK 35, ROAD ONE | WINSFORD | CW7 3PH | Cheshire West And Chester |  | Factory And Premises; Warehouse And Premises | industrial | 6 | 13737.3 | 147867 | GIA | 788500 | Taco Plastics T1 / Taco Plastics T2 / United Peripherals T1 | inside-area | 0.25 | HARTFORD GT1 / LOSTOCK GT2 / WINSFORD GT1 / WINSFORD GT2 | CARRINGTON - FIDDLERS FERRY | SPM | 9.7 | primary | 9.7264 | Green | 20 | 10.2736 | thermal | 0 | 0 | 0 | 0 | 8.9 | HARTFORD GT1 / LOSTOCK GT2 / WINSFORD GT1 / WINSFORD GT2 | 35.88 | GREEN | 0 |  |  | 0 | 0 | 0 | 20 |  |  |  |  | Green (Over 5% headroom) | 69162 | 47 | 21.83 | 824 | 17 | 1734427 | [9 empty] | Frodsham | CARRINGTON | 5 | 2186.9 | 2186.9 | 0 | 0 | 930 | 2026-05 | 10013203285 | Storage or Distribution | 2815 | C | Natural Gas | 3 |  | Heating and Natural Ventilation | 2025-09-22 |  | 1 | FALSE | 53.2018 | -2.4998 | SPM-TACO_PLASTICS_T1_TACO_PLASTICS_T2_UNITED_PERIPHERALS_T1 | 13766483000;13766738000;13766536000;13766633000;13767487000;13767508000 | SP Energy Networks open data (API key): NDP SPM primary-group polygons + Capacity Heatmaps Information Model SPM + LTDS appendices 3/6 + NSHR
815 | 52.9 | ADVANCED MEDICAL SOLUTIONS LTD, PREMIER PARK 33, ROAD ONE | WINSFORD | CW7 3RT | Cheshire West And Chester |  | Factory And Premises | industrial | 1 | 12822.59 | 138021 | GIA | 795000 | Taco Plastics T1 / Taco Plastics T2 / United Peripherals T1 | inside-area | 0.37 | HARTFORD GT1 / LOSTOCK GT2 / WINSFORD GT1 / WINSFORD GT2 | CARRINGTON - FIDDLERS FERRY | SPM | 9.7 | primary | 9.7264 | Green | 20 | 10.2736 | thermal | 0 | 0 | 0 | 0 | 8.9 | HARTFORD GT1 / LOSTOCK GT2 / WINSFORD GT1 / WINSFORD GT2 | 35.88 | GREEN | 0 |  |  | 0 | 0 | 0 | 20 |  |  |  |  | Green (Over 5% headroom) | 69162 | 50 | 20.38 | 769 | 17 | 1744273 | [9 empty] | Frodsham | CARRINGTON | 5 | 2186.9 | 2186.9 | 0 | 0 | 930 | 2026-05 | [12 empty] | 53.201 | -2.5021 | SPM-TACO_PLASTICS_T1_TACO_PLASTICS_T2_UNITED_PERIPHERALS_T1 | 14200019000 | SP Energy Networks open data (API key): NDP SPM primary-group polygons + Capacity Heatmaps Information Model SPM + LTDS appendices 3/6 + NSHR
816 | 52.9 | TIGER TRAILERS, ROAD ONE, WINSFORD INDUSTRIAL ESTATE | WINSFORD | CW7 3RL | Cheshire West And Chester |  | Factory And Premises | industrial | 1 | 11920.67 | 128313 | GIA | 900000 | Taco Plastics T1 / Taco Plastics T2 / United Peripherals T1 | inside-area | 0.36 | HARTFORD GT1 / LOSTOCK GT2 / WINSFORD GT1 / WINSFORD GT2 | CARRINGTON - FIDDLERS FERRY | SPM | 9.7 | primary | 9.7264 | Green | 20 | 10.2736 | thermal | 0 | 0 | 0 | 0 | 8.9 | HARTFORD GT1 / LOSTOCK GT2 / WINSFORD GT1 / WINSFORD GT2 | 35.88 | GREEN | 0 |  |  | 0 | 0 | 0 | 20 |  |  |  |  | Green (Over 5% headroom) | 69162 | 54 | 18.94 | 715 | 17 | 1753981 | [9 empty] | Frodsham | CARRINGTON | 5 | 2186.9 | 2186.9 | 0 | 0 | 930 | 2026-05 | 10093982912 | B2 to B7 General Industrial and Special Industrial Groups | 15681 | A | Natural Gas | 5 | 2 | Heating and Natural Ventilation | 2018-12-12 |  | 1 | FALSE | 53.2037 | -2.4978 | SPM-TACO_PLASTICS_T1_TACO_PLASTICS_T2_UNITED_PERIPHERALS_T1 | 12036453000 | SP Energy Networks open data (API key): NDP SPM primary-group polygons + Capacity Heatmaps Information Model SPM + LTDS appendices 3/6 + NSHR
817 | 52.9 | HARRIS (WINSFORD) LTD, BOSTOCK ROAD | WINSFORD | CW7 3BB | Cheshire West And Chester |  | Factory And Premises | industrial | 1 | 11778.1 | 126778 | GIA | 477500 | Taco Plastics T1 / Taco Plastics T2 / United Peripherals T1 | inside-area | 0.73 | HARTFORD GT1 / LOSTOCK GT2 / WINSFORD GT1 / WINSFORD GT2 | CARRINGTON - FIDDLERS FERRY | SPM | 9.7 | primary | 9.7264 | Green | 20 | 10.2736 | thermal | 0 | 0 | 0 | 0 | 8.9 | HARTFORD GT1 / LOSTOCK GT2 / WINSFORD GT1 / WINSFORD GT2 | 35.88 | GREEN | 0 |  |  | 0 | 0 | 0 | 20 |  |  |  |  | Green (Over 5% headroom) | 69162 | 55 | 18.72 | 707 | 17 | 1755516 | [9 empty] | Frodsham | CARRINGTON | 5 | 2186.9 | 2186.9 | 0 | 0 | 930 | 2026-05 | [12 empty] | 53.2051 | -2.5043 | SPM-TACO_PLASTICS_T1_TACO_PLASTICS_T2_UNITED_PERIPHERALS_T1 | 321711133 | SP Energy Networks open data (API key): NDP SPM primary-group polygons + Capacity Heatmaps Information Model SPM + LTDS appendices 3/6 + NSHR
818 | 52.9 | G PARK, PORTAL WAY | LIVERPOOL | L11 0JA | Liverpool |  | Warehouse & Premises | industrial | 1 | 10677.14 | 114928 | GIA | 745000 | Kirkby Central T1 / Northwood T1 / Tower Hill (Bank La) T1 / Westvale T1 | inside-area | 2.1 | GILLMOSS GT1 / KIRKBY GT2 / SIMONSWOOD GT1 | KIRKBY | SPM | 9.7 | primary | 9.6936 | Green | 30 | 20.3064 | thermal | 0 | 0 | 0 | 0 | 5.1 | GILLMOSS GT1 / KIRKBY GT2 / SIMONSWOOD GT1 | 37.36 | GREEN | 0 |  |  | 0 | 0 | 0 | 30 |  |  |  |  | Green (Over 5% headroom) | 69162 | 60 | 16.97 | 267 | 9 | 1639704 | [9 empty] | Kirkby (_D) | KIRKBY | 4 | 514 | 514 | 400 | 0 | 0 | 2027-08 | 38313973 | B8 Storage or Distribution | 7210 | A | Natural Gas | 5 | 2 | Air Conditioning | 2016-07-29 |  | 0.5 | FALSE | 53.4642 | -2.8953 | SPM-KIRKBY_CENTRAL_T1_NORTHWOOD_T1_TOWER_HILL_BANK_LA_T1_WESTVAL | 10992385000 | SP Energy Networks open data (API key): NDP SPM primary-group polygons + Capacity Heatmaps Information Model SPM + LTDS appendices 3/6 + NSHR
819 | 52.9 | 16 ROAD ONE, WINSFORD INDUSTRIAL ESTATE | WINSFORD | CW7 3RL | Cheshire West And Chester |  | Warehouse And Premises | industrial | 1 | 9754.6 | 104998 | GIA | 570000 | Taco Plastics T1 / Taco Plastics T2 / United Peripherals T1 | inside-area | 0.36 | HARTFORD GT1 / LOSTOCK GT2 / WINSFORD GT1 / WINSFORD GT2 | CARRINGTON - FIDDLERS FERRY | SPM | 9.7 | primary | 9.7264 | Green | 20 | 10.2736 | thermal | 0 | 0 | 0 | 0 | 8.9 | HARTFORD GT1 / LOSTOCK GT2 / WINSFORD GT1 / WINSFORD GT2 | 35.88 | GREEN | 0 |  |  | 0 | 0 | 0 | 20 |  |  |  |  | Green (Over 5% headroom) | 69162 | 66 | 15.5 | 244 | 17 | 1777296 | [9 empty] | Frodsham | CARRINGTON | 5 | 2186.9 | 2186.9 | 0 | 0 | 930 | 2026-05 | 10011724902 | B2 to B7 General Industrial and Special Industrial Groups | 10117 | C | Grid Supplied Electricity | 3 |  | Heating and Natural Ventilation | 2017-05-15 |  | 0.67 | FALSE | 53.2037 | -2.4978 | SPM-TACO_PLASTICS_T1_TACO_PLASTICS_T2_UNITED_PERIPHERALS_T1 | 9609603000 | SP Energy Networks open data (API key): NDP SPM primary-group polygons + Capacity Heatmaps Information Model SPM + LTDS appendices 3/6 + NSHR
820 | 52.9 | UNIT 11, SMOKEHALL LANE | WINSFORD | CW7 3BE | Cheshire West And Chester |  | Warehouse And Premises | industrial | 3 | 9217.95 | 99221 | GIA | 348500 | Taco Plastics T1 / Taco Plastics T2 / United Peripherals T1 | inside-area | 1.12 | HARTFORD GT1 / LOSTOCK GT2 / WINSFORD GT1 / WINSFORD GT2 | CARRINGTON - FIDDLERS FERRY | SPM | 9.7 | primary | 9.7264 | Green | 20 | 10.2736 | thermal | 0 | 0 | 0 | 0 | 8.9 | HARTFORD GT1 / LOSTOCK GT2 / WINSFORD GT1 / WINSFORD GT2 | 35.88 | GREEN | 0 |  |  | 0 | 0 | 0 | 20 |  |  |  |  | Green (Over 5% headroom) | 69162 | 70 | 14.65 | 230 | 17 | 1783073 | [9 empty] | Frodsham | CARRINGTON | 5 | 2186.9 | 2186.9 | 0 | 0 | 930 | 2026-05 | 10096140629 | Storage or Distribution | 3806 | B | Other | 3 |  | Unconditioned | 2026-03-03 |  | 1 | FALSE | 53.2087 | -2.5064 | SPM-TACO_PLASTICS_T1_TACO_PLASTICS_T2_UNITED_PERIPHERALS_T1 | 14091811000;14091768000;14091813000 | SP Energy Networks open data (API key): NDP SPM primary-group polygons + Capacity Heatmaps Information Model SPM + LTDS appendices 3/6 + NSHR
821 | 52.9 | MITRAS AUTOMOTIVE (UK) LTD, ROAD ONE, INDUSTRIAL ESTATE | WINSFORD | CW7 3QP | Cheshire West And Chester |  | Factory And Premises | industrial | 1 | 8159.1 | 87824 | GIA | 302500 | Taco Plastics T1 / Taco Plastics T2 / United Peripherals T1 | inside-area | 0.09 | HARTFORD GT1 / LOSTOCK GT2 / WINSFORD GT1 / WINSFORD GT2 | CARRINGTON - FIDDLERS FERRY | SPM | 9.7 | primary | 9.7264 | Green | 20 | 10.2736 | thermal | 0 | 0 | 0 | 0 | 8.9 | HARTFORD GT1 / LOSTOCK GT2 / WINSFORD GT1 / WINSFORD GT2 | 35.88 | GREEN | 0 |  |  | 0 | 0 | 0 | 20 |  |  |  |  | Green (Over 5% headroom) | 69162 | 79 | 12.97 | 490 | 17 | 1794470 | [9 empty] | Frodsham | CARRINGTON | 5 | 2186.9 | 2186.9 | 0 | 0 | 930 | 2026-05 | 100012603531 | B8 Storage or Distribution | 17596 | E | Natural Gas | 4 |  | Heating and Natural Ventilation | 2017-08-25 |  | 0.67 | FALSE | 53.2003 | -2.4979 | SPM-TACO_PLASTICS_T1_TACO_PLASTICS_T2_UNITED_PERIPHERALS_T1 | 1094777000 | SP Energy Networks open data (API key): NDP SPM primary-group polygons + Capacity Heatmaps Information Model SPM + LTDS appendices 3/6 + NSHR
822 | 52.9 | UNIT 12, ROAD ONE, NAVIGATION PARK, INDUSTRIAL ESTATE | WINSFORD | CW7 3RL | Cheshire West And Chester |  | Warehouse And Premises | industrial | 1 | 5378.1 | 57889 | GIA | 228000 | Taco Plastics T1 / Taco Plastics T2 / United Peripherals T1 | inside-area | 0.36 | HARTFORD GT1 / LOSTOCK GT2 / WINSFORD GT1 / WINSFORD GT2 | CARRINGTON - FIDDLERS FERRY | SPM | 9.7 | primary | 9.7264 | Green | 20 | 10.2736 | thermal | 0 | 0 | 0 | 0 | 8.9 | HARTFORD GT1 / LOSTOCK GT2 / WINSFORD GT1 / WINSFORD GT2 | 35.88 | GREEN | 0 |  |  | 0 | 0 | 0 | 20 |  |  |  |  | Green (Over 5% headroom) | 69162 | 100 | 8.55 | 134 | 17 | 1824405 | [9 empty] | Frodsham | CARRINGTON | 5 | 2186.9 | 2186.9 | 0 | 0 | 930 | 2026-05 |  | General Industrial and Special Industrial Groups | 3896 | D | Natural Gas | 5 | 2 | Heating and Natural Ventilation | 2026-09-03 |  | 1 | FALSE | 53.2037 | -2.4978 | SPM-TACO_PLASTICS_T1_TACO_PLASTICS_T2_UNITED_PERIPHERALS_T1 | 10137786000 | SP Energy Networks open data (API key): NDP SPM primary-group polygons + Capacity Heatmaps Information Model SPM + LTDS appendices 3/6 + NSHR
823 | 52.9 | UNITS 10 & 11, NAVIGATION PARK, ROAD ONE | WINSFORD | CW7 3RL | Cheshire West And Chester |  | Warehouse And Premises | industrial | 1 | 5145.41 | 55385 | GIA | 340000 | Taco Plastics T1 / Taco Plastics T2 / United Peripherals T1 | inside-area | 0.36 | HARTFORD GT1 / LOSTOCK GT2 / WINSFORD GT1 / WINSFORD GT2 | CARRINGTON - FIDDLERS FERRY | SPM | 9.7 | primary | 9.7264 | Green | 20 | 10.2736 | thermal | 0 | 0 | 0 | 0 | 8.9 | HARTFORD GT1 / LOSTOCK GT2 / WINSFORD GT1 / WINSFORD GT2 | 35.88 | GREEN | 0 |  |  | 0 | 0 | 0 | 20 |  |  |  |  | Green (Over 5% headroom) | 69162 | 100 | 8.18 | 129 | 17 | 1826909 | [9 empty] | Frodsham | CARRINGTON | 5 | 2186.9 | 2186.9 | 0 | 0 | 930 | 2026-05 | 10011719418 | General Industrial and Special Industrial Groups | 2717 | E | Natural Gas | 3 | 2 | Heating and Natural Ventilation | 2024-11-20 |  | 0.75 | FALSE | 53.2037 | -2.4978 | SPM-TACO_PLASTICS_T1_TACO_PLASTICS_T2_UNITED_PERIPHERALS_T1 | 14168554000 | SP Energy Networks open data (API key): NDP SPM primary-group polygons + Capacity Heatmaps Information Model SPM + LTDS appendices 3/6 + NSHR
824 | 52.9 | HENRY SMITH LTD, DEAKINS ROAD | WINSFORD | CW7 3BW | Cheshire West And Chester |  | Factory And Premises | industrial | 1 | 4438.1 | 47771 | GIA | 122000 | Taco Plastics T1 / Taco Plastics T2 / United Peripherals T1 | inside-area | 1.19 | HARTFORD GT1 / LOSTOCK GT2 / WINSFORD GT1 / WINSFORD GT2 | CARRINGTON - FIDDLERS FERRY | SPM | 9.7 | primary | 9.7264 | Green | 20 | 10.2736 | thermal | 0 | 0 | 0 | 0 | 8.9 | HARTFORD GT1 / LOSTOCK GT2 / WINSFORD GT1 / WINSFORD GT2 | 35.88 | GREEN | 0 |  |  | 0 | 0 | 0 | 20 |  |  |  |  | Green (Over 5% headroom) | 69162 | 100 | 7.05 | 266 | 17 | 1834523 | [9 empty] | Frodsham | CARRINGTON | 5 | 2186.9 | 2186.9 | 0 | 0 | 930 | 2026-05 | [12 empty] | 53.2084 | -2.5086 | SPM-TACO_PLASTICS_T1_TACO_PLASTICS_T2_UNITED_PERIPHERALS_T1 | 1437488000 | SP Energy Networks open data (API key): NDP SPM primary-group polygons + Capacity Heatmaps Information Model SPM + LTDS appendices 3/6 + NSHR
825 | 52.9 | AMBASSADOR PACKAGING LIMITED, ROAD ONE, INDUSTRIAL ESTATE | WINSFORD | CW7 3QB | Cheshire West And Chester |  | Warehouse And Premises | industrial | 1 | 3041 | 32733 | GIA | 179000 | Taco Plastics T1 / Taco Plastics T2 / United Peripherals T1 | inside-area | 0.6 | HARTFORD GT1 / LOSTOCK GT2 / WINSFORD GT1 / WINSFORD GT2 | CARRINGTON - FIDDLERS FERRY | SPM | 9.7 | primary | 9.7264 | Green | 20 | 10.2736 | thermal | 0 | 0 | 0 | 0 | 8.9 | HARTFORD GT1 / LOSTOCK GT2 / WINSFORD GT1 / WINSFORD GT2 | 35.88 | GREEN | 0 |  |  | 0 | 0 | 0 | 20 |  |  |  |  | Green (Over 5% headroom) | 69162 | 100 | 4.83 | 76 | 17 | 1849561 | [9 empty] | Frodsham | CARRINGTON | 5 | 2186.9 | 2186.9 | 0 | 0 | 930 | 2026-05 | 100012603490 | B8 Storage or Distribution | 3156 | C | Natural Gas | 3 | 2 | Air Conditioning | 2019-11-29 |  | 0.5 | FALSE | 53.2058 | -2.4987 | SPM-TACO_PLASTICS_T1_TACO_PLASTICS_T2_UNITED_PERIPHERALS_T1 | 426251000 | SP Energy Networks open data (API key): NDP SPM primary-group polygons + Capacity Heatmaps Information Model SPM + LTDS appendices 3/6 + NSHR
826 | 52.9 | UNIT 1, ROAD SIX, WINSFORD INDUSTRIAL ESTATE | WINSFORD | CW7 3QF | Cheshire West And Chester |  | Warehouse And Premises | industrial | 1 | 2809.26 | 30239 | GIA | 119000 | Taco Plastics T1 / Taco Plastics T2 / United Peripherals T1 | inside-area | 0.79 | HARTFORD GT1 / LOSTOCK GT2 / WINSFORD GT1 / WINSFORD GT2 | CARRINGTON - FIDDLERS FERRY | SPM | 9.7 | primary | 9.7264 | Green | 20 | 10.2736 | thermal | 0 | 0 | 0 | 0 | 8.9 | HARTFORD GT1 / LOSTOCK GT2 / WINSFORD GT1 / WINSFORD GT2 | 35.88 | GREEN | 0 |  |  | 0 | 0 | 0 | 20 |  |  |  |  | Green (Over 5% headroom) | 69162 | 100 | 4.46 | 70 | 17 | 1852055 | [9 empty] | Frodsham | CARRINGTON | 5 | 2186.9 | 2186.9 | 0 | 0 | 930 | 2026-05 | 10096140467 | Storage or Distribution | 5709 | A | Grid Supplied Electricity | 5 | 1 | Heating and Natural Ventilation | 2023-10-11 |  | 0.67 | FALSE | 53.2072 | -2.5003 | SPM-TACO_PLASTICS_T1_TACO_PLASTICS_T2_UNITED_PERIPHERALS_T1 | 14419053000 | SP Energy Networks open data (API key): NDP SPM primary-group polygons + Capacity Heatmaps Information Model SPM + LTDS appendices 3/6 + NSHR
827 | 52.9 | THE POST AND COLUMN CO LTD, ROAD FOUR, INDUSTRIAL ESTATE | WINSFORD | CW7 3RS | Cheshire West And Chester |  | Workshop And Premises | industrial | 1 | 2669.65 | 28736 | GIA | 100000 | Taco Plastics T1 / Taco Plastics T2 / United Peripherals T1 | inside-area | 0.32 | HARTFORD GT1 / LOSTOCK GT2 / WINSFORD GT1 / WINSFORD GT2 | CARRINGTON - FIDDLERS FERRY | SPM | 9.7 | primary | 9.7264 | Green | 20 | 10.2736 | thermal | 0 | 0 | 0 | 0 | 8.9 | HARTFORD GT1 / LOSTOCK GT2 / WINSFORD GT1 / WINSFORD GT2 | 35.88 | GREEN | 0 |  |  | 0 | 0 | 0 | 20 |  |  |  |  | Green (Over 5% headroom) | 69162 | 100 | 4.24 | 120 | 17 | 1853558 | [9 empty] | Frodsham | CARRINGTON | 5 | 2186.9 | 2186.9 | 0 | 0 | 930 | 2026-05 | [12 empty] | 53.1984 | -2.4998 | SPM-TACO_PLASTICS_T1_TACO_PLASTICS_T2_UNITED_PERIPHERALS_T1 | 4455712000 | SP Energy Networks open data (API key): NDP SPM primary-group polygons + Capacity Heatmaps Information Model SPM + LTDS appendices 3/6 + NSHR
828 | 52.9 | UNIT 6A & 6B, SMOKEHALL LANE | WINSFORD | CW7 3BE | Cheshire West And Chester |  | Warehouse And Premises | industrial | 1 | 2144.38 | 23082 | GIA | 85500 | Taco Plastics T1 / Taco Plastics T2 / United Peripherals T1 | inside-area | 1.12 | HARTFORD GT1 / LOSTOCK GT2 / WINSFORD GT1 / WINSFORD GT2 | CARRINGTON - FIDDLERS FERRY | SPM | 9.7 | primary | 9.7264 | Green | 20 | 10.2736 | thermal | 0 | 0 | 0 | 0 | 8.9 | HARTFORD GT1 / LOSTOCK GT2 / WINSFORD GT1 / WINSFORD GT2 | 35.88 | GREEN | 0 |  |  | 0 | 0 | 0 | 20 |  |  |  |  | Green (Over 5% headroom) | 69162 | 100 | 3.41 | 54 | 17 | 1859212 | [9 empty] | Frodsham | CARRINGTON | 5 | 2186.9 | 2186.9 | 0 | 0 | 930 | 2026-05 | 10096140636 | Storage or Distribution | 777 | B | Other | 3 |  | Unconditioned | 2026-03-03 |  | 0.5 | FALSE | 53.2087 | -2.5064 | SPM-TACO_PLASTICS_T1_TACO_PLASTICS_T2_UNITED_PERIPHERALS_T1 | 14652322000 | SP Energy Networks open data (API key): NDP SPM primary-group polygons + Capacity Heatmaps Information Model SPM + LTDS appendices 3/6 + NSHR
829 | 52.7 | BANK OF AMERICA MERRILL LYNCH AMEDEO FINANCIAL CENTRE, CHESTER BUSINESS PARK, HERONS WAY, WREXHAM ROAD | CHESTER | CH4 9FE | Cheshire West And Chester |  | Offices And Premises | office | 1 | 9168.5 | 98689 | NIA | 1020000 | Herons Way T1 / Lache T1 / Mbna T1 / Smfs Kingsmeadow T1 | inside-area | 0.16 | CHESTER MAIN GT4 / CRANE BANK GT1 / GUILDEN SUTTON GT1 / SALTNEY G2A | CAPENHURST | SPM | 17 | primary | 17.012 | Green | 30 | 10.843 | thermal | 8.6 | 0.3 | 0.3 | 8.9 | 17.3 | CHESTER MAIN GT4 / CRANE BANK GT1 / GUILDEN SUTTON GT1 / SALTNEY G2A | 31.649 | GREEN | 39.8 |  |  | 0 | 0 | 0 | 30 |  |  |  |  | Green (Over 5% headroom) | 121212 | 100 | 14.57 | 642 | 15 | 874848 | [9 empty] | Capenhurst | CAPENHURST | 4 | 896.6 | 896.6 | 0 | 0 | 304 | 2029-10 | [12 empty] | 53.1594 | -2.8972 | SPM-HERONS_WAY_T1_LACHE_T1_MBNA_T1_SMFS_KINGSMEADOW_T1 | 11124250000 | SP Energy Networks open data (API key): NDP SPM primary-group polygons + Capacity Heatmaps Information Model SPM + LTDS appendices 3/6 + NSHR
830 | 52.7 | BRISTOL MYERS SQUIBB LTD AT LAKEWOOD, CHESTER BUSINESS PARK, WREXHAM ROAD | CHESTER | CH4 9QT | Cheshire West And Chester |  | Offices And Premises | office | 1 | 5100.57 | 54902 | NIA | 580000 | Herons Way T1 / Lache T1 / Mbna T1 / Smfs Kingsmeadow T1 | inside-area | 0.53 | CHESTER MAIN GT4 / CRANE BANK GT1 / GUILDEN SUTTON GT1 / SALTNEY G2A | CAPENHURST | SPM | 17 | primary | 17.012 | Green | 30 | 10.843 | thermal | 8.6 | 0.3 | 0.3 | 8.9 | 17.3 | CHESTER MAIN GT4 / CRANE BANK GT1 / GUILDEN SUTTON GT1 / SALTNEY G2A | 31.649 | GREEN | 39.8 |  |  | 0 | 0 | 0 | 30 |  |  |  |  | Green (Over 5% headroom) | 121212 | 100 | 8.11 | 357 | 15 | 918635 | [9 empty] | Capenhurst | CAPENHURST | 4 | 896.6 | 896.6 | 0 | 0 | 304 | 2029-10 | [12 empty] | 53.1586 | -2.9025 | SPM-HERONS_WAY_T1_LACHE_T1_MBNA_T1_SMFS_KINGSMEADOW_T1 | 292679132 | SP Energy Networks open data (API key): NDP SPM primary-group polygons + Capacity Heatmaps Information Model SPM + LTDS appendices 3/6 + NSHR
831 | 52.7 | STANSFIELD HOUSE, CHESTER BUSINESS PARK, HERONS WAY, WREXHAM ROAD | CHESTER | CH4 9QQ | Cheshire West And Chester |  | Offices And Premises | office | 1 | 3393 | 36522 | NIA | 332500 | Herons Way T1 / Lache T1 / Mbna T1 / Smfs Kingsmeadow T1 | inside-area | 0.26 | CHESTER MAIN GT4 / CRANE BANK GT1 / GUILDEN SUTTON GT1 / SALTNEY G2A | CAPENHURST | SPM | 17 | primary | 17.012 | Green | 30 | 10.843 | thermal | 8.6 | 0.3 | 0.3 | 8.9 | 17.3 | CHESTER MAIN GT4 / CRANE BANK GT1 / GUILDEN SUTTON GT1 / SALTNEY G2A | 31.649 | GREEN | 39.8 |  |  | 0 | 0 | 0 | 30 |  |  |  |  | Green (Over 5% headroom) | 121212 | 100 | 5.39 | 238 | 15 | 937015 | [9 empty] | Capenhurst | CAPENHURST | 4 | 896.6 | 896.6 | 0 | 0 | 304 | 2029-10 | [12 empty] | 53.1606 | -2.8986 | SPM-HERONS_WAY_T1_LACHE_T1_MBNA_T1_SMFS_KINGSMEADOW_T1 | 13565043000 | SP Energy Networks open data (API key): NDP SPM primary-group polygons + Capacity Heatmaps Information Model SPM + LTDS appendices 3/6 + NSHR
832 | 52.7 | 1ST FLR HQ AT 58, NICHOLAS STREET | CHESTER | CH1 2NP | Cheshire West And Chester |  | Offices And Premises | office | 2 | 2989.97 | 32184 | NIA | 590000 | Herons Way T1 / Lache T1 / Mbna T1 / Smfs Kingsmeadow T1 | inside-area | 3 | CHESTER MAIN GT4 / CRANE BANK GT1 / GUILDEN SUTTON GT1 / SALTNEY G2A | CAPENHURST | SPM | 17 | primary | 17.012 | Green | 30 | 10.843 | thermal | 8.6 | 0.3 | 0.3 | 8.9 | 17.3 | CHESTER MAIN GT4 / CRANE BANK GT1 / GUILDEN SUTTON GT1 / SALTNEY G2A | 31.649 | GREEN | 39.8 |  |  | 0 | 0 | 0 | 30 |  |  |  |  | Green (Over 5% headroom) | 121212 | 100 | 4.75 | 209 | 15 | 941353 | [9 empty] | Capenhurst | CAPENHURST | 4 | 896.6 | 896.6 | 0 | 0 | 304 | 2029-10 | 10093983083 | A1/A2 Retail and Financial/Professional services | 150 | B | Grid Supplied Electricity | 3 |  | Heating and Natural Ventilation | 2016-12-13 |  | 1 | FALSE | 53.1869 | -2.8947 | SPM-HERONS_WAY_T1_LACHE_T1_MBNA_T1_SMFS_KINGSMEADOW_T1 | 11067489000;11067490000 | SP Energy Networks open data (API key): NDP SPM primary-group polygons + Capacity Heatmaps Information Model SPM + LTDS appendices 3/6 + NSHR
833 | 52.7 | PHASE 2 OFFICES SOUTH WING BUILDING 2, CHESTER BUSINESS PARK, HERONS WAY | CHESTER | CH4 9GA | Cheshire West And Chester |  | Offices And Premises | office | 1 | 2813.11 | 30280 | NIA | 332500 | Herons Way T1 / Lache T1 / Mbna T1 / Smfs Kingsmeadow T1 | inside-area | 0.67 | CHESTER MAIN GT4 / CRANE BANK GT1 / GUILDEN SUTTON GT1 / SALTNEY G2A | CAPENHURST | SPM | 17 | primary | 17.012 | Green | 30 | 10.843 | thermal | 8.6 | 0.3 | 0.3 | 8.9 | 17.3 | CHESTER MAIN GT4 / CRANE BANK GT1 / GUILDEN SUTTON GT1 / SALTNEY G2A | 31.649 | GREEN | 39.8 |  |  | 0 | 0 | 0 | 30 |  |  |  |  | Green (Over 5% headroom) | 121212 | 100 | 4.47 | 197 | 15 | 943257 | [9 empty] | Capenhurst | CAPENHURST | 4 | 896.6 | 896.6 | 0 | 0 | 304 | 2029-10 | [12 empty] | 53.1636 | -2.9029 | SPM-HERONS_WAY_T1_LACHE_T1_MBNA_T1_SMFS_KINGSMEADOW_T1 | 14404380000 | SP Energy Networks open data (API key): NDP SPM primary-group polygons + Capacity Heatmaps Information Model SPM + LTDS appendices 3/6 + NSHR
834 | 52.7 | PHASE 2 OFFICES NORTH WING BUILDING 2, CHESTER BUSINESS PARK, HERONS WAY | CHESTER | CH4 9GA | Cheshire West And Chester |  | Offices And Premises | office | 1 | 2519.11 | 27115 | NIA | 310000 | Herons Way T1 / Lache T1 / Mbna T1 / Smfs Kingsmeadow T1 | inside-area | 0.67 | CHESTER MAIN GT4 / CRANE BANK GT1 / GUILDEN SUTTON GT1 / SALTNEY G2A | CAPENHURST | SPM | 17 | primary | 17.012 | Green | 30 | 10.843 | thermal | 8.6 | 0.3 | 0.3 | 8.9 | 17.3 | CHESTER MAIN GT4 / CRANE BANK GT1 / GUILDEN SUTTON GT1 / SALTNEY G2A | 31.649 | GREEN | 39.8 |  |  | 0 | 0 | 0 | 30 |  |  |  |  | Green (Over 5% headroom) | 121212 | 100 | 4 | 176 | 15 | 946422 | [9 empty] | Capenhurst | CAPENHURST | 4 | 896.6 | 896.6 | 0 | 0 | 304 | 2029-10 | [12 empty] | 53.1636 | -2.9029 | SPM-HERONS_WAY_T1_LACHE_T1_MBNA_T1_SMFS_KINGSMEADOW_T1 | 14404394000 | SP Energy Networks open data (API key): NDP SPM primary-group polygons + Capacity Heatmaps Information Model SPM + LTDS appendices 3/6 + NSHR
835 | 52.7 | WINSTER HOUSE, CHESTER BUSINESS PARK, HERONS WAY | CHESTER | CH4 9QT | Cheshire West And Chester |  | Offices And Premises | office | 2 | 2452.08 | 26394 | NIA | 292000 | Herons Way T1 / Lache T1 / Mbna T1 / Smfs Kingsmeadow T1 | inside-area | 0.53 | CHESTER MAIN GT4 / CRANE BANK GT1 / GUILDEN SUTTON GT1 / SALTNEY G2A | CAPENHURST | SPM | 17 | primary | 17.012 | Green | 30 | 10.843 | thermal | 8.6 | 0.3 | 0.3 | 8.9 | 17.3 | CHESTER MAIN GT4 / CRANE BANK GT1 / GUILDEN SUTTON GT1 / SALTNEY G2A | 31.649 | GREEN | 39.8 |  |  | 0 | 0 | 0 | 30 |  |  |  |  | Green (Over 5% headroom) | 121212 | 100 | 3.9 | 172 | 15 | 947143 | [9 empty] | Capenhurst | CAPENHURST | 4 | 896.6 | 896.6 | 0 | 0 | 304 | 2029-10 | [12 empty] | 53.1586 | -2.9025 | SPM-HERONS_WAY_T1_LACHE_T1_MBNA_T1_SMFS_KINGSMEADOW_T1 | 14164215000;14164215000 | SP Energy Networks open data (API key): NDP SPM primary-group polygons + Capacity Heatmaps Information Model SPM + LTDS appendices 3/6 + NSHR
836 | 52.7 | CRESSINGTON A (PT), DOCK ROAD | LIVERPOOL | L19 2JR | Liverpool |  | Warehouse And Premises | industrial | 1 | 1625.8 | 17500 | GIA | 88500 | Aigburth Vale T1 / Ivy Ave T1 / Mather Ave T1 / Mossley Hill T1 / Wavertree T1 | inside-area | 2.87 | GARSTON GT2 / SPEKE GT3 / WAVERTREE GT1A | LISTER DRIVE | SPM | 17 | primary | 17.042 | Green | 37.5 | 18.823 | thermal | 8.2 | 6.8 | 0 | 15 | 14.8 | GARSTON GT2 / SPEKE GT3 / WAVERTREE GT1A | 54.021 | GREEN | 0 |  |  | 0 | 0 | 0 | 37.5 |  |  |  |  | Green (Over 5% headroom) | 121212 | 100 | 2.58 | 41 | 7 | 225732 | [9 empty] | Lister Drive | LISTER DRIVE | 2 | 114 | 114 | 0 | 57 | 20 | 2026-09 | [12 empty] | 53.3509 | -2.9053 | SPM-AIGBURTH_VALE_T1_IVY_AVE_T1_MATHER_AVE_T1_MOSSLEY_HILL_T1_WA | 14189457000 | SP Energy Networks open data (API key): NDP SPM primary-group polygons + Capacity Heatmaps Information Model SPM + LTDS appendices 3/6 + NSHR
837 | 52.7 | SABRE HOUSE, BRIDGE STREET | CHESTER | CH4 8SN | Flintshire |  | Warehouse And Premises | industrial | 1 | 1185.64 | 12762 | GIA | 36750 | Herons Way T1 / Lache T1 / Mbna T1 / Smfs Kingsmeadow T1 | inside-area | 3.19 | CHESTER MAIN GT4 / CRANE BANK GT1 / GUILDEN SUTTON GT1 / SALTNEY G2A | CAPENHURST | SPM | 17 | primary | 17.012 | Green | 30 | 10.843 | thermal | 8.6 | 0.3 | 0.3 | 8.9 | 17.3 | CHESTER MAIN GT4 / CRANE BANK GT1 / GUILDEN SUTTON GT1 / SALTNEY G2A | 31.649 | GREEN | 39.8 |  |  | 0 | 0 | 0 | 30 |  |  |  |  | Green (Over 5% headroom) | 121212 | 100 | 1.88 | 30 | 15 | 960775 | [9 empty] | Capenhurst | CAPENHURST | 4 | 896.6 | 896.6 | 0 | 0 | 304 | 2029-10 | 100100930104 | D2 General Assembly and Leisure plus Night Clubs and Theatres | 1191 | D | Natural Gas | 3 |  | Heating and Natural Ventilation | 2012-08-24 |  | 1 | FALSE | 53.1788 | -2.931 | SPM-HERONS_WAY_T1_LACHE_T1_MBNA_T1_SMFS_KINGSMEADOW_T1 | 6800821000 | SP Energy Networks open data (API key): NDP SPM primary-group polygons + Capacity Heatmaps Information Model SPM + LTDS appendices 3/6 + NSHR
838 | 52.7 | 190-194, ST MARYS ROAD | LIVERPOOL | L19 2JJ | Liverpool |  | Workshop And Premises | industrial | 1 | 1118.55 | 12040 | GIA | 22750 | Aigburth Vale T1 / Ivy Ave T1 / Mather Ave T1 / Mossley Hill T1 / Wavertree T1 | inside-area | 2.29 | GARSTON GT2 / SPEKE GT3 / WAVERTREE GT1A | LISTER DRIVE | SPM | 17 | primary | 17.042 | Green | 37.5 | 18.823 | thermal | 8.2 | 6.8 | 0 | 15 | 14.8 | GARSTON GT2 / SPEKE GT3 / WAVERTREE GT1A | 54.021 | GREEN | 0 |  |  | 0 | 0 | 0 | 37.5 |  |  |  |  | Green (Over 5% headroom) | 121212 | 100 | 1.78 | 50 | 7 | 231192 | [9 empty] | Lister Drive | LISTER DRIVE | 2 | 114 | 114 | 0 | 57 | 20 | 2026-09 | 38133130 | Offices and Workshop Businesses | 850 | C | Grid Supplied Electricity | 3 |  | Heating and Natural Ventilation | 2024-12-17 |  | 1 | FALSE | 53.3569 | -2.9045 | SPM-AIGBURTH_VALE_T1_IVY_AVE_T1_MATHER_AVE_T1_MOSSLEY_HILL_T1_WA | 12323123000 | SP Energy Networks open data (API key): NDP SPM primary-group polygons + Capacity Heatmaps Information Model SPM + LTDS appendices 3/6 + NSHR
839 | 52.7 | NORTH WEST STEVEDORES PROJECT 1, DOCK ROAD | LIVERPOOL | L19 2JN | Liverpool |  | Warehouse And Premises | industrial | 1 | 1008 | 10850 | GIA | 60500 | Aigburth Vale T1 / Ivy Ave T1 / Mather Ave T1 / Mossley Hill T1 / Wavertree T1 | inside-area | 2.67 | GARSTON GT2 / SPEKE GT3 / WAVERTREE GT1A | LISTER DRIVE | SPM | 17 | primary | 17.042 | Green | 37.5 | 18.823 | thermal | 8.2 | 6.8 | 0 | 15 | 14.8 | GARSTON GT2 / SPEKE GT3 / WAVERTREE GT1A | 54.021 | GREEN | 0 |  |  | 0 | 0 | 0 | 37.5 |  |  |  |  | Green (Over 5% headroom) | 121212 | 100 | 1.6 | 25 | 7 | 232382 | [9 empty] | Lister Drive | LISTER DRIVE | 2 | 114 | 114 | 0 | 57 | 20 | 2026-09 | [12 empty] | 53.3527 | -2.9059 | SPM-AIGBURTH_VALE_T1_IVY_AVE_T1_MATHER_AVE_T1_MOSSLEY_HILL_T1_WA | 6997291000 | SP Energy Networks open data (API key): NDP SPM primary-group polygons + Capacity Heatmaps Information Model SPM + LTDS appendices 3/6 + NSHR
840 | 52.7 | UNIT 9&10 GLACIER BUILDING, BRUNSWICK BUSINESS PARK | LIVERPOOL | L3 4BH | Liverpool |  | Warehouse And Premises; Workshop And Premises | industrial | 4 | 5787.32 | 62294 | GIA | 442000 | Beaumont St T1 / Dingle Vale T1 / Lark La T1 / Mdhb Brunswick Dock T1 | inside-area | 2.57 | LISTER DV B GT3 / SPARLING ST GT1 / WAVERTREE GT2 | LISTER DRIVE | SPM | 9.5 | primary | 9.49 | Green | 30 | 20.51 | thermal | 0 | 0 | 0 | 0 | 7.9 | LISTER DV B GT3 / SPARLING ST GT1 / WAVERTREE GT2 | 51.671 | GREEN | 0 |  |  | 0 | 0 | 0 | 30 |  |  |  |  | Green (Over 5% headroom) | 67736 | 100 | 9.2 | 260 | 14 | 487086 | [9 empty] | Lister Drive | LISTER DRIVE | 2 | 114 | 114 | 0 | 57 | 20 | 2026-09 | 38340752 | B8 Storage or Distribution | 1756 | C | Natural Gas | 5 |  | Heating and Natural Ventilation | 2022-02-02 |  | 0.75 | FALSE | 53.3803 | -2.9764 | SPM-BEAUMONT_ST_T1_DINGLE_VALE_T1_LARK_LA_T1_MDHB_BRUNSWICK_DOCK | 14041092000;8513293000;8513291000;10155508000 | SP Energy Networks open data (API key): NDP SPM primary-group polygons + Capacity Heatmaps Information Model SPM + LTDS appendices 3/6 + NSHR
841 | 52.7 | UNITS 17-20 GLACIER BUILDINGS, WEST HARRINGTON DOCK | LIVERPOOL | L3 4BH | Liverpool |  | Warehouse And Premises | industrial | 1 | 4253.2 | 45781 | GIA | 287500 | Beaumont St T1 / Dingle Vale T1 / Lark La T1 / Mdhb Brunswick Dock T1 | inside-area | 2.57 | LISTER DV B GT3 / SPARLING ST GT1 / WAVERTREE GT2 | LISTER DRIVE | SPM | 9.5 | primary | 9.49 | Green | 30 | 20.51 | thermal | 0 | 0 | 0 | 0 | 7.9 | LISTER DV B GT3 / SPARLING ST GT1 / WAVERTREE GT2 | 51.671 | GREEN | 0 |  |  | 0 | 0 | 0 | 30 |  |  |  |  | Green (Over 5% headroom) | 67736 | 100 | 6.76 | 106 | 14 | 503599 | [9 empty] | Lister Drive | LISTER DRIVE | 2 | 114 | 114 | 0 | 57 | 20 | 2026-09 | 38207540 | B2 to B7 General Industrial and Special Industrial Groups | 1260 | D | Natural Gas | 3 |  | Heating and Natural Ventilation | 2019-11-21 |  | 0.75 | FALSE | 53.3803 | -2.9764 | SPM-BEAUMONT_ST_T1_DINGLE_VALE_T1_LARK_LA_T1_MDHB_BRUNSWICK_DOCK | 9863901000 | SP Energy Networks open data (API key): NDP SPM primary-group polygons + Capacity Heatmaps Information Model SPM + LTDS appendices 3/6 + NSHR
842 | 52.7 | HARRISON WAY, BRUNSWICK BUSINESS PARK | LIVERPOOL | L3 4BG | Liverpool | KING & FOWLER LTD | Factory And Premises | industrial | 1 | 3223.6 | 34699 | GIA | 255000 | Beaumont St T1 / Dingle Vale T1 / Lark La T1 / Mdhb Brunswick Dock T1 | inside-area | 2.55 | LISTER DV B GT3 / SPARLING ST GT1 / WAVERTREE GT2 | LISTER DRIVE | SPM | 9.5 | primary | 9.49 | Green | 30 | 20.51 | thermal | 0 | 0 | 0 | 0 | 7.9 | LISTER DV B GT3 / SPARLING ST GT1 / WAVERTREE GT2 | 51.671 | GREEN | 0 |  |  | 0 | 0 | 0 | 30 |  |  |  |  | Green (Over 5% headroom) | 67736 | 100 | 5.12 | 193 | 14 | 514681 | [9 empty] | Lister Drive | LISTER DRIVE | 2 | 114 | 114 | 0 | 57 | 20 | 2026-09 | 38206572 | Offices and Workshop Businesses | 3304 | E | Natural Gas | 3 |  | Heating and Natural Ventilation | 2024-01-08 |  | 1 | FALSE | 53.3824 | -2.9795 | SPM-BEAUMONT_ST_T1_DINGLE_VALE_T1_LARK_LA_T1_MDHB_BRUNSWICK_DOCK | 99994000 | SP Energy Networks open data (API key): NDP SPM primary-group polygons + Capacity Heatmaps Information Model SPM + LTDS appendices 3/6 + NSHR
843 | 52.7 | 12-14, SUMMERS ROAD, BRUNSWICK BUSINESS PARK | LIVERPOOL | L3 4BL | Liverpool |  | Warehouse And Premises | industrial | 1 | 2219.64 | 23892 | GIA | 167000 | Beaumont St T1 / Dingle Vale T1 / Lark La T1 / Mdhb Brunswick Dock T1 | inside-area | 2.39 | LISTER DV B GT3 / SPARLING ST GT1 / WAVERTREE GT2 | LISTER DRIVE | SPM | 9.5 | primary | 9.49 | Green | 30 | 20.51 | thermal | 0 | 0 | 0 | 0 | 7.9 | LISTER DV B GT3 / SPARLING ST GT1 / WAVERTREE GT2 | 51.671 | GREEN | 0 |  |  | 0 | 0 | 0 | 30 |  |  |  |  | Green (Over 5% headroom) | 67736 | 100 | 3.53 | 55 | 14 | 525488 | [9 empty] | Lister Drive | LISTER DRIVE | 2 | 114 | 114 | 0 | 57 | 20 | 2026-09 | 38296027 | Offices and Workshop Businesses | 2309 | C | Natural Gas | 3 |  | Heating and Mechanical Ventilation | 2022-09-06 |  | 1 | FALSE | 53.385 | -2.9798 | SPM-BEAUMONT_ST_T1_DINGLE_VALE_T1_LARK_LA_T1_MDHB_BRUNSWICK_DOCK | 4404682000 | SP Energy Networks open data (API key): NDP SPM primary-group polygons + Capacity Heatmaps Information Model SPM + LTDS appendices 3/6 + NSHR
844 | 52.7 | G1-G4 SOUTH HARRINGTON BUILDING 182, SEFTON STREET, BRUNSWICK BUSINESS PARK | LIVERPOOL | L70 1AX | Liverpool |  | Warehouse And Premises | industrial | 1 | 2013.1 | 21669 | GIA | 174000 | Beaumont St T1 / Dingle Vale T1 / Lark La T1 / Mdhb Brunswick Dock T1 | inside-area | 2.57 | LISTER DV B GT3 / SPARLING ST GT1 / WAVERTREE GT2 | LISTER DRIVE | SPM | 9.5 | primary | 9.49 | Green | 30 | 20.51 | thermal | 0 | 0 | 0 | 0 | 7.9 | LISTER DV B GT3 / SPARLING ST GT1 / WAVERTREE GT2 | 51.671 | GREEN | 0 |  |  | 0 | 0 | 0 | 30 |  |  |  |  | Green (Over 5% headroom) | 67736 | 100 | 3.2 | 50 | 14 | 527711 | [9 empty] | Lister Drive | LISTER DRIVE | 2 | 114 | 114 | 0 | 57 | 20 | 2026-09 | [12 empty] | 53.3801 | -2.9761 | SPM-BEAUMONT_ST_T1_DINGLE_VALE_T1_LARK_LA_T1_MDHB_BRUNSWICK_DOCK | 7308739000 | SP Energy Networks open data (API key): NDP SPM primary-group polygons + Capacity Heatmaps Information Model SPM + LTDS appendices 3/6 + NSHR
845 | 52.5 | QUEENS YARD SELF STORAGER CENTRE, JORDAN STREET | LIVERPOOL | L1 0BP | Liverpool |  | Warehouse And Premises | industrial | 1 | 4134.8 | 44507 | GIA | 129000 | Blundell St T1 / Ropewalks T1 / St James T1 | inside-area | 0.23 | LISTER DV B GT3 / SPARLING ST GT1 / WAVERTREE GT2 | LISTER DRIVE | SPM | 9.4 | primary | 9.36 | Green | 18.5 | 9.14 | thermal | 0 | 1.9 | 0 | 1.9 | 8.7 | LISTER DV B GT3 / SPARLING ST GT1 / WAVERTREE GT2 | 51.671 | GREEN | 0 |  |  | 0 | 0 | 0 | 18.5 |  |  |  |  | Green (Over 5% headroom) | 67023 | 100 | 6.57 | 103 | 4 | 67602 | [9 empty] | Lister Drive | LISTER DRIVE | 2 | 114 | 114 | 0 | 57 | 20 | 2026-09 | [12 empty] | 53.396 | -2.9798 | SPM-BLUNDELL_ST_T1_ROPEWALKS_T1_ST_JAMES_T1 | 9083440000 | SP Energy Networks open data (API key): NDP SPM primary-group polygons + Capacity Heatmaps Information Model SPM + LTDS appendices 3/6 + NSHR
846 | 52.1 | 2 ESTUARY BOULEVARD, ESTUARY COMMERCE PARK | LIVERPOOL | L24 8RF | Liverpool |  | Offices And Premises; Warehouse And Premises; Workshop And Premises | office | 3 | 19297.06 | 207712 | NIA | 1326500 | Estuary Commerce Pk T1 / Leeward Dr T1 / Leeward Dr T2 / Speke Hall Rd T1 / Speke Sky Pk T1 | inside-area | 0.4 | GARSTON GT2 / SPEKE GT3 / WAVERTREE GT1A | LISTER DRIVE | SPM | 21.1 | primary | 21.085 | Green | 30 | 8.915 | thermal | 0 | 0 | 0 | 0 | 19 | GARSTON GT2 / SPEKE GT3 / WAVERTREE GT1A | 54.021 | GREEN | 0 |  |  | 0 | 0 | 0 | 30 |  |  |  |  | Green (Over 5% headroom) | 150446 | 72 | 30.66 | 868 | 45 | 3092940 | [9 empty] | Lister Drive | LISTER DRIVE | 2 | 114 | 114 | 0 | 57 | 20 | 2026-09 | [12 empty] | 53.3431 | -2.8759 | SPM-ESTUARY_COMMERCE_PK_T1_LEEWARD_DR_T1_LEEWARD_DR_T2_SPEKE_HAL | 4170869000;9458876000;2616487000 | SP Energy Networks open data (API key): NDP SPM primary-group polygons + Capacity Heatmaps Information Model SPM + LTDS appendices 3/6 + NSHR
847 | 52.1 | THE STUDIO 1, LEEWARD DRIVE | LIVERPOOL | L24 8DA | Liverpool | BIZARRE CREATIONS LTD | Offices And Premises | office | 1 | 1711.2 | 18419 | NIA | 148000 | Estuary Commerce Pk T1 / Leeward Dr T1 / Leeward Dr T2 / Speke Hall Rd T1 / Speke Sky Pk T1 | inside-area | 0.22 | GARSTON GT2 / SPEKE GT3 / WAVERTREE GT1A | LISTER DRIVE | SPM | 21.1 | primary | 21.085 | Green | 30 | 8.915 | thermal | 0 | 0 | 0 | 0 | 19 | GARSTON GT2 / SPEKE GT3 / WAVERTREE GT1A | 54.021 | GREEN | 0 |  |  | 0 | 0 | 0 | 30 |  |  |  |  | Green (Over 5% headroom) | 150446 | 100 | 2.72 | 120 | 45 | 3282233 | [9 empty] | Lister Drive | LISTER DRIVE | 2 | 114 | 114 | 0 | 57 | 20 | 2026-09 | 38225058 | B1 Offices and Workshop businesses | 2275 | E | Natural Gas | 4 | 3 | Air Conditioning | 2015-05-21 |  | 0.67 | FALSE | 53.347 | -2.8691 | SPM-ESTUARY_COMMERCE_PK_T1_LEEWARD_DR_T1_LEEWARD_DR_T2_SPEKE_HAL | 3791273000 | SP Energy Networks open data (API key): NDP SPM primary-group polygons + Capacity Heatmaps Information Model SPM + LTDS appendices 3/6 + NSHR
848 | 52.1 | PT GND FLR & 1ST FLR THE OFFICE QUARTER, WINDWARD DRIVE, ESTUARY COMMERCE PARK | LIVERPOOL | L24 8RF | Liverpool |  | Offices And Premises | office | 1 | 1370.9 | 14756 | NIA | 124000 | Estuary Commerce Pk T1 / Leeward Dr T1 / Leeward Dr T2 / Speke Hall Rd T1 / Speke Sky Pk T1 | inside-area | 0.4 | GARSTON GT2 / SPEKE GT3 / WAVERTREE GT1A | LISTER DRIVE | SPM | 21.1 | primary | 21.085 | Green | 30 | 8.915 | thermal | 0 | 0 | 0 | 0 | 19 | GARSTON GT2 / SPEKE GT3 / WAVERTREE GT1A | 54.021 | GREEN | 0 |  |  | 0 | 0 | 0 | 30 |  |  |  |  | Green (Over 5% headroom) | 150446 | 100 | 2.18 | 96 | 45 | 3285896 | [9 empty] | Lister Drive | LISTER DRIVE | 2 | 114 | 114 | 0 | 57 | 20 | 2026-09 | [12 empty] | 53.3431 | -2.8759 | SPM-ESTUARY_COMMERCE_PK_T1_LEEWARD_DR_T1_LEEWARD_DR_T2_SPEKE_HAL | 6791527000 | SP Energy Networks open data (API key): NDP SPM primary-group polygons + Capacity Heatmaps Information Model SPM + LTDS appendices 3/6 + NSHR
849 | 52.1 | TESCO, TELEGRAPH ROAD | WIRRAL | CH60 7SL | Wirral |  | Superstore And Premises | bigbox | 1 | 5295.69 | 57002 | GIA | 1060000 | Barnston T1 / Gayton T1 / Irby T1 / Thingwall T1 | inside-area | 2.8 | HESWALL GT1 / HOYLAKE GT2 / PRENTON GRID GT3 | BIRKENHEAD | SPM | 12.8 | primary | 12.829 | Green | 30 | 17.171 | thermal | 0 | 0 | 0 | 0 | 8.7 | HESWALL GT1 / HOYLAKE GT2 / PRENTON GRID GT3 | 21.2835 | GREEN | 0 |  |  | 0 | 0 | 0 | 30 |  |  |  |  | Green (Over 5% headroom) | 91266 | 100 | 8.42 | 477 | 0 | 0 | [9 empty] | Birkenhead | BIRKENHEAD | 0 | 0 | 0 | 0 | 0 | 90 |  | 42113415 | A1/A2 Retail and Financial/Professional services | 5526 | C | Natural Gas | 4 |  | Air Conditioning | 2021-05-11 |  | 1 | FALSE | 53.3285 | -3.1029 | SPM-BARNSTON_T1_GAYTON_T1_IRBY_T1_THINGWALL_T1 | 10714831000 | SP Energy Networks open data (API key): NDP SPM primary-group polygons + Capacity Heatmaps Information Model SPM + LTDS appendices 3/6 + NSHR
850 | 52.1 | MC BURNEY REFRIDGERATION LTD, SANDHILLS BUSINESS PARK, SANDHILLS LANE | LIVERPOOL | L5 9ZS | Liverpool |  | Cold Store And Premises | industrial | 1 | 13705.9 | 147529 | GIA | 730000 | Athol St T1 / Chisenhale St T1 / Sandhills La T1 | inside-area | 0.46 | BOOTLE GT2A / BURLINGTON ST GT1 / LISTER DV A GT2 | LISTER DRIVE | SPM | 9.1 | primary | 9.133 | Green | 17.4 | 8.267 | thermal | 0 | 0 | 0 | 0 | 7.9 | BOOTLE GT2A / BURLINGTON ST GT1 / LISTER DV A GT2 | 61.868 | GREEN | 0 |  |  | 0 | 0 | 0 | 17.4 |  |  |  |  | Green (Over 5% headroom) | 64884 | 44 | 21.78 | 1645 | 29 | 1094286 | [9 empty] | Lister Drive | LISTER DRIVE | 2 | 114 | 114 | 0 | 57 | 20 | 2026-09 | [12 empty] | 53.4284 | -2.9897 | SPM-ATHOL_ST_T1_CHISENHALE_ST_T1_SANDHILLS_LA_T1 | 4576757000 | SP Energy Networks open data (API key): NDP SPM primary-group polygons + Capacity Heatmaps Information Model SPM + LTDS appendices 3/6 + NSHR
851 | 52.1 | EX MCGREGOR CORY WAREHOUSING, JUNIPER STREET | LIVERPOOL | L20 8EL | Liverpool |  | Warehouse And Premises | industrial | 1 | 8536.44 | 91885 | GIA | 114000 | Athol St T1 / Chisenhale St T1 / Sandhills La T1 | inside-area | 1.13 | BOOTLE GT2A / BURLINGTON ST GT1 / LISTER DV A GT2 | LISTER DRIVE | SPM | 9.1 | primary | 9.133 | Green | 17.4 | 8.267 | thermal | 0 | 0 | 0 | 0 | 7.9 | BOOTLE GT2A / BURLINGTON ST GT1 / LISTER DV A GT2 | 61.868 | GREEN | 0 |  |  | 0 | 0 | 0 | 17.4 |  |  |  |  | Green (Over 5% headroom) | 64884 | 71 | 13.57 | 213 | 29 | 1149930 | [9 empty] | Lister Drive | LISTER DRIVE | 2 | 114 | 114 | 0 | 57 | 20 | 2026-09 | [12 empty] | 53.4344 | -2.9906 | SPM-ATHOL_ST_T1_CHISENHALE_ST_T1_SANDHILLS_LA_T1 | 521922134 | SP Energy Networks open data (API key): NDP SPM primary-group polygons + Capacity Heatmaps Information Model SPM + LTDS appendices 3/6 + NSHR
852 | 52.1 | NORTH SECTION WEST HUSKISSON SHED, HUSKISSON DOCKS | LIVERPOOL | L3 0AT | Liverpool |  | Warehouse And Premises | industrial | 1 | 8208.01 | 88350 | GIA | 277500 | Athol St T1 / Chisenhale St T1 / Sandhills La T1 | inside-area | 0.93 | BOOTLE GT2A / BURLINGTON ST GT1 / LISTER DV A GT2 | LISTER DRIVE | SPM | 9.1 | primary | 9.133 | Green | 17.4 | 8.267 | thermal | 0 | 0 | 0 | 0 | 7.9 | BOOTLE GT2A / BURLINGTON ST GT1 / LISTER DV A GT2 | 61.868 | GREEN | 0 |  |  | 0 | 0 | 0 | 17.4 |  |  |  |  | Green (Over 5% headroom) | 64884 | 73 | 13.04 | 205 | 29 | 1153465 | [9 empty] | Lister Drive | LISTER DRIVE | 2 | 114 | 114 | 0 | 57 | 20 | 2026-09 | 38347256 | Storage or Distribution | 16636 | C | Grid Supplied Electricity | 3 |  | Heating and Natural Ventilation | 2023-12-04 |  | 0.5 | FALSE | 53.4297 | -2.999 | SPM-ATHOL_ST_T1_CHISENHALE_ST_T1_SANDHILLS_LA_T1 | 7689790000 | SP Energy Networks open data (API key): NDP SPM primary-group polygons + Capacity Heatmaps Information Model SPM + LTDS appendices 3/6 + NSHR
853 | 52.1 | SHEDS 1-2 SOUTH HUSKISSION SHED, HUSKISSON DOCKS | LIVERPOOL | L3 0AT | Liverpool |  | Warehouse And Premises | industrial | 1 | 7852.51 | 84524 | GIA | 260000 | Athol St T1 / Chisenhale St T1 / Sandhills La T1 | inside-area | 0.93 | BOOTLE GT2A / BURLINGTON ST GT1 / LISTER DV A GT2 | LISTER DRIVE | SPM | 9.1 | primary | 9.133 | Green | 17.4 | 8.267 | thermal | 0 | 0 | 0 | 0 | 7.9 | BOOTLE GT2A / BURLINGTON ST GT1 / LISTER DV A GT2 | 61.868 | GREEN | 0 |  |  | 0 | 0 | 0 | 17.4 |  |  |  |  | Green (Over 5% headroom) | 64884 | 77 | 12.48 | 196 | 29 | 1157291 | [9 empty] | Lister Drive | LISTER DRIVE | 2 | 114 | 114 | 0 | 57 | 20 | 2026-09 | 38347256 | Storage or Distribution | 16636 | C | Grid Supplied Electricity | 3 |  | Heating and Natural Ventilation | 2023-12-04 |  | 0.62 | FALSE | 53.4297 | -2.999 | SPM-ATHOL_ST_T1_CHISENHALE_ST_T1_SANDHILLS_LA_T1 | 15023651000 | SP Energy Networks open data (API key): NDP SPM primary-group polygons + Capacity Heatmaps Information Model SPM + LTDS appendices 3/6 + NSHR
854 | 52.1 | 14, GRUNDY STREET | LIVERPOOL | L5 9SG | Liverpool |  | Warehouse And Premises | industrial | 2 | 7763.02 | 83560 | GIA | 139000 | Athol St T1 / Chisenhale St T1 / Sandhills La T1 | inside-area | 0.55 | BOOTLE GT2A / BURLINGTON ST GT1 / LISTER DV A GT2 | LISTER DRIVE | SPM | 9.1 | primary | 9.133 | Green | 17.4 | 8.267 | thermal | 0 | 0 | 0 | 0 | 7.9 | BOOTLE GT2A / BURLINGTON ST GT1 / LISTER DV A GT2 | 61.868 | GREEN | 0 |  |  | 0 | 0 | 0 | 17.4 |  |  |  |  | Green (Over 5% headroom) | 64884 | 78 | 12.34 | 194 | 29 | 1158255 | [9 empty] | Lister Drive | LISTER DRIVE | 2 | 114 | 114 | 0 | 57 | 20 | 2026-09 | 38261597 | B8 Storage or Distribution | 1109 | D | Grid Supplied Electricity | 3 |  | Heating and Natural Ventilation | 2019-08-29 |  | 1 | FALSE | 53.4277 | -2.9942 | SPM-ATHOL_ST_T1_CHISENHALE_ST_T1_SANDHILLS_LA_T1 | 6410228000;400141134 | SP Energy Networks open data (API key): NDP SPM primary-group polygons + Capacity Heatmaps Information Model SPM + LTDS appendices 3/6 + NSHR
855 | 52.1 | 8, STANHOPE STREET | LIVERPOOL | L8 5RF | Liverpool |  | Factory And Premises | industrial | 1 | 7154.08 | 77006 | GIA | 170000 | Dingle T1 / Granby T1 / St James T2 | inside-area | 1.61 | LISTER DV B GT3 / SPARLING ST GT1 / WAVERTREE GT2 | LISTER DRIVE | SPM | 9.1 | primary | 9.066 | Green | 17.5 | 8.434 | thermal | 0 | 0 | 0 | 0 | 7.2 | LISTER DV B GT3 / SPARLING ST GT1 / WAVERTREE GT2 | 51.671 | GREEN | 0 |  |  | 0 | 0 | 0 | 17.5 |  |  |  |  | Green (Over 5% headroom) | 64884 | 84 | 11.37 | 429 | 9 | 276813 | [9 empty] | Lister Drive | LISTER DRIVE | 2 | 114 | 114 | 0 | 57 | 20 | 2026-09 | 38291938 | Storage or Distribution | 2301 | B | Grid Supplied Electricity | 3 |  | Heating and Natural Ventilation | 2022-09-30 |  | 0.5 | FALSE | 53.3931 | -2.977 | SPM-DINGLE_T1_GRANBY_T1_ST_JAMES_T2 | 514150134 | SP Energy Networks open data (API key): NDP SPM primary-group polygons + Capacity Heatmaps Information Model SPM + LTDS appendices 3/6 + NSHR
856 | 52.1 | REGENT ROAD | LIVERPOOL | L20 8DD | Liverpool | TATE & LYLE LTD | Warehouse And Premises | industrial | 1 | 7080.6 | 76215 | GIA | 287500 | Athol St T1 / Chisenhale St T1 / Sandhills La T1 | inside-area | 1.09 | BOOTLE GT2A / BURLINGTON ST GT1 / LISTER DV A GT2 | LISTER DRIVE | SPM | 9.1 | primary | 9.133 | Green | 17.4 | 8.267 | thermal | 0 | 0 | 0 | 0 | 7.9 | BOOTLE GT2A / BURLINGTON ST GT1 / LISTER DV A GT2 | 61.868 | GREEN | 0 |  |  | 0 | 0 | 0 | 17.4 |  |  |  |  | Green (Over 5% headroom) | 64884 | 85 | 11.25 | 177 | 29 | 1165600 | [9 empty] | Lister Drive | LISTER DRIVE | 2 | 114 | 114 | 0 | 57 | 20 | 2026-09 | 38290922 | Offices and Workshop Businesses | 474 | C | Grid Supplied Electricity | 3 |  | Heating and Natural Ventilation | 2024-01-15 |  | 1 | FALSE | 53.4325 | -2.9972 | SPM-ATHOL_ST_T1_CHISENHALE_ST_T1_SANDHILLS_LA_T1 | 406868134 | SP Energy Networks open data (API key): NDP SPM primary-group polygons + Capacity Heatmaps Information Model SPM + LTDS appendices 3/6 + NSHR
857 | 52.1 | 21, SANDHILLS LANE | LIVERPOOL | L5 9XN | Liverpool |  | Car Showroom And Premises; Warehouse And Premises | industrial | 2 | 5309.34 | 57149 | GIA | 452500 | Athol St T1 / Chisenhale St T1 / Sandhills La T1 | inside-area | 0.9 | BOOTLE GT2A / BURLINGTON ST GT1 / LISTER DV A GT2 | LISTER DRIVE | SPM | 9.1 | primary | 9.133 | Green | 17.4 | 8.267 | thermal | 0 | 0 | 0 | 0 | 7.9 | BOOTLE GT2A / BURLINGTON ST GT1 / LISTER DV A GT2 | 61.868 | GREEN | 0 |  |  | 0 | 0 | 0 | 17.4 |  |  |  |  | Green (Over 5% headroom) | 64884 | 100 | 8.44 | 478 | 29 | 1184666 | [9 empty] | Lister Drive | LISTER DRIVE | 2 | 114 | 114 | 0 | 57 | 20 | 2026-09 | 38214486 | B8 Storage or Distribution | 2509 | E | Natural Gas | 4 | 50 | Heating and Natural Ventilation | 2012-07-03 |  | 1 | FALSE | 53.4309 | -2.9961 | SPM-ATHOL_ST_T1_CHISENHALE_ST_T1_SANDHILLS_LA_T1 | 3978171000;6037681000 | SP Energy Networks open data (API key): NDP SPM primary-group polygons + Capacity Heatmaps Information Model SPM + LTDS appendices 3/6 + NSHR
858 | 52.1 | 35 WELLINGTON EMPLOYMENT PARK, DUNES WAY | LIVERPOOL | L5 9RJ | Liverpool |  | Warehouse And Premises; Warehouse, Offices And Premises | industrial | 2 | 5105.43 | 54954 | GIA | 334000 | Athol St T1 / Chisenhale St T1 / Sandhills La T1 | inside-area | 0.38 | BOOTLE GT2A / BURLINGTON ST GT1 / LISTER DV A GT2 | LISTER DRIVE | SPM | 9.1 | primary | 9.133 | Green | 17.4 | 8.267 | thermal | 0 | 0 | 0 | 0 | 7.9 | BOOTLE GT2A / BURLINGTON ST GT1 / LISTER DV A GT2 | 61.868 | GREEN | 0 |  |  | 0 | 0 | 0 | 17.4 |  |  |  |  | Green (Over 5% headroom) | 64884 | 100 | 8.11 | 357 | 29 | 1186861 | [9 empty] | Lister Drive | LISTER DRIVE | 2 | 114 | 114 | 0 | 57 | 20 | 2026-09 | 38263461 | B8 Storage or Distribution | 1960 | C | Natural Gas | 3 |  | Heating and Natural Ventilation | 2018-07-15 |  | 1 | FALSE | 53.4268 | -2.9921 | SPM-ATHOL_ST_T1_CHISENHALE_ST_T1_SANDHILLS_LA_T1 | 6760692000;7028831000 | SP Energy Networks open data (API key): NDP SPM primary-group polygons + Capacity Heatmaps Information Model SPM + LTDS appendices 3/6 + NSHR
859 | 52.1 | SHED 3 SOUTH HUSKISSON SHED, HUSKISSON DOCKS | LIVERPOOL | L3 0AT | Liverpool |  | Warehouse And Premises | industrial | 1 | 3915.93 | 42151 | GIA | 145000 | Athol St T1 / Chisenhale St T1 / Sandhills La T1 | inside-area | 0.93 | BOOTLE GT2A / BURLINGTON ST GT1 / LISTER DV A GT2 | LISTER DRIVE | SPM | 9.1 | primary | 9.133 | Green | 17.4 | 8.267 | thermal | 0 | 0 | 0 | 0 | 7.9 | BOOTLE GT2A / BURLINGTON ST GT1 / LISTER DV A GT2 | 61.868 | GREEN | 0 |  |  | 0 | 0 | 0 | 17.4 |  |  |  |  | Green (Over 5% headroom) | 64884 | 100 | 6.22 | 98 | 29 | 1199664 | [9 empty] | Lister Drive | LISTER DRIVE | 2 | 114 | 114 | 0 | 57 | 20 | 2026-09 | [12 empty] | 53.4297 | -2.999 | SPM-ATHOL_ST_T1_CHISENHALE_ST_T1_SANDHILLS_LA_T1 | 15023653000 | SP Energy Networks open data (API key): NDP SPM primary-group polygons + Capacity Heatmaps Information Model SPM + LTDS appendices 3/6 + NSHR
860 | 52.1 | HIGSON EDWARDS (STEEL STOCK) LTD, LUTON STREET | LIVERPOOL | L5 9XR | Liverpool |  | Store And Premises | industrial | 1 | 3610.26 | 38860 | GIA | 109000 | Athol St T1 / Chisenhale St T1 / Sandhills La T1 | inside-area | 0.49 | BOOTLE GT2A / BURLINGTON ST GT1 / LISTER DV A GT2 | LISTER DRIVE | SPM | 9.1 | primary | 9.133 | Green | 17.4 | 8.267 | thermal | 0 | 0 | 0 | 0 | 7.9 | BOOTLE GT2A / BURLINGTON ST GT1 / LISTER DV A GT2 | 61.868 | GREEN | 0 |  |  | 0 | 0 | 0 | 17.4 |  |  |  |  | Green (Over 5% headroom) | 64884 | 100 | 5.74 | 90 | 29 | 1202955 | [9 empty] | Lister Drive | LISTER DRIVE | 2 | 114 | 114 | 0 | 57 | 20 | 2026-09 | [12 empty] | 53.4269 | -2.9942 | SPM-ATHOL_ST_T1_CHISENHALE_ST_T1_SANDHILLS_LA_T1 | 415663134 | SP Energy Networks open data (API key): NDP SPM primary-group polygons + Capacity Heatmaps Information Model SPM + LTDS appendices 3/6 + NSHR
861 | 52.1 | BEESLEY LTD 42, GRAFTON STREET | LIVERPOOL | L8 5SF | Liverpool |  | Warehouse And Premises | industrial | 1 | 3418.48 | 36796 | GIA | 78000 | Dingle T1 / Granby T1 / St James T2 | inside-area | 1.72 | LISTER DV B GT3 / SPARLING ST GT1 / WAVERTREE GT2 | LISTER DRIVE | SPM | 9.1 | primary | 9.066 | Green | 17.5 | 8.434 | thermal | 0 | 0 | 0 | 0 | 7.2 | LISTER DV B GT3 / SPARLING ST GT1 / WAVERTREE GT2 | 51.671 | GREEN | 0 |  |  | 0 | 0 | 0 | 17.5 |  |  |  |  | Green (Over 5% headroom) | 64884 | 100 | 5.43 | 85 | 9 | 317023 | [9 empty] | Lister Drive | LISTER DRIVE | 2 | 114 | 114 | 0 | 57 | 20 | 2026-09 | 38291583 | General Industrial and Special Industrial Groups | 1480 | G | Oil | 3 |  | Heating and Natural Ventilation | 2025-09-22 |  | 0.5 | FALSE | 53.3927 | -2.9796 | SPM-DINGLE_T1_GRANBY_T1_ST_JAMES_T2 | 515133134 | SP Energy Networks open data (API key): NDP SPM primary-group polygons + Capacity Heatmaps Information Model SPM + LTDS appendices 3/6 + NSHR
862 | 52.1 | CHRIS BENSON (ADVERTISING) LTD, GREAT HOWARD STREET | LIVERPOOL | L3 7AX | Liverpool | CHRIS BENSON (ADVERTISING) LTD | Warehouse And Premises | industrial | 1 | 3347.76 | 36035 | GIA | 80500 | Athol St T1 / Chisenhale St T1 / Sandhills La T1 | inside-area | 0.89 | BOOTLE GT2A / BURLINGTON ST GT1 / LISTER DV A GT2 | LISTER DRIVE | SPM | 9.1 | primary | 9.133 | Green | 17.4 | 8.267 | thermal | 0 | 0 | 0 | 0 | 7.9 | BOOTLE GT2A / BURLINGTON ST GT1 / LISTER DV A GT2 | 61.868 | GREEN | 0 |  |  | 0 | 0 | 0 | 17.4 |  |  |  |  | Green (Over 5% headroom) | 64884 | 100 | 5.32 | 84 | 29 | 1205780 | [9 empty] | Lister Drive | LISTER DRIVE | 2 | 114 | 114 | 0 | 57 | 20 | 2026-09 | 38065758 | Storage or Distribution | 2167 | E | Natural Gas | 3 |  | Heating and Natural Ventilation | 2022-08-11 |  | 0.5 | FALSE | 53.4179 | -2.9959 | SPM-ATHOL_ST_T1_CHISENHALE_ST_T1_SANDHILLS_LA_T1 | 416482134 | SP Energy Networks open data (API key): NDP SPM primary-group polygons + Capacity Heatmaps Information Model SPM + LTDS appendices 3/6 + NSHR
863 | 52.1 | 50, GREAT HOWARD STREET | LIVERPOOL | L3 7AX | Liverpool |  | Warehouse And Premises | industrial | 2 | 3283.6 | 35344 | GIA | 229000 | Athol St T1 / Chisenhale St T1 / Sandhills La T1 | inside-area | 0.89 | BOOTLE GT2A / BURLINGTON ST GT1 / LISTER DV A GT2 | LISTER DRIVE | SPM | 9.1 | primary | 9.133 | Green | 17.4 | 8.267 | thermal | 0 | 0 | 0 | 0 | 7.9 | BOOTLE GT2A / BURLINGTON ST GT1 / LISTER DV A GT2 | 61.868 | GREEN | 0 |  |  | 0 | 0 | 0 | 17.4 |  |  |  |  | Green (Over 5% headroom) | 64884 | 100 | 5.22 | 82 | 29 | 1206471 | [9 empty] | Lister Drive | LISTER DRIVE | 2 | 114 | 114 | 0 | 57 | 20 | 2026-09 | 38065759 | B2 to B7 General Industrial and Special Industrial Groups | 4820 | B | Biomass | 3 |  | Heating and Natural Ventilation | 2022-05-03 |  | 0.67 | FALSE | 53.4179 | -2.9959 | SPM-ATHOL_ST_T1_CHISENHALE_ST_T1_SANDHILLS_LA_T1 | 10007954000;522968134 | SP Energy Networks open data (API key): NDP SPM primary-group polygons + Capacity Heatmaps Information Model SPM + LTDS appendices 3/6 + NSHR
864 | 52.1 | 22-24 & 27, TOWNSEND STREET | LIVERPOOL | L5 9XY | Liverpool |  | Warehouse And Premises | industrial | 2 | 3119.85 | 33582 | GIA | 109500 | Athol St T1 / Chisenhale St T1 / Sandhills La T1 | inside-area | 0.47 | BOOTLE GT2A / BURLINGTON ST GT1 / LISTER DV A GT2 | LISTER DRIVE | SPM | 9.1 | primary | 9.133 | Green | 17.4 | 8.267 | thermal | 0 | 0 | 0 | 0 | 7.9 | BOOTLE GT2A / BURLINGTON ST GT1 / LISTER DV A GT2 | 61.868 | GREEN | 0 |  |  | 0 | 0 | 0 | 17.4 |  |  |  |  | Green (Over 5% headroom) | 64884 | 100 | 4.96 | 78 | 29 | 1208233 | [9 empty] | Lister Drive | LISTER DRIVE | 2 | 114 | 114 | 0 | 57 | 20 | 2026-09 | [12 empty] | 53.4264 | -2.9944 | SPM-ATHOL_ST_T1_CHISENHALE_ST_T1_SANDHILLS_LA_T1 | 4688802000;4688804000 | SP Energy Networks open data (API key): NDP SPM primary-group polygons + Capacity Heatmaps Information Model SPM + LTDS appendices 3/6 + NSHR
865 | 52.1 | UNIT 1, DERBY ROAD RETAIL PARK, DERBY ROAD | LIVERPOOL | L20 8EL | Liverpool |  | Warehouse And Premises | industrial | 2 | 3047.93 | 32808 | GIA | 227500 | Athol St T1 / Chisenhale St T1 / Sandhills La T1 | inside-area | 1.13 | BOOTLE GT2A / BURLINGTON ST GT1 / LISTER DV A GT2 | LISTER DRIVE | SPM | 9.1 | primary | 9.133 | Green | 17.4 | 8.267 | thermal | 0 | 0 | 0 | 0 | 7.9 | BOOTLE GT2A / BURLINGTON ST GT1 / LISTER DV A GT2 | 61.868 | GREEN | 0 |  |  | 0 | 0 | 0 | 17.4 |  |  |  |  | Green (Over 5% headroom) | 64884 | 100 | 4.84 | 76 | 29 | 1209007 | [9 empty] | Lister Drive | LISTER DRIVE | 2 | 114 | 114 | 0 | 57 | 20 | 2026-09 | [12 empty] | 53.4344 | -2.9906 | SPM-ATHOL_ST_T1_CHISENHALE_ST_T1_SANDHILLS_LA_T1 | 6834821000;6617983000 | SP Energy Networks open data (API key): NDP SPM primary-group polygons + Capacity Heatmaps Information Model SPM + LTDS appendices 3/6 + NSHR
866 | 52.1 | UNIT A, SANDHILLS BUSINESS PARK, COMMERCIAL ROAD | LIVERPOOL | L5 7RD | Liverpool |  | Factory And Premises | industrial | 1 | 2569.13 | 27654 | GIA | 67500 | Athol St T1 / Chisenhale St T1 / Sandhills La T1 | inside-area | 0.24 | BOOTLE GT2A / BURLINGTON ST GT1 / LISTER DV A GT2 | LISTER DRIVE | SPM | 9.1 | primary | 9.133 | Green | 17.4 | 8.267 | thermal | 0 | 0 | 0 | 0 | 7.9 | BOOTLE GT2A / BURLINGTON ST GT1 / LISTER DV A GT2 | 61.868 | GREEN | 0 |  |  | 0 | 0 | 0 | 17.4 |  |  |  |  | Green (Over 5% headroom) | 64884 | 100 | 4.08 | 154 | 29 | 1214161 | [9 empty] | Lister Drive | LISTER DRIVE | 2 | 114 | 114 | 0 | 57 | 20 | 2026-09 | [12 empty] | 53.4266 | -2.9884 | SPM-ATHOL_ST_T1_CHISENHALE_ST_T1_SANDHILLS_LA_T1 | 12183328000 | SP Energy Networks open data (API key): NDP SPM primary-group polygons + Capacity Heatmaps Information Model SPM + LTDS appendices 3/6 + NSHR
867 | 52.1 | 12, JUNIPER STREET | LIVERPOOL | L20 8EL | Liverpool |  | Factory And Premises; Workshop And Premises | industrial | 2 | 2523.91 | 27167 | GIA | 114250 | Athol St T1 / Chisenhale St T1 / Sandhills La T1 | inside-area | 1.13 | BOOTLE GT2A / BURLINGTON ST GT1 / LISTER DV A GT2 | LISTER DRIVE | SPM | 9.1 | primary | 9.133 | Green | 17.4 | 8.267 | thermal | 0 | 0 | 0 | 0 | 7.9 | BOOTLE GT2A / BURLINGTON ST GT1 / LISTER DV A GT2 | 61.868 | GREEN | 0 |  |  | 0 | 0 | 0 | 17.4 |  |  |  |  | Green (Over 5% headroom) | 64884 | 100 | 4.01 | 151 | 29 | 1214648 | [9 empty] | Lister Drive | LISTER DRIVE | 2 | 114 | 114 | 0 | 57 | 20 | 2026-09 | 38291683 | B2 to B7 General Industrial and Special Industrial Groups | 966 | C | Grid Supplied Electricity | 3 |  | Heating and Natural Ventilation | 2017-06-27 |  | 1 | FALSE | 53.4344 | -2.9906 | SPM-ATHOL_ST_T1_CHISENHALE_ST_T1_SANDHILLS_LA_T1 | 5490118000;12281205000 | SP Energy Networks open data (API key): NDP SPM primary-group polygons + Capacity Heatmaps Information Model SPM + LTDS appendices 3/6 + NSHR
868 | 52.1 | 59-61, SANDHILLS LANE | LIVERPOOL | L5 9XE | Liverpool |  | Works And Premises | industrial | 1 | 2433.55 | 26194 | GIA | 65000 | Athol St T1 / Chisenhale St T1 / Sandhills La T1 | inside-area | 0.66 | BOOTLE GT2A / BURLINGTON ST GT1 / LISTER DV A GT2 | LISTER DRIVE | SPM | 9.1 | primary | 9.133 | Green | 17.4 | 8.267 | thermal | 0 | 0 | 0 | 0 | 7.9 | BOOTLE GT2A / BURLINGTON ST GT1 / LISTER DV A GT2 | 61.868 | GREEN | 0 |  |  | 0 | 0 | 0 | 17.4 |  |  |  |  | Green (Over 5% headroom) | 64884 | 100 | 3.87 | 146 | 29 | 1215621 | [9 empty] | Lister Drive | LISTER DRIVE | 2 | 114 | 114 | 0 | 57 | 20 | 2026-09 | 38134335 | B2 to B7 General Industrial and Special Industrial Groups | 2120 | D | Natural Gas | 3 |  | Heating and Natural Ventilation | 2022-05-20 |  | 1 | FALSE | 53.4303 | -2.9892 | SPM-ATHOL_ST_T1_CHISENHALE_ST_T1_SANDHILLS_LA_T1 | 400964134 | SP Energy Networks open data (API key): NDP SPM primary-group polygons + Capacity Heatmaps Information Model SPM + LTDS appendices 3/6 + NSHR
869 | 52.1 | SOUTH SECTION WEST HUSKISSON SHED, HUSKISSON DOCKS | LIVERPOOL | L3 0AT | Liverpool |  | Warehouse And Premises | industrial | 1 | 2235.59 | 24064 | GIA | 92500 | Athol St T1 / Chisenhale St T1 / Sandhills La T1 | inside-area | 0.93 | BOOTLE GT2A / BURLINGTON ST GT1 / LISTER DV A GT2 | LISTER DRIVE | SPM | 9.1 | primary | 9.133 | Green | 17.4 | 8.267 | thermal | 0 | 0 | 0 | 0 | 7.9 | BOOTLE GT2A / BURLINGTON ST GT1 / LISTER DV A GT2 | 61.868 | GREEN | 0 |  |  | 0 | 0 | 0 | 17.4 |  |  |  |  | Green (Over 5% headroom) | 64884 | 100 | 3.55 | 56 | 29 | 1217751 | [9 empty] | Lister Drive | LISTER DRIVE | 2 | 114 | 114 | 0 | 57 | 20 | 2026-09 | [12 empty] | 53.4297 | -2.999 | SPM-ATHOL_ST_T1_CHISENHALE_ST_T1_SANDHILLS_LA_T1 | 7689795000 | SP Energy Networks open data (API key): NDP SPM primary-group polygons + Capacity Heatmaps Information Model SPM + LTDS appendices 3/6 + NSHR
870 | 52.1 | ROYAL MAIL LIVERPOOL NORTH DELIVERY OFFICE, HALF CROWN STREET | LIVERPOOL | L5 9AA | Liverpool |  | Warehouse And Premises | industrial | 1 | 2177.4 | 23437 | GIA | 139000 | Athol St T1 / Chisenhale St T1 / Sandhills La T1 | inside-area | 0.68 | BOOTLE GT2A / BURLINGTON ST GT1 / LISTER DV A GT2 | LISTER DRIVE | SPM | 9.1 | primary | 9.133 | Green | 17.4 | 8.267 | thermal | 0 | 0 | 0 | 0 | 7.9 | BOOTLE GT2A / BURLINGTON ST GT1 / LISTER DV A GT2 | 61.868 | GREEN | 0 |  |  | 0 | 0 | 0 | 17.4 |  |  |  |  | Green (Over 5% headroom) | 64884 | 100 | 3.46 | 54 | 29 | 1218378 | [9 empty] | Lister Drive | LISTER DRIVE | 2 | 114 | 114 | 0 | 57 | 20 | 2026-09 | [12 empty] | 53.4299 | -2.9926 | SPM-ATHOL_ST_T1_CHISENHALE_ST_T1_SANDHILLS_LA_T1 | 7158369000 | SP Energy Networks open data (API key): NDP SPM primary-group polygons + Capacity Heatmaps Information Model SPM + LTDS appendices 3/6 + NSHR
871 | 52.1 | UNITS 5-9 GRAIN INDUSTRIAL ESTATE, HARLOW STREET | LIVERPOOL | L8 4UH | Liverpool |  | Warehouse And Premises | industrial | 1 | 2132.94 | 22959 | GIA | 77500 | Dingle T1 / Granby T1 / St James T2 | inside-area | 0.77 | LISTER DV B GT3 / SPARLING ST GT1 / WAVERTREE GT2 | LISTER DRIVE | SPM | 9.1 | primary | 9.066 | Green | 17.5 | 8.434 | thermal | 0 | 0 | 0 | 0 | 7.2 | LISTER DV B GT3 / SPARLING ST GT1 / WAVERTREE GT2 | 51.671 | GREEN | 0 |  |  | 0 | 0 | 0 | 17.5 |  |  |  |  | Green (Over 5% headroom) | 64884 | 100 | 3.39 | 53 | 9 | 330860 | [9 empty] | Lister Drive | LISTER DRIVE | 2 | 114 | 114 | 0 | 57 | 20 | 2026-09 | [12 empty] | 53.3846 | -2.9694 | SPM-DINGLE_T1_GRANBY_T1_ST_JAMES_T2 | 14456576000 | SP Energy Networks open data (API key): NDP SPM primary-group polygons + Capacity Heatmaps Information Model SPM + LTDS appendices 3/6 + NSHR
872 | 52.1 | BELOW 440, PARK ROAD | LIVERPOOL | L8 9RF | Liverpool |  | Workshop And Premises | industrial | 1 | 2120.1 | 22821 | GIA | 12750 | Dingle T1 / Granby T1 / St James T2 | inside-area | 0.3 | LISTER DV B GT3 / SPARLING ST GT1 / WAVERTREE GT2 | LISTER DRIVE | SPM | 9.1 | primary | 9.066 | Green | 17.5 | 8.434 | thermal | 0 | 0 | 0 | 0 | 7.2 | LISTER DV B GT3 / SPARLING ST GT1 / WAVERTREE GT2 | 51.671 | GREEN | 0 |  |  | 0 | 0 | 0 | 17.5 |  |  |  |  | Green (Over 5% headroom) | 64884 | 100 | 3.37 | 95 | 9 | 330998 | [9 empty] | Lister Drive | LISTER DRIVE | 2 | 114 | 114 | 0 | 57 | 20 | 2026-09 | 38115490 | A1/A2 Retail and Financial/Professional services | 549 | G | Grid Supplied Electricity | 3 |  | Heating and Natural Ventilation | 2015-04-08 |  | 0.5 | FALSE | 53.3818 | -2.9593 | SPM-DINGLE_T1_GRANBY_T1_ST_JAMES_T2 | 402380134 | SP Energy Networks open data (API key): NDP SPM primary-group polygons + Capacity Heatmaps Information Model SPM + LTDS appendices 3/6 + NSHR
873 | 52.1 | UNITS B & C, SANDHILLS BUSINESS PARK, COMMERCIAL ROAD | LIVERPOOL | L5 7RD | Liverpool |  | Vehicle Repair Workshop And Premises | industrial | 1 | 1950.11 | 20991 | GIA | 56000 | Athol St T1 / Chisenhale St T1 / Sandhills La T1 | inside-area | 0.24 | BOOTLE GT2A / BURLINGTON ST GT1 / LISTER DV A GT2 | LISTER DRIVE | SPM | 9.1 | primary | 9.133 | Green | 17.4 | 8.267 | thermal | 0 | 0 | 0 | 0 | 7.9 | BOOTLE GT2A / BURLINGTON ST GT1 / LISTER DV A GT2 | 61.868 | GREEN | 0 |  |  | 0 | 0 | 0 | 17.4 |  |  |  |  | Green (Over 5% headroom) | 64884 | 100 | 3.1 | 88 | 29 | 1220824 | [9 empty] | Lister Drive | LISTER DRIVE | 2 | 114 | 114 | 0 | 57 | 20 | 2026-09 | [12 empty] | 53.4266 | -2.9884 | SPM-ATHOL_ST_T1_CHISENHALE_ST_T1_SANDHILLS_LA_T1 | 12183329000 | SP Energy Networks open data (API key): NDP SPM primary-group polygons + Capacity Heatmaps Information Model SPM + LTDS appendices 3/6 + NSHR
874 | 52 | 10TH - 13TH FLRS THE SPINE 2, PADDINGTON | LIVERPOOL | L7 3FA | Liverpool |  | Offices And Premises | office | 3 | 7983.98 | 85939 | NIA | 1502500 | Edge Hill T1 / Liverpool University T1 / Liverpool University T2 / Liverpool University T3 | inside-area | 0.36 | LISTER DV B GT3 / SPARLING ST GT1 / WAVERTREE GT2 | LISTER DRIVE | SPM | 16.5 | primary | 16.548 | Green | 30 | 13.452 | thermal | 0 | 5.5 | 0 | 5.5 | 15.8 | LISTER DV B GT3 / SPARLING ST GT1 / WAVERTREE GT2 | 51.671 | GREEN | 0 |  |  | 0 | 0 | 0 | 30 |  |  |  |  | Green (Over 5% headroom) | 117647 | 100 | 12.69 | 559 | 3 | 85965 | [9 empty] | Lister Drive | LISTER DRIVE | 2 | 114 | 114 | 0 | 57 | 20 | 2026-09 | [12 empty] | 53.4069 | -2.96 | SPM-EDGE_HILL_T1_LIVERPOOL_UNIVERSITY_T1_LIVERPOOL_UNIVERSITY_T2 | 13331976000;13207111000;13331978000 | SP Energy Networks open data (API key): NDP SPM primary-group polygons + Capacity Heatmaps Information Model SPM + LTDS appendices 3/6 + NSHR
875 | 52 | GND & 1ST FLRS CROWN BUILDING, KINGLAKE STREET | LIVERPOOL | L7 3EY | Liverpool |  | Offices And Premises | office | 1 | 2216.97 | 23863 | NIA | 116000 | Edge Hill T1 / Liverpool University T1 / Liverpool University T2 / Liverpool University T3 | inside-area | 0.09 | LISTER DV B GT3 / SPARLING ST GT1 / WAVERTREE GT2 | LISTER DRIVE | SPM | 16.5 | primary | 16.548 | Green | 30 | 13.452 | thermal | 0 | 5.5 | 0 | 5.5 | 15.8 | LISTER DV B GT3 / SPARLING ST GT1 / WAVERTREE GT2 | 51.671 | GREEN | 0 |  |  | 0 | 0 | 0 | 30 |  |  |  |  | Green (Over 5% headroom) | 117647 | 100 | 3.52 | 155 | 3 | 148041 | [9 empty] | Lister Drive | LISTER DRIVE | 2 | 114 | 114 | 0 | 57 | 20 | 2026-09 |  | Offices and Workshop Businesses | 2494 | D | Natural Gas | 3 |  | Heating and Natural Ventilation | 2026-05-05 |  | 0.5 | FALSE | 53.4052 | -2.9563 | SPM-EDGE_HILL_T1_LIVERPOOL_UNIVERSITY_T1_LIVERPOOL_UNIVERSITY_T2 | 910101000 | SP Energy Networks open data (API key): NDP SPM primary-group polygons + Capacity Heatmaps Information Model SPM + LTDS appendices 3/6 + NSHR
876 | 52 | WALBRO AUTOMOTIVE LTD, TENTH AVENUE | DEESIDE | CH5 2UA | Flintshire |  | Factory And Premises | industrial | 1 | 11208.39 | 120646 | GIA | 575000 | Optical Fibres T1 / Shotwick T1 / Walbro T1 | inside-area | 0.82 | DEESIDE PK GRID GT1 / SIXTH AVE GRID GT1 | CONNAHS QUAY - PENTIR - ST ASAPH | SPM | 9 | primary | 9.035 | Green | 20 | 10.965 | thermal | 0 | 16.5 | 0 | 16.5 | 7.9 | DEESIDE PK GRID GT1 / SIXTH AVE GRID GT1 | 9.814 | GREEN | 0 |  |  | 0 | 0 | 0 | 20 |  |  |  |  | Green (Over 5% headroom) | 64171 | 53 | 17.81 | 673 | 24 | 3466208 | [9 empty] | Connahs Quay / SASA | [8 empty] | 10013705643 | B2 to B7 General Industrial and Special Industrial Groups | 10057 | C | Natural Gas | 3 |  | Heating and Natural Ventilation | 2012-10-30 |  | 0.67 | FALSE | 53.2359 | -3.0211 | SPM-OPTICAL_FIBRES_T1_SHOTWICK_T1_WALBRO_T1 | 868991000 | SP Energy Networks open data (API key): NDP SPM primary-group polygons + Capacity Heatmaps Information Model SPM + LTDS appendices 3/6 + NSHR
877 | 52 | FAURECIA AUTOMOTIVES SEATING UK LTD, TENTH AVENUE | DEESIDE | CH5 2UA | Flintshire |  | Factory And Premises | industrial | 1 | 10070.6 | 108399 | GIA | 560000 | Optical Fibres T1 / Shotwick T1 / Walbro T1 | inside-area | 0.82 | DEESIDE PK GRID GT1 / SIXTH AVE GRID GT1 | CONNAHS QUAY - PENTIR - ST ASAPH | SPM | 9 | primary | 9.035 | Green | 20 | 10.965 | thermal | 0 | 16.5 | 0 | 16.5 | 7.9 | DEESIDE PK GRID GT1 / SIXTH AVE GRID GT1 | 9.814 | GREEN | 0 |  |  | 0 | 0 | 0 | 20 |  |  |  |  | Green (Over 5% headroom) | 64171 | 59 | 16 | 604 | 24 | 3478455 | [9 empty] | Connahs Quay / SASA | [20 empty] | 53.2359 | -3.0211 | SPM-OPTICAL_FIBRES_T1_SHOTWICK_T1_WALBRO_T1 | 2292693000 | SP Energy Networks open data (API key): NDP SPM primary-group polygons + Capacity Heatmaps Information Model SPM + LTDS appendices 3/6 + NSHR
878 | 52 | UNIT 112 ZONE 3 | DEESIDE | CH5 2UA | Flintshire |  | Factory And Premises | industrial | 1 | 9775 | 105217 | GIA | 352500 | Optical Fibres T1 / Shotwick T1 / Walbro T1 | inside-area | 0.82 | DEESIDE PK GRID GT1 / SIXTH AVE GRID GT1 | CONNAHS QUAY - PENTIR - ST ASAPH | SPM | 9 | primary | 9.035 | Green | 20 | 10.965 | thermal | 0 | 16.5 | 0 | 16.5 | 7.9 | DEESIDE PK GRID GT1 / SIXTH AVE GRID GT1 | 9.814 | GREEN | 0 |  |  | 0 | 0 | 0 | 20 |  |  |  |  | Green (Over 5% headroom) | 64171 | 61 | 15.53 | 586 | 24 | 3481637 | [9 empty] | Connahs Quay / SASA | [8 empty] | 10013705644 | B8 Storage or Distribution | 4617 | D | Natural Gas | 3 |  | Heating and Natural Ventilation | 2017-07-23 |  | 0.5 | FALSE | 53.2359 | -3.0211 | SPM-OPTICAL_FIBRES_T1_SHOTWICK_T1_WALBRO_T1 | 1481504000 | SP Energy Networks open data (API key): NDP SPM primary-group polygons + Capacity Heatmaps Information Model SPM + LTDS appendices 3/6 + NSHR
879 | 52 | SHOTTON MILL LTD, WEIGHBRIDGE ROAD | DEESIDE | CH5 2LL | Flintshire |  | Warehouse, Offices And Premises | industrial | 1 | 9344.3 | 100581 | GIA | 665000 | Optical Fibres T1 / Shotwick T1 / Walbro T1 | inside-area | 1.5 | DEESIDE PK GRID GT1 / SIXTH AVE GRID GT1 | CONNAHS QUAY - PENTIR - ST ASAPH | SPM | 9 | primary | 9.035 | Green | 20 | 10.965 | thermal | 0 | 16.5 | 0 | 16.5 | 7.9 | DEESIDE PK GRID GT1 / SIXTH AVE GRID GT1 | 9.814 | GREEN | 0 |  |  | 0 | 0 | 0 | 20 |  |  |  |  | Green (Over 5% headroom) | 64171 | 64 | 14.85 | 654 | 24 | 3486273 | [9 empty] | Connahs Quay / SASA | [8 empty] | 10095363009 | B8 Storage or Distribution | 22127 | C | Grid Supplied Electricity | 3 |  | Heating and Natural Ventilation | 2021-01-22 |  | 1 | FALSE | 53.238 | -3.031 | SPM-OPTICAL_FIBRES_T1_SHOTWICK_T1_WALBRO_T1 | 14275238000 | SP Energy Networks open data (API key): NDP SPM primary-group polygons + Capacity Heatmaps Information Model SPM + LTDS appendices 3/6 + NSHR
880 | 52 | UNIT 3 DEESIDE POINT, TENTH AVENUE, ZONE 3 | DEESIDE | CH5 2UA | Flintshire |  | Warehouse And Premises | industrial | 4 | 8123.29 | 87438 | GIA | 497500 | Optical Fibres T1 / Shotwick T1 / Walbro T1 | inside-area | 0.82 | DEESIDE PK GRID GT1 / SIXTH AVE GRID GT1 | CONNAHS QUAY - PENTIR - ST ASAPH | SPM | 9 | primary | 9.035 | Green | 20 | 10.965 | thermal | 0 | 16.5 | 0 | 16.5 | 7.9 | DEESIDE PK GRID GT1 / SIXTH AVE GRID GT1 | 9.814 | GREEN | 0 |  |  | 0 | 0 | 0 | 20 |  |  |  |  | Green (Over 5% headroom) | 64171 | 73 | 12.91 | 203 | 24 | 3499416 | [9 empty] | Connahs Quay / SASA | [20 empty] | 53.2359 | -3.0211 | SPM-OPTICAL_FIBRES_T1_SHOTWICK_T1_WALBRO_T1 | 5301336000;6749098000;13247474000;13247475000 | SP Energy Networks open data (API key): NDP SPM primary-group polygons + Capacity Heatmaps Information Model SPM + LTDS appendices 3/6 + NSHR
881 | 52 | IFOR WILLIAMS TRAILERS LTD, FOURTH AVENUE ZONE 2 | DEESIDE | CH5 2NR | Flintshire |  | Factory And Premises | industrial | 1 | 7160.91 | 77079 | GIA | 367500 | Optical Fibres T1 / Shotwick T1 / Walbro T1 | inside-area | 0.1 | DEESIDE PK GRID GT1 / SIXTH AVE GRID GT1 | CONNAHS QUAY - PENTIR - ST ASAPH | SPM | 9 | primary | 9.035 | Green | 20 | 10.965 | thermal | 0 | 16.5 | 0 | 16.5 | 7.9 | DEESIDE PK GRID GT1 / SIXTH AVE GRID GT1 | 9.814 | GREEN | 0 |  |  | 0 | 0 | 0 | 20 |  |  |  |  | Green (Over 5% headroom) | 64171 | 83 | 11.38 | 430 | 24 | 3509775 | [9 empty] | Connahs Quay / SASA | [20 empty] | 53.2314 | -3.0131 | SPM-OPTICAL_FIBRES_T1_SHOTWICK_T1_WALBRO_T1 | 7530980000 | SP Energy Networks open data (API key): NDP SPM primary-group polygons + Capacity Heatmaps Information Model SPM + LTDS appendices 3/6 + NSHR
882 | 52 | ESTUARY HOUSE, TENTH AVENUE, ZONE 3 | DEESIDE | CH5 2UA | Flintshire |  | Factory, Office And Premises | industrial | 1 | 7087.39 | 76288 | GIA | 427500 | Optical Fibres T1 / Shotwick T1 / Walbro T1 | inside-area | 0.82 | DEESIDE PK GRID GT1 / SIXTH AVE GRID GT1 | CONNAHS QUAY - PENTIR - ST ASAPH | SPM | 9 | primary | 9.035 | Green | 20 | 10.965 | thermal | 0 | 16.5 | 0 | 16.5 | 7.9 | DEESIDE PK GRID GT1 / SIXTH AVE GRID GT1 | 9.814 | GREEN | 0 |  |  | 0 | 0 | 0 | 20 |  |  |  |  | Green (Over 5% headroom) | 64171 | 84 | 11.26 | 425 | 24 | 3510566 | [9 empty] | Connahs Quay / SASA | [8 empty] | 10023846435 | B8 Storage or Distribution | 2020 | C | Natural Gas | 3 |  | Heating and Natural Ventilation | 2015-05-06 |  | 0.5 | FALSE | 53.2359 | -3.0211 | SPM-OPTICAL_FIBRES_T1_SHOTWICK_T1_WALBRO_T1 | 4045513000 | SP Energy Networks open data (API key): NDP SPM primary-group polygons + Capacity Heatmaps Information Model SPM + LTDS appendices 3/6 + NSHR
883 | 52 | EDGE TRANSPORT, FOURTH AVENUE ZONE 2 | DEESIDE | CH5 2NR | Flintshire |  | Warehouse And Premises | industrial | 1 | 6992.03 | 75262 | GIA | 322500 | Optical Fibres T1 / Shotwick T1 / Walbro T1 | inside-area | 0.1 | DEESIDE PK GRID GT1 / SIXTH AVE GRID GT1 | CONNAHS QUAY - PENTIR - ST ASAPH | SPM | 9 | primary | 9.035 | Green | 20 | 10.965 | thermal | 0 | 16.5 | 0 | 16.5 | 7.9 | DEESIDE PK GRID GT1 / SIXTH AVE GRID GT1 | 9.814 | GREEN | 0 |  |  | 0 | 0 | 0 | 20 |  |  |  |  | Green (Over 5% headroom) | 64171 | 85 | 11.11 | 175 | 24 | 3511592 | [9 empty] | Connahs Quay / SASA | [20 empty] | 53.2314 | -3.0131 | SPM-OPTICAL_FIBRES_T1_SHOTWICK_T1_WALBRO_T1 | 9965522000 | SP Energy Networks open data (API key): NDP SPM primary-group polygons + Capacity Heatmaps Information Model SPM + LTDS appendices 3/6 + NSHR
884 | 52 | UNIT 9 DEESIDE POINT, TENTH AVENUE | DEESIDE | CH5 2UA | Flintshire |  | Warehouse And Premises | industrial | 2 | 5169.11 | 55640 | GIA | 354000 | Optical Fibres T1 / Shotwick T1 / Walbro T1 | inside-area | 0.82 | DEESIDE PK GRID GT1 / SIXTH AVE GRID GT1 | CONNAHS QUAY - PENTIR - ST ASAPH | SPM | 9 | primary | 9.035 | Green | 20 | 10.965 | thermal | 0 | 16.5 | 0 | 16.5 | 7.9 | DEESIDE PK GRID GT1 / SIXTH AVE GRID GT1 | 9.814 | GREEN | 0 |  |  | 0 | 0 | 0 | 20 |  |  |  |  | Green (Over 5% headroom) | 64171 | 100 | 8.21 | 129 | 24 | 3531214 | [9 empty] | Connahs Quay / SASA | [8 empty] | 10023846435 | B8 Storage or Distribution | 2020 | C | Natural Gas | 3 |  | Heating and Natural Ventilation | 2015-05-06 |  | 1 | FALSE | 53.2359 | -3.0211 | SPM-OPTICAL_FIBRES_T1_SHOTWICK_T1_WALBRO_T1 | 5423470000;5381605000 | SP Energy Networks open data (API key): NDP SPM primary-group polygons + Capacity Heatmaps Information Model SPM + LTDS appendices 3/6 + NSHR
885 | 52 | UNIT 5, TURBINE PARK, TURBINE ROAD | BIRKENHEAD | CH41 9BA | Wirral |  | Warehouse And Premises | industrial | 3 | 4775.27 | 51401 | GIA | 276500 | Birkenhead Central T1 / Singleton Ave T1 / Tranmere T1 | inside-area | 0.31 | PRENTON GRID GT1 / ROCK FERRY GT1 | BIRKENHEAD | SPM | 9 | primary | 9.037 | Green | 18.2 | 9.163 | thermal | 0 | 0 | 0 | 0 | 7.3 | PRENTON GRID GT1 / ROCK FERRY GT1 | 18.455 | GREEN | 0 |  |  | 0 | 0 | 0 | 18.2 |  |  |  |  | Green (Over 5% headroom) | 64171 | 100 | 7.59 | 119 | 9 | 294648 | [9 empty] | Birkenhead | BIRKENHEAD | 0 | 0 | 0 | 0 | 0 | 90 |  | 42194355 | B8 Storage or Distribution | 1200 | A | Natural Gas | 4 |  | Heating and Natural Ventilation | 2016-06-03 |  | 1 | FALSE | 53.3813 | -3.0133 | SPM-BIRKENHEAD_CENTRAL_T1_SINGLETON_AVE_T1_TRANMERE_T1 | 10515372000;10515375000;10515370000 | SP Energy Networks open data (API key): NDP SPM primary-group polygons + Capacity Heatmaps Information Model SPM + LTDS appendices 3/6 + NSHR
886 | 52 | UNITS 109 AND 110 | DEESIDE | CH5 2UA | Flintshire |  | Warehouse And Premises | industrial | 1 | 4728.28 | 50895 | GIA | 287500 | Optical Fibres T1 / Shotwick T1 / Walbro T1 | inside-area | 0.82 | DEESIDE PK GRID GT1 / SIXTH AVE GRID GT1 | CONNAHS QUAY - PENTIR - ST ASAPH | SPM | 9 | primary | 9.035 | Green | 20 | 10.965 | thermal | 0 | 16.5 | 0 | 16.5 | 7.9 | DEESIDE PK GRID GT1 / SIXTH AVE GRID GT1 | 9.814 | GREEN | 0 |  |  | 0 | 0 | 0 | 20 |  |  |  |  | Green (Over 5% headroom) | 64171 | 100 | 7.51 | 118 | 24 | 3535959 | [9 empty] | Connahs Quay / SASA | [8 empty] | 10013705193 | General Industrial and Special Industrial Groups | 2366 | C | Natural Gas | 3 |  | Heating and Natural Ventilation | 2023-04-05 |  | 0.5 | FALSE | 53.2359 | -3.0211 | SPM-OPTICAL_FIBRES_T1_SHOTWICK_T1_WALBRO_T1 | 13858336000 | SP Energy Networks open data (API key): NDP SPM primary-group polygons + Capacity Heatmaps Information Model SPM + LTDS appendices 3/6 + NSHR
887 | 52 | BAY 13 AT PEEL HOLDINGS SITE, CAMPBELTOWN ROAD | BIRKENHEAD | CH41 9BP | Wirral |  | Workshop And Premises | industrial | 1 | 3870.71 | 41664 | GIA | 112000 | Birkenhead Central T1 / Singleton Ave T1 / Tranmere T1 | inside-area | 0.41 | PRENTON GRID GT1 / ROCK FERRY GT1 | BIRKENHEAD | SPM | 9 | primary | 9.037 | Green | 18.2 | 9.163 | thermal | 0 | 0 | 0 | 0 | 7.3 | PRENTON GRID GT1 / ROCK FERRY GT1 | 18.455 | GREEN | 0 |  |  | 0 | 0 | 0 | 18.2 |  |  |  |  | Green (Over 5% headroom) | 64171 | 100 | 6.15 | 174 | 9 | 304385 | [9 empty] | Birkenhead | BIRKENHEAD | 0 | 0 | 0 | 0 | 0 | 90 | [13 empty] | 53.3835 | -3.0117 | SPM-BIRKENHEAD_CENTRAL_T1_SINGLETON_AVE_T1_TRANMERE_T1 | 7554432000 | SP Energy Networks open data (API key): NDP SPM primary-group polygons + Capacity Heatmaps Information Model SPM + LTDS appendices 3/6 + NSHR
888 | 52 | PRINT CENTRE, TENTH AVENUE, ZONE 3 | DEESIDE | CH5 2UA | Flintshire | NWN MEDIA | Factory And Premises | industrial | 1 | 2797.8 | 30115 | GIA | 148000 | Optical Fibres T1 / Shotwick T1 / Walbro T1 | inside-area | 0.82 | DEESIDE PK GRID GT1 / SIXTH AVE GRID GT1 | CONNAHS QUAY - PENTIR - ST ASAPH | SPM | 9 | primary | 9.035 | Green | 20 | 10.965 | thermal | 0 | 16.5 | 0 | 16.5 | 7.9 | DEESIDE PK GRID GT1 / SIXTH AVE GRID GT1 | 9.814 | GREEN | 0 |  |  | 0 | 0 | 0 | 20 |  |  |  |  | Green (Over 5% headroom) | 64171 | 100 | 4.45 | 168 | 24 | 3556739 | [9 empty] | Connahs Quay / SASA | [8 empty] | 10023846435 | B8 Storage or Distribution | 2020 | C | Natural Gas | 3 |  | Heating and Natural Ventilation | 2015-05-06 |  | 0.5 | FALSE | 53.2359 | -3.0211 | SPM-OPTICAL_FIBRES_T1_SHOTWICK_T1_WALBRO_T1 | 5679177000 | SP Energy Networks open data (API key): NDP SPM primary-group polygons + Capacity Heatmaps Information Model SPM + LTDS appendices 3/6 + NSHR
889 | 52 | UNIT 10A, SECOND AVENUE | DEESIDE | CH5 2NX | Flintshire |  | Factory And Premises | industrial | 1 | 2220.45 | 23901 | GIA | 132000 | Optical Fibres T1 / Shotwick T1 / Walbro T1 | inside-area | 0.14 | DEESIDE PK GRID GT1 / SIXTH AVE GRID GT1 | CONNAHS QUAY - PENTIR - ST ASAPH | SPM | 9 | primary | 9.035 | Green | 20 | 10.965 | thermal | 0 | 16.5 | 0 | 16.5 | 7.9 | DEESIDE PK GRID GT1 / SIXTH AVE GRID GT1 | 9.814 | GREEN | 0 |  |  | 0 | 0 | 0 | 20 |  |  |  |  | Green (Over 5% headroom) | 64171 | 100 | 3.53 | 133 | 24 | 3562953 | [9 empty] | Connahs Quay / SASA | [8 empty] | 10093285390 | B1 Offices and Workshop businesses | 3467 | C | Grid Supplied Electricity | 3 |  | Heating and Natural Ventilation | 2013-08-14 |  | 0.5 | FALSE | 53.2319 | -3.0103 | SPM-OPTICAL_FIBRES_T1_SHOTWICK_T1_WALBRO_T1 | 14206201000 | SP Energy Networks open data (API key): NDP SPM primary-group polygons + Capacity Heatmaps Information Model SPM + LTDS appendices 3/6 + NSHR
890 | 52 | AEV PLC, MARION STREET | BIRKENHEAD | CH41 6LT | Wirral |  | Factory And Premises | industrial | 1 | 2105 | 22658 | GIA | 86500 | Birkenhead Central T1 / Singleton Ave T1 / Tranmere T1 | inside-area | 1.07 | PRENTON GRID GT1 / ROCK FERRY GT1 | BIRKENHEAD | SPM | 9 | primary | 9.037 | Green | 18.2 | 9.163 | thermal | 0 | 0 | 0 | 0 | 7.3 | PRENTON GRID GT1 / ROCK FERRY GT1 | 18.455 | GREEN | 0 |  |  | 0 | 0 | 0 | 18.2 |  |  |  |  | Green (Over 5% headroom) | 64171 | 100 | 3.35 | 126 | 9 | 323391 | [9 empty] | Birkenhead | BIRKENHEAD | 0 | 0 | 0 | 0 | 0 | 90 |  | 42167061 | B2 to B7 General Industrial and Special Industrial Groups | 1967 | D | Natural Gas | 3 |  | Heating and Natural Ventilation | 2018-04-24 |  | 0.5 | FALSE | 53.392 | -3.0191 | SPM-BIRKENHEAD_CENTRAL_T1_SINGLETON_AVE_T1_TRANMERE_T1 | 1292288000 | SP Energy Networks open data (API key): NDP SPM primary-group polygons + Capacity Heatmaps Information Model SPM + LTDS appendices 3/6 + NSHR
891 | 52 | UNIT 111, PARKWAY | DEESIDE | CH5 2UA | Flintshire |  | Warehouse And Premises | industrial | 1 | 2093.54 | 22535 | GIA | 128000 | Optical Fibres T1 / Shotwick T1 / Walbro T1 | inside-area | 0.82 | DEESIDE PK GRID GT1 / SIXTH AVE GRID GT1 | CONNAHS QUAY - PENTIR - ST ASAPH | SPM | 9 | primary | 9.035 | Green | 20 | 10.965 | thermal | 0 | 16.5 | 0 | 16.5 | 7.9 | DEESIDE PK GRID GT1 / SIXTH AVE GRID GT1 | 9.814 | GREEN | 0 |  |  | 0 | 0 | 0 | 20 |  |  |  |  | Green (Over 5% headroom) | 64171 | 100 | 3.33 | 52 | 24 | 3564319 | [9 empty] | Connahs Quay / SASA | [8 empty] | 10013705202 | B8 Storage or Distribution | 2135 | E | Natural Gas | 3 |  | Heating and Natural Ventilation | 2017-07-23 |  | 0.5 | FALSE | 53.2359 | -3.0211 | SPM-OPTICAL_FIBRES_T1_SHOTWICK_T1_WALBRO_T1 | 4050964000 | SP Energy Networks open data (API key): NDP SPM primary-group polygons + Capacity Heatmaps Information Model SPM + LTDS appendices 3/6 + NSHR
892 | 52 | UNITS F1 & F2, TENTH AVENUE, ZONE 3 | DEESIDE | CH5 2UA | Flintshire |  | Factory And Premises | industrial | 1 | 1992.08 | 21443 | GIA | 123000 | Optical Fibres T1 / Shotwick T1 / Walbro T1 | inside-area | 0.82 | DEESIDE PK GRID GT1 / SIXTH AVE GRID GT1 | CONNAHS QUAY - PENTIR - ST ASAPH | SPM | 9 | primary | 9.035 | Green | 20 | 10.965 | thermal | 0 | 16.5 | 0 | 16.5 | 7.9 | DEESIDE PK GRID GT1 / SIXTH AVE GRID GT1 | 9.814 | GREEN | 0 |  |  | 0 | 0 | 0 | 20 |  |  |  |  | Green (Over 5% headroom) | 64171 | 100 | 3.17 | 120 | 24 | 3565411 | [9 empty] | Connahs Quay / SASA | [8 empty] | 10023846428 | B2 to B7 General Industrial and Special Industrial Groups | 1973 | D | Grid Supplied Electricity | 3 | 1 | Air Conditioning | 2020-07-17 |  | 0.6 | FALSE | 53.2359 | -3.0211 | SPM-OPTICAL_FIBRES_T1_SHOTWICK_T1_WALBRO_T1 | 5745845000 | SP Energy Networks open data (API key): NDP SPM primary-group polygons + Capacity Heatmaps Information Model SPM + LTDS appendices 3/6 + NSHR
893 | 51.9 | WEAVERGATE WORKS, WINNINGTON AVENUE | NORTHWICH | CW8 4DX | Cheshire West And Chester |  | Factory And Premises | industrial | 1 | 14433.05 | 155356 | GIA | 462500 | Castle Beeston St T1 / Hartford T2 / Leicester St T1 / Northwich Town T1 / Winnington T1 | inside-area | 1.02 | HARTFORD GT1 / LOSTOCK GT2 / WINSFORD GT1 / WINSFORD GT2 | CARRINGTON - FIDDLERS FERRY | SPM | 16.4 | primary | 16.399 | Green | 37.5 | 21.101 | thermal | 0 | 0 | 0 | 0 | 11.4 | HARTFORD GT1 / LOSTOCK GT2 / WINSFORD GT1 / WINSFORD GT2 | 35.88 | GREEN | 0 |  |  | 0 | 0 | 0 | 37.5 |  |  |  |  | Green (Over 5% headroom) | 116934 | 75 | 22.94 | 866 | 13 | 510875 | [9 empty] | Frodsham | CARRINGTON | 5 | 2186.9 | 2186.9 | 0 | 0 | 930 | 2026-05 | [12 empty] | 53.2613 | -2.5087 | SPM-CASTLE_BEESTON_ST_T1_HARTFORD_T2_LEICESTER_ST_T1_NORTHWICH_T | 319283133 | SP Energy Networks open data (API key): NDP SPM primary-group polygons + Capacity Heatmaps Information Model SPM + LTDS appendices 3/6 + NSHR
894 | 51.9 | HOWDENS JOINERY, BROOKEDGE CENTRE, WARRINGTON OLD ROAD | NORTHWICH | CW9 5LH | Cheshire West And Chester |  | Warehouse And Premises | industrial | 1 | 1571.89 | 16920 | GIA | 94000 | Castle Beeston St T1 / Hartford T2 / Leicester St T1 / Northwich Town T1 / Winnington T1 | inside-area | 1.39 | HARTFORD GT1 / LOSTOCK GT2 / WINSFORD GT1 / WINSFORD GT2 | CARRINGTON - FIDDLERS FERRY | SPM | 16.4 | primary | 16.399 | Green | 37.5 | 21.101 | thermal | 0 | 0 | 0 | 0 | 11.4 | HARTFORD GT1 / LOSTOCK GT2 / WINSFORD GT1 / WINSFORD GT2 | 35.88 | GREEN | 0 |  |  | 0 | 0 | 0 | 37.5 |  |  |  |  | Green (Over 5% headroom) | 116934 | 100 | 2.5 | 39 | 13 | 649311 | [9 empty] | Frodsham | CARRINGTON | 5 | 2186.9 | 2186.9 | 0 | 0 | 930 | 2026-05 | 10093487342 | B8 Storage or Distribution | 798 | E | Natural Gas | 3 |  | Heating and Natural Ventilation | 2017-05-08 |  | 1 | FALSE | 53.2638 | -2.5049 | SPM-CASTLE_BEESTON_ST_T1_HARTFORD_T2_LEICESTER_ST_T1_NORTHWICH_T | 10778628000 | SP Energy Networks open data (API key): NDP SPM primary-group polygons + Capacity Heatmaps Information Model SPM + LTDS appendices 3/6 + NSHR
895 | 51.9 | ROYAL MAIL SORTING OFFICE, MEADOW STREET | NORTHWICH | CW9 5EJ | Cheshire West And Chester |  | Sorting Office And Premises | industrial | 1 | 1062.7 | 11439 | GIA | 50000 | Castle Beeston St T1 / Hartford T2 / Leicester St T1 / Northwich Town T1 / Winnington T1 | inside-area | 1.1 | HARTFORD GT1 / LOSTOCK GT2 / WINSFORD GT1 / WINSFORD GT2 | CARRINGTON - FIDDLERS FERRY | SPM | 16.4 | primary | 16.399 | Green | 37.5 | 21.101 | thermal | 0 | 0 | 0 | 0 | 11.4 | HARTFORD GT1 / LOSTOCK GT2 / WINSFORD GT1 / WINSFORD GT2 | 35.88 | GREEN | 0 |  |  | 0 | 0 | 0 | 37.5 |  |  |  |  | Green (Over 5% headroom) | 116934 | 100 | 1.69 | 74 | 13 | 654792 | [9 empty] | Frodsham | CARRINGTON | 5 | 2186.9 | 2186.9 | 0 | 0 | 930 | 2026-05 | [12 empty] | 53.2622 | -2.5082 | SPM-CASTLE_BEESTON_ST_T1_HARTFORD_T2_LEICESTER_ST_T1_NORTHWICH_T | 373536133 | SP Energy Networks open data (API key): NDP SPM primary-group polygons + Capacity Heatmaps Information Model SPM + LTDS appendices 3/6 + NSHR
896 | 51.8 | NHS SUPPLY CHAIN, GORSEY POINT, HENRY ROAD | WIDNES | WA8 0RN | Halton |  | Warehouse And Premises | industrial | 1 | 41042.82 | 441781 | GIA | 2570000 | Lugsdale T1 / Pilk Sullivan T1 / Pilk Sullivan T2 / Usac T1 | inside-area | 1.25 | BOLD G2A / PRESCOT GT1B / WIDNES GT1 / WIDNES GT2 | RAINHILL | SPM | 22 | primary | 21.975 | Green | 30 | 8.025 | thermal | 0 | 0 | 0 | 0 | 20.8 | BOLD G4A / PRESCOT GT1B / WIDNES GT1 / WIDNES GT2 | 23.6331 | GREEN | 4.9 |  |  | 0 | 0 | 0 | 30 |  |  |  |  | Green (Over 5% headroom) | 156863 | 36 | 65.22 | 1026 | 32 | 1668667 | [9 empty] | Fiddlers Ferry | RAINHILL | 1 | 85.5 | 85.5 | 0 | 0 | 57 | 2026-09 | [12 empty] | 53.3697 | -2.7058 | SPM-LUGSDALE_T1_PILK_SULLIVAN_T1_PILK_SULLIVAN_T2_USAC_T1 | 14498757000 | SP Energy Networks open data (API key): NDP SPM primary-group polygons + Capacity Heatmaps Information Model SPM + LTDS appendices 3/6 + NSHR
897 | 51.8 | SUTTON & SONS (ST HELENS) LTD, GORSEY LANE | WIDNES | WA8 0GG | Halton |  | Road Haulage Depot And Premises | industrial | 1 | 33891.2 | 364801 | OTH | 330000 | Lugsdale T1 / Pilk Sullivan T1 / Pilk Sullivan T2 / Usac T1 | inside-area | 1.1 | BOLD G2A / PRESCOT GT1B / WIDNES GT1 / WIDNES GT2 | RAINHILL | SPM | 22 | primary | 21.975 | Green | 30 | 8.025 | thermal | 0 | 0 | 0 | 0 | 20.8 | BOLD G4A / PRESCOT GT1B / WIDNES GT1 / WIDNES GT2 | 23.6331 | GREEN | 4.9 |  |  | 0 | 0 | 0 | 30 |  |  |  |  | Green (Over 5% headroom) | 156863 | 43 | 53.86 | 847 | 32 | 1745647 | [9 empty] | Fiddlers Ferry | RAINHILL | 1 | 85.5 | 85.5 | 0 | 0 | 57 | 2026-09 | [12 empty] | 53.3654 | -2.7071 | SPM-LUGSDALE_T1_PILK_SULLIVAN_T1_PILK_SULLIVAN_T2_USAC_T1 | 629664137 | SP Energy Networks open data (API key): NDP SPM primary-group polygons + Capacity Heatmaps Information Model SPM + LTDS appendices 3/6 + NSHR
898 | 51.7 | ASDA, DENE DRIVE | WINSFORD | CW7 1BD | Cheshire West And Chester |  | Superstore And Premises | bigbox | 1 | 7544.5 | 81208 | GIA | 995000 | Church St Winsford T1 / Over T1 / Wharton Pk T1 / Woodford Pk T1 | inside-area | 0.69 | HARTFORD GT1 / LOSTOCK GT2 / WINSFORD GT1 / WINSFORD GT2 | CARRINGTON - FIDDLERS FERRY | SPM | 12.5 | primary | 12.511 | Green | 30 | 16.589 | thermal | 3.6 | 0 | 0 | 3.6 | 9.3 | HARTFORD GT1 / LOSTOCK GT2 / WINSFORD GT1 / WINSFORD GT2 | 35.88 | GREEN | 0 |  |  | 0 | 0 | 0 | 30 |  |  |  |  | Green (Over 5% headroom) | 89127 | 100 | 11.99 | 679 | 25 | 1264575 | [9 empty] | Frodsham | CARRINGTON | 5 | 2186.9 | 2186.9 | 0 | 0 | 930 | 2026-05 | [12 empty] | 53.1906 | -2.5283 | SPM-CHURCH_ST_WINSFORD_T1_OVER_T1_WHARTON_PK_T1_WOODFORD_PK_T1 | 14162504000 | SP Energy Networks open data (API key): NDP SPM primary-group polygons + Capacity Heatmaps Information Model SPM + LTDS appendices 3/6 + NSHR
899 | 51.7 | MORRISONS SUPERMARKET, WHARTON PARK ROAD | WINSFORD | CW7 3BS | Cheshire West And Chester |  | Superstore And Premises | bigbox | 1 | 7459.2 | 80290 | GIA | 1390000 | Church St Winsford T1 / Over T1 / Wharton Pk T1 / Woodford Pk T1 | inside-area | 0.75 | HARTFORD GT1 / LOSTOCK GT2 / WINSFORD GT1 / WINSFORD GT2 | CARRINGTON - FIDDLERS FERRY | SPM | 12.5 | primary | 12.511 | Green | 30 | 16.589 | thermal | 3.6 | 0 | 0 | 3.6 | 9.3 | HARTFORD GT1 / LOSTOCK GT2 / WINSFORD GT1 / WINSFORD GT2 | 35.88 | GREEN | 0 |  |  | 0 | 0 | 0 | 30 |  |  |  |  | Green (Over 5% headroom) | 89127 | 100 | 11.85 | 671 | 25 | 1265493 | [9 empty] | Frodsham | CARRINGTON | 5 | 2186.9 | 2186.9 | 0 | 0 | 930 | 2026-05 | [12 empty] | 53.1987 | -2.5116 | SPM-CHURCH_ST_WINSFORD_T1_OVER_T1_WHARTON_PK_T1_WOODFORD_PK_T1 | 14761880000 | SP Energy Networks open data (API key): NDP SPM primary-group polygons + Capacity Heatmaps Information Model SPM + LTDS appendices 3/6 + NSHR
900 | 51.7 | 40-44, FRODSHAM STREET | CHESTER | CH1 3JS | Cheshire West And Chester |  | Superstore And Premises | bigbox | 1 | 7076.43 | 76170 | GIA | 1030000 | Grosvenor St T1 / Linenhall St T1 / Northgate Terrace T1 / Station View T1 / Tomular Place T1 | inside-area | 0.37 | CHESTER MAIN GT4 / CRANE BANK GT1 / GUILDEN SUTTON GT1 / SALTNEY G2A | CAPENHURST | SPM | 12.5 | primary | 12.508 | Green | 30 | 17.492 | thermal | 0 | 6.2 | 0 | 6.2 | 10.4 | CHESTER MAIN GT4 / CRANE BANK GT1 / GUILDEN SUTTON GT1 / SALTNEY G2A | 31.649 | GREEN | 39.8 |  |  | 0 | 0 | 0 | 30 |  |  |  |  | Green (Over 5% headroom) | 89127 | 100 | 11.25 | 637 | 16 | 485388 | [9 empty] | Capenhurst | CAPENHURST | 4 | 896.6 | 896.6 | 0 | 0 | 304 | 2029-10 | 10012217884 | A1/A2 Retail and Financial/Professional services | 7707 | B | Natural Gas | 3 |  | Heating and Natural Ventilation | 2019-03-18 |  | 0.67 | FALSE | 53.1924 | -2.8881 | SPM-GROSVENOR_ST_T1_LINENHALL_ST_T1_NORTHGATE_TERRACE_T1_STATION | 14237005000 | SP Energy Networks open data (API key): NDP SPM primary-group polygons + Capacity Heatmaps Information Model SPM + LTDS appendices 3/6 + NSHR
901 | 51.7 | UNIT 1 AT 71, BOUGHTON | CHESTER | CH3 5AF | Cheshire West And Chester |  | Superstore And Premises | bigbox | 1 | 4337.7 | 46691 | GIA | 680000 | Grosvenor St T1 / Linenhall St T1 / Northgate Terrace T1 / Station View T1 / Tomular Place T1 | inside-area | 0.95 | CHESTER MAIN GT4 / CRANE BANK GT1 / GUILDEN SUTTON GT1 / SALTNEY G2A | CAPENHURST | SPM | 12.5 | primary | 12.508 | Green | 30 | 17.492 | thermal | 0 | 6.2 | 0 | 6.2 | 10.4 | CHESTER MAIN GT4 / CRANE BANK GT1 / GUILDEN SUTTON GT1 / SALTNEY G2A | 31.649 | GREEN | 39.8 |  |  | 0 | 0 | 0 | 30 |  |  |  |  | Green (Over 5% headroom) | 89127 | 100 | 6.89 | 390 | 16 | 514867 | [9 empty] | Capenhurst | CAPENHURST | 4 | 896.6 | 896.6 | 0 | 0 | 304 | 2029-10 | 10091141945 | Retail/Financial and Professional Services | 595 | A | Grid Supplied Electricity | 3 | 1 | Air Conditioning | 2025-04-28 |  | 1 | FALSE | 53.1925 | -2.879 | SPM-GROSVENOR_ST_T1_LINENHALL_ST_T1_NORTHGATE_TERRACE_T1_STATION | 9499198000 | SP Energy Networks open data (API key): NDP SPM primary-group polygons + Capacity Heatmaps Information Model SPM + LTDS appendices 3/6 + NSHR
902 | 51.7 | FORDS OF WINSFORD, WEAVER VALLEY ROAD | WINSFORD | CW7 3AL | Cheshire West And Chester |  | Car Supermarket And Premises | bigbox | 1 | 3872.94 | 41688 | GIA | 575000 | Church St Winsford T1 / Over T1 / Wharton Pk T1 / Woodford Pk T1 | inside-area | 1.02 | HARTFORD GT1 / LOSTOCK GT2 / WINSFORD GT1 / WINSFORD GT2 | CARRINGTON - FIDDLERS FERRY | SPM | 12.5 | primary | 12.511 | Green | 30 | 16.589 | thermal | 3.6 | 0 | 0 | 3.6 | 9.3 | HARTFORD GT1 / LOSTOCK GT2 / WINSFORD GT1 / WINSFORD GT2 | 35.88 | GREEN | 0 |  |  | 0 | 0 | 0 | 30 |  |  |  |  | Green (Over 5% headroom) | 89127 | 100 | 6.15 | 349 | 25 | 1304095 | [9 empty] | Frodsham | CARRINGTON | 5 | 2186.9 | 2186.9 | 0 | 0 | 930 | 2026-05 | 100012603517 | A1/A2 Retail and Financial/Professional services | 309 | A | Grid Supplied Electricity | 4 |  | Heating and Mechanical Ventilation | 2013-09-24 |  | 1 | FALSE | 53.2029 | -2.5156 | SPM-CHURCH_ST_WINSFORD_T1_OVER_T1_WHARTON_PK_T1_WOODFORD_PK_T1 | 375280133 | SP Energy Networks open data (API key): NDP SPM primary-group polygons + Capacity Heatmaps Information Model SPM + LTDS appendices 3/6 + NSHR
903 | 51.7 | FOCUS DIY LTD, WEAVER VALLEY ROAD | WINSFORD | CW7 3DB | Cheshire West And Chester |  | Retail Warehouse And Premises | bigbox | 1 | 2909 | 31312 | GIA | 260000 | Church St Winsford T1 / Over T1 / Wharton Pk T1 / Woodford Pk T1 | inside-area | 0.77 | HARTFORD GT1 / LOSTOCK GT2 / WINSFORD GT1 / WINSFORD GT2 | CARRINGTON - FIDDLERS FERRY | SPM | 12.5 | primary | 12.511 | Green | 30 | 16.589 | thermal | 3.6 | 0 | 0 | 3.6 | 9.3 | HARTFORD GT1 / LOSTOCK GT2 / WINSFORD GT1 / WINSFORD GT2 | 35.88 | GREEN | 0 |  |  | 0 | 0 | 0 | 30 |  |  |  |  | Green (Over 5% headroom) | 89127 | 100 | 4.62 | 262 | 25 | 1314471 | [9 empty] | Frodsham | CARRINGTON | 5 | 2186.9 | 2186.9 | 0 | 0 | 930 | 2026-05 | 100012603663 | A1/A2 Retail and Financial/Professional services | 2138 | B | Natural Gas | 3 | 1 | Heating and Natural Ventilation | 2021-07-28 |  | 0.5 | FALSE | 53.2001 | -2.5141 | SPM-CHURCH_ST_WINSFORD_T1_OVER_T1_WHARTON_PK_T1_WOODFORD_PK_T1 | 367377133 | SP Energy Networks open data (API key): NDP SPM primary-group polygons + Capacity Heatmaps Information Model SPM + LTDS appendices 3/6 + NSHR
904 | 51.7 | DW SPORTS FITNESS UNIT 1, JUBILEE WAY | WINSFORD | CW7 1BG | Cheshire West And Chester |  | Leisure Centre And Premises | bigbox | 1 | 2474 | 26630 | GIA | 230000 | Church St Winsford T1 / Over T1 / Wharton Pk T1 / Woodford Pk T1 | inside-area | 0.62 | HARTFORD GT1 / LOSTOCK GT2 / WINSFORD GT1 / WINSFORD GT2 | CARRINGTON - FIDDLERS FERRY | SPM | 12.5 | primary | 12.511 | Green | 30 | 16.589 | thermal | 3.6 | 0 | 0 | 3.6 | 9.3 | HARTFORD GT1 / LOSTOCK GT2 / WINSFORD GT1 / WINSFORD GT2 | 35.88 | GREEN | 0 |  |  | 0 | 0 | 0 | 30 |  |  |  |  | Green (Over 5% headroom) | 89127 | 100 | 3.93 | 198 | 25 | 1319153 | [9 empty] | Frodsham | CARRINGTON | 5 | 2186.9 | 2186.9 | 0 | 0 | 930 | 2026-05 | [12 empty] | 53.1912 | -2.5278 | SPM-CHURCH_ST_WINSFORD_T1_OVER_T1_WHARTON_PK_T1_WOODFORD_PK_T1 | 7203260000 | SP Energy Networks open data (API key): NDP SPM primary-group polygons + Capacity Heatmaps Information Model SPM + LTDS appendices 3/6 + NSHR
905 | 51.7 | JOHN K PHILIPS GROUP LIMITED, STADIUM INDUSTRY PARK, PEASLEY CROSS LANE | ST HELENS | WA9 3AN | St Helens |  | Warehouse And Premises | industrial | 1 | 12459.1 | 134109 | GIA | 365000 | Carlton St T1 / Carlton St T2 / Chalon Way T2 | inside-area | 0.64 | RAVENHEAD G1A1 / ST HELENS GT2B / WINDLE GT1 | RAINHILL | SPM | 8.8 | primary | 8.83 | Green | 18.2 | 9.37 | thermal | 0 | 1.5 | 0 | 1.5 | 6.7 | RAVENHEAD G1A1 / ST HELENS GT2B / WINDLE GT1 | 26.66 | GREEN | 17.1 |  |  | 0 | 0 | 0 | 18.2 |  |  |  |  | Green (Over 5% headroom) | 62745 | 47 | 19.8 | 311 | 11 | 622268 | [9 empty] | Rainhill | RAINHILL | 1 | 85.5 | 85.5 | 0 | 0 | 57 | 2026-09 | [12 empty] | 53.4506 | -2.7419 | SPM-CARLTON_ST_T1_CARLTON_ST_T2_CHALON_WAY_T2 | 11442046000 | SP Energy Networks open data (API key): NDP SPM primary-group polygons + Capacity Heatmaps Information Model SPM + LTDS appendices 3/6 + NSHR
906 | 51.7 | COURISTAN CARPETS UK LTD CROWN WORKS, ECCLESTON STREET | ST HELENS | WA10 2PJ | St Helens | COURISTAN CARPETS UK LTD | Warehouse And Premises | industrial | 1 | 6387.08 | 68750 | GIA | 106000 | Carlton St T1 / Carlton St T2 / Chalon Way T2 | inside-area | 0.05 | RAVENHEAD G1A1 / ST HELENS GT2B / WINDLE GT1 | RAINHILL | SPM | 8.8 | primary | 8.83 | Green | 18.2 | 9.37 | thermal | 0 | 1.5 | 0 | 1.5 | 6.7 | RAVENHEAD G1A1 / ST HELENS GT2B / WINDLE GT1 | 26.66 | GREEN | 17.1 |  |  | 0 | 0 | 0 | 18.2 |  |  |  |  | Green (Over 5% headroom) | 62745 | 91 | 10.15 | 160 | 11 | 687627 | [9 empty] | Rainhill | RAINHILL | 1 | 85.5 | 85.5 | 0 | 0 | 57 | 2026-09 | [12 empty] | 53.452 | -2.7518 | SPM-CARLTON_ST_T1_CARLTON_ST_T2_CHALON_WAY_T2 | 567331137 | SP Energy Networks open data (API key): NDP SPM primary-group polygons + Capacity Heatmaps Information Model SPM + LTDS appendices 3/6 + NSHR
907 | 51.7 | T N T NEWSFAST, OLD BOSTON TRADING ESTATE, PENNY LANE | ST HELENS | WA11 9XX | St Helens |  | Warehouse And Premises | industrial | 1 | 2705.6 | 29123 | GIA | 169000 | Carlton St T1 / Carlton St T2 / Chalon Way T2 | inside-area | 0.65 | RAVENHEAD G1A1 / ST HELENS GT2B / WINDLE GT1 | RAINHILL | SPM | 8.8 | primary | 8.83 | Green | 18.2 | 9.37 | thermal | 0 | 1.5 | 0 | 1.5 | 6.7 | RAVENHEAD G1A1 / ST HELENS GT2B / WINDLE GT1 | 26.66 | GREEN | 17.1 |  |  | 0 | 0 | 0 | 18.2 |  |  |  |  | Green (Over 5% headroom) | 62745 | 100 | 4.3 | 68 | 11 | 727254 | [9 empty] | Rainhill | RAINHILL | 1 | 85.5 | 85.5 | 0 | 0 | 57 | 2026-09 | [12 empty] | 53.4507 | -2.7417 | SPM-CARLTON_ST_T1_CARLTON_ST_T2_CHALON_WAY_T2 | 577846137 | SP Energy Networks open data (API key): NDP SPM primary-group polygons + Capacity Heatmaps Information Model SPM + LTDS appendices 3/6 + NSHR
908 | 51.7 | INITIAL TEXTILE SERVICES, OLD BOSTON TRADING ESTATE, PENNY LANE | ST HELENS | WA11 9XX | St Helens |  | Warehouse And Premises | industrial | 1 | 2523.24 | 27160 | GIA | 165000 | Carlton St T1 / Carlton St T2 / Chalon Way T2 | inside-area | 0.65 | RAVENHEAD G1A1 / ST HELENS GT2B / WINDLE GT1 | RAINHILL | SPM | 8.8 | primary | 8.83 | Green | 18.2 | 9.37 | thermal | 0 | 1.5 | 0 | 1.5 | 6.7 | RAVENHEAD G1A1 / ST HELENS GT2B / WINDLE GT1 | 26.66 | GREEN | 17.1 |  |  | 0 | 0 | 0 | 18.2 |  |  |  |  | Green (Over 5% headroom) | 62745 | 100 | 4.01 | 63 | 11 | 729217 | [9 empty] | Rainhill | RAINHILL | 1 | 85.5 | 85.5 | 0 | 0 | 57 | 2026-09 | [12 empty] | 53.4507 | -2.7417 | SPM-CARLTON_ST_T1_CARLTON_ST_T2_CHALON_WAY_T2 | 1907580000 | SP Energy Networks open data (API key): NDP SPM primary-group polygons + Capacity Heatmaps Information Model SPM + LTDS appendices 3/6 + NSHR
909 | 51.6 | THERMAL CERAMICS LTD, TEBAY ROAD | WIRRAL | CH62 3PH | Wirral |  | Factory And Premises | industrial | 1 | 7233.3 | 77859 | GIA | 231000 | Dibbinsdale T1 / Plymyard T1 / Wibp Hardknott Rd T1 | inside-area | 1.24 | BROMBOROUGH GT3 / ROCK FERRY GT2 | BIRKENHEAD | SPM | 8.7 | primary | 8.74 | Green | 20 | 11.26 | thermal | 0 | 0 | 0 | 0 | 6.2 | BROMBOROUGH GT3 / ROCK FERRY GT2 | 21.814 | GREEN | 0 |  |  | 0 | 0 | 0 | 20 |  |  |  |  | Green (Over 5% headroom) | 62032 | 80 | 11.49 | 434 | 12 | 437605 | [9 empty] | Capenhurst | BIRKENHEAD | 0 | 0 | 0 | 0 | 0 | 90 |  | 42165499 | B2 to B7 General Industrial and Special Industrial Groups | 5888 | B | Natural Gas | 3 | 71 | Heating and Natural Ventilation | 2015-04-30 |  | 1 | FALSE | 53.3282 | -2.9708 | SPM-DIBBINSDALE_T1_PLYMYARD_T1_WIBP_HARDKNOTT_RD_T1 | 7219073000 | SP Energy Networks open data (API key): NDP SPM primary-group polygons + Capacity Heatmaps Information Model SPM + LTDS appendices 3/6 + NSHR
910 | 51.6 | UNIT A, TEBAY ROAD | WIRRAL | CH62 3PH | Wirral |  | Warehouse, Office And Premises | industrial | 1 | 5183.15 | 55791 | GIA | 188000 | Dibbinsdale T1 / Plymyard T1 / Wibp Hardknott Rd T1 | inside-area | 1.24 | BROMBOROUGH GT3 / ROCK FERRY GT2 | BIRKENHEAD | SPM | 8.7 | primary | 8.74 | Green | 20 | 11.26 | thermal | 0 | 0 | 0 | 0 | 6.2 | BROMBOROUGH GT3 / ROCK FERRY GT2 | 21.814 | GREEN | 0 |  |  | 0 | 0 | 0 | 20 |  |  |  |  | Green (Over 5% headroom) | 62032 | 100 | 8.24 | 363 | 12 | 459673 | [9 empty] | Capenhurst | BIRKENHEAD | 0 | 0 | 0 | 0 | 0 | 90 |  | 42165499 | B2 to B7 General Industrial and Special Industrial Groups | 5888 | B | Natural Gas | 3 | 71 | Heating and Natural Ventilation | 2015-04-30 |  | 0.5 | FALSE | 53.3282 | -2.9708 | SPM-DIBBINSDALE_T1_PLYMYARD_T1_WIBP_HARDKNOTT_RD_T1 | 7469354000 | SP Energy Networks open data (API key): NDP SPM primary-group polygons + Capacity Heatmaps Information Model SPM + LTDS appendices 3/6 + NSHR
911 | 51.6 | TWA LOGISTICS BROMBOROUGH POINT, OLD HALL ROAD | WIRRAL | CH62 3NX | Wirral |  | Warehouse And Premises | industrial | 1 | 4758.18 | 51217 | GIA | 172000 | Dibbinsdale T1 / Plymyard T1 / Wibp Hardknott Rd T1 | inside-area | 1.7 | BROMBOROUGH GT3 / ROCK FERRY GT2 | BIRKENHEAD | SPM | 8.7 | primary | 8.74 | Green | 20 | 11.26 | thermal | 0 | 0 | 0 | 0 | 6.2 | BROMBOROUGH GT3 / ROCK FERRY GT2 | 21.814 | GREEN | 0 |  |  | 0 | 0 | 0 | 20 |  |  |  |  | Green (Over 5% headroom) | 62032 | 100 | 7.56 | 119 | 12 | 464247 | [9 empty] | Capenhurst | BIRKENHEAD | 0 | 0 | 0 | 0 | 0 | 90 |  | 42198560 | Storage or Distribution | 4356 | B | Other | 3 |  | Unconditioned | 2023-08-01 |  | 0.8 | FALSE | 53.3323 | -2.9727 | SPM-DIBBINSDALE_T1_PLYMYARD_T1_WIBP_HARDKNOTT_RD_T1 | 12702299000 | SP Energy Networks open data (API key): NDP SPM primary-group polygons + Capacity Heatmaps Information Model SPM + LTDS appendices 3/6 + NSHR
912 | 51.6 | UNIT 1 CANDY PARK, NEW CHESTER ROAD | WIRRAL | CH62 3PE | Wirral |  | Warehouse And Premises | industrial | 2 | 4246.45 | 45708 | GIA | 150500 | Dibbinsdale T1 / Plymyard T1 / Wibp Hardknott Rd T1 | inside-area | 1.46 | BROMBOROUGH GT3 / ROCK FERRY GT2 | BIRKENHEAD | SPM | 8.7 | primary | 8.74 | Green | 20 | 11.26 | thermal | 0 | 0 | 0 | 0 | 6.2 | BROMBOROUGH GT3 / ROCK FERRY GT2 | 21.814 | GREEN | 0 |  |  | 0 | 0 | 0 | 20 |  |  |  |  | Green (Over 5% headroom) | 62032 | 100 | 6.75 | 106 | 12 | 469756 | [9 empty] | Capenhurst | BIRKENHEAD | 0 | 0 | 0 | 0 | 0 | 90 |  | 42191878 | B1 Offices and Workshop businesses | 1183 | D | Natural Gas | 3 |  | Heating and Natural Ventilation | 2014-08-25 |  | 0.5 | FALSE | 53.3301 | -2.9726 | SPM-DIBBINSDALE_T1_PLYMYARD_T1_WIBP_HARDKNOTT_RD_T1 | 4059202000;6567203000 | SP Energy Networks open data (API key): NDP SPM primary-group polygons + Capacity Heatmaps Information Model SPM + LTDS appendices 3/6 + NSHR
913 | 51.6 | UNITS B1 & B2, TEBAY ROAD | WIRRAL | CH62 3PH | Wirral |  | Warehouse And Premises | industrial | 1 | 4067.97 | 43787 | GIA | 236000 | Dibbinsdale T1 / Plymyard T1 / Wibp Hardknott Rd T1 | inside-area | 1.24 | BROMBOROUGH GT3 / ROCK FERRY GT2 | BIRKENHEAD | SPM | 8.7 | primary | 8.74 | Green | 20 | 11.26 | thermal | 0 | 0 | 0 | 0 | 6.2 | BROMBOROUGH GT3 / ROCK FERRY GT2 | 21.814 | GREEN | 0 |  |  | 0 | 0 | 0 | 20 |  |  |  |  | Green (Over 5% headroom) | 62032 | 100 | 6.46 | 102 | 12 | 471677 | [9 empty] | Capenhurst | BIRKENHEAD | 0 | 0 | 0 | 0 | 0 | 90 | [13 empty] | 53.3282 | -2.9708 | SPM-DIBBINSDALE_T1_PLYMYARD_T1_WIBP_HARDKNOTT_RD_T1 | 11201940000 | SP Energy Networks open data (API key): NDP SPM primary-group polygons + Capacity Heatmaps Information Model SPM + LTDS appendices 3/6 + NSHR
914 | 51.6 | UNITS 9-10 & 12B CANDY PARK, OLD HALL ROAD | WIRRAL | CH62 3PE | Wirral |  | Workshop And Premises | industrial | 1 | 3866.07 | 41614 | GIA | 147000 | Dibbinsdale T1 / Plymyard T1 / Wibp Hardknott Rd T1 | inside-area | 1.46 | BROMBOROUGH GT3 / ROCK FERRY GT2 | BIRKENHEAD | SPM | 8.7 | primary | 8.74 | Green | 20 | 11.26 | thermal | 0 | 0 | 0 | 0 | 6.2 | BROMBOROUGH GT3 / ROCK FERRY GT2 | 21.814 | GREEN | 0 |  |  | 0 | 0 | 0 | 20 |  |  |  |  | Green (Over 5% headroom) | 62032 | 100 | 6.14 | 174 | 12 | 473850 | [9 empty] | Capenhurst | BIRKENHEAD | 0 | 0 | 0 | 0 | 0 | 90 |  |  | B1 Offices and Workshop businesses | 1184 | G | Natural Gas | 3 |  | Air Conditioning | 2012-02-23 |  | 1 | FALSE | 53.3301 | -2.9726 | SPM-DIBBINSDALE_T1_PLYMYARD_T1_WIBP_HARDKNOTT_RD_T1 | 14795336000 | SP Energy Networks open data (API key): NDP SPM primary-group polygons + Capacity Heatmaps Information Model SPM + LTDS appendices 3/6 + NSHR
915 | 51.6 | UNITS 6 & 8 & 12, HARDKNOTT ROAD, CANDY PARK | WIRRAL | CH62 3QB | Wirral |  | Workshop And Premises | industrial | 1 | 3851.53 | 41457 | GIA | 140000 | Dibbinsdale T1 / Plymyard T1 / Wibp Hardknott Rd T1 | inside-area | 1.5 | BROMBOROUGH GT3 / ROCK FERRY GT2 | BIRKENHEAD | SPM | 8.7 | primary | 8.74 | Green | 20 | 11.26 | thermal | 0 | 0 | 0 | 0 | 6.2 | BROMBOROUGH GT3 / ROCK FERRY GT2 | 21.814 | GREEN | 0 |  |  | 0 | 0 | 0 | 20 |  |  |  |  | Green (Over 5% headroom) | 62032 | 100 | 6.12 | 173 | 12 | 474007 | [9 empty] | Capenhurst | BIRKENHEAD | 0 | 0 | 0 | 0 | 0 | 90 |  | 42136050 | Offices and Workshop Businesses | 3133 | C | Grid Supplied Electricity | 3 |  | Heating and Natural Ventilation | 2022-07-06 |  | 0.67 | FALSE | 53.3306 | -2.9713 | SPM-DIBBINSDALE_T1_PLYMYARD_T1_WIBP_HARDKNOTT_RD_T1 | 15085515000 | SP Energy Networks open data (API key): NDP SPM primary-group polygons + Capacity Heatmaps Information Model SPM + LTDS appendices 3/6 + NSHR
916 | 51.6 | UNIT 4 BROMBOROUGH POINT, OLD HALL ROAD | WIRRAL | CH62 3NX | Wirral |  | Warehouse And Premises | industrial | 1 | 3501.37 | 37688 | GIA | 135000 | Dibbinsdale T1 / Plymyard T1 / Wibp Hardknott Rd T1 | inside-area | 1.7 | BROMBOROUGH GT3 / ROCK FERRY GT2 | BIRKENHEAD | SPM | 8.7 | primary | 8.74 | Green | 20 | 11.26 | thermal | 0 | 0 | 0 | 0 | 6.2 | BROMBOROUGH GT3 / ROCK FERRY GT2 | 21.814 | GREEN | 0 |  |  | 0 | 0 | 0 | 20 |  |  |  |  | Green (Over 5% headroom) | 62032 | 100 | 5.56 | 88 | 12 | 477776 | [9 empty] | Capenhurst | BIRKENHEAD | 0 | 0 | 0 | 0 | 0 | 90 |  | 42198560 | Storage or Distribution | 4356 | B | Other | 3 |  | Unconditioned | 2023-08-01 |  | 1 | FALSE | 53.3323 | -2.9727 | SPM-DIBBINSDALE_T1_PLYMYARD_T1_WIBP_HARDKNOTT_RD_T1 | 11449054000 | SP Energy Networks open data (API key): NDP SPM primary-group polygons + Capacity Heatmaps Information Model SPM + LTDS appendices 3/6 + NSHR
917 | 51.6 | INSPIRATIONS WHOLESALE BROMBROUGH POINT, OLD HALL ROAD | WIRRAL | CH62 3NX | Wirral |  | Warehouse And Premises | industrial | 1 | 2471.9 | 26607 | GIA | 103000 | Dibbinsdale T1 / Plymyard T1 / Wibp Hardknott Rd T1 | inside-area | 1.7 | BROMBOROUGH GT3 / ROCK FERRY GT2 | BIRKENHEAD | SPM | 8.7 | primary | 8.74 | Green | 20 | 11.26 | thermal | 0 | 0 | 0 | 0 | 6.2 | BROMBOROUGH GT3 / ROCK FERRY GT2 | 21.814 | GREEN | 0 |  |  | 0 | 0 | 0 | 20 |  |  |  |  | Green (Over 5% headroom) | 62032 | 100 | 3.93 | 62 | 12 | 488857 | [9 empty] | Capenhurst | BIRKENHEAD | 0 | 0 | 0 | 0 | 0 | 90 |  | 42167200 | B1 Offices and Workshop businesses | 2713 | E | Natural Gas | 4 |  | Heating and Natural Ventilation | 2012-05-18 |  | 1 | FALSE | 53.3323 | -2.9727 | SPM-DIBBINSDALE_T1_PLYMYARD_T1_WIBP_HARDKNOTT_RD_T1 | 6457751000 | SP Energy Networks open data (API key): NDP SPM primary-group polygons + Capacity Heatmaps Information Model SPM + LTDS appendices 3/6 + NSHR
918 | 51.5 | GND AND 1ST FLOOR PARK HOUSE 1, CHANTRY COURT, SOVEREIGN WAY | CHESTER | CH1 4QN | Cheshire West And Chester |  | Offices And Premises | office | 1 | 1132.1 | 12186 | NIA | 96500 | Blacon T1 / Cocoa Barry T1 / Crane Bank T1 / Knutsford Way T1 / Tower Wharf T1 | inside-area | 0.71 | CHESTER MAIN GT4 / CRANE BANK GT1 / GUILDEN SUTTON GT1 / SALTNEY G2A | CAPENHURST | SPM | 20.6 | primary | 20.5888 | Green | 37.5 | 16.6932 | thermal | 1.3 | 4.8 | 1.5 | 6.1 | 17.1 | CHESTER MAIN GT4 / CRANE BANK GT1 / GUILDEN SUTTON GT1 / SALTNEY G2A | 31.649 | GREEN | 39.8 |  |  | 0 | 0 | 0 | 37.5 |  |  |  |  | Green (Over 5% headroom) | 146881 | 100 | 1.8 | 79 | 47 | 1935335 | [9 empty] | Capenhurst | CAPENHURST | 4 | 896.6 | 896.6 | 0 | 0 | 304 | 2029-10 | 200000991833 | B1 Offices and Workshop businesses | 336 | C | Natural Gas | 3 | 1 | Heating and Natural Ventilation | 2021-10-29 |  | 0.67 | FALSE | 53.1937 | -2.9275 | SPM-BLACON_T1_COCOA_BARRY_T1_CRANE_BANK_T1_KNUTSFORD_WAY_T1_TOWE | 8412821000 | SP Energy Networks open data (API key): NDP SPM primary-group polygons + Capacity Heatmaps Information Model SPM + LTDS appendices 3/6 + NSHR
919 | 51.5 | JUPITER HOUSE, CHESTER WEST EMPLOYMENT PARK, JUPITER DRIVE, SEALAND ROAD | CHESTER | CH1 4QS | Cheshire West And Chester |  | Offices And Premises | office | 1 | 1125.3 | 12113 | NIA | 99500 | Blacon T1 / Cocoa Barry T1 / Crane Bank T1 / Knutsford Way T1 / Tower Wharf T1 | inside-area | 0.31 | CHESTER MAIN GT4 / CRANE BANK GT1 / GUILDEN SUTTON GT1 / SALTNEY G2A | CAPENHURST | SPM | 20.6 | primary | 20.5888 | Green | 37.5 | 16.6932 | thermal | 1.3 | 4.8 | 1.5 | 6.1 | 17.1 | CHESTER MAIN GT4 / CRANE BANK GT1 / GUILDEN SUTTON GT1 / SALTNEY G2A | 31.649 | GREEN | 39.8 |  |  | 0 | 0 | 0 | 37.5 |  |  |  |  | Green (Over 5% headroom) | 146881 | 100 | 1.79 | 79 | 47 | 1935408 | [9 empty] | Capenhurst | CAPENHURST | 4 | 896.6 | 896.6 | 0 | 0 | 304 | 2029-10 | 10012821049 | Offices and Workshop Businesses | 1238 | B | Natural Gas | 4 | 2 | Heating and Natural Ventilation | 2024-02-01 |  | 1 | FALSE | 53.194 | -2.9215 | SPM-BLACON_T1_COCOA_BARRY_T1_CRANE_BANK_T1_KNUTSFORD_WAY_T1_TOWE | 3326579000 | SP Energy Networks open data (API key): NDP SPM primary-group polygons + Capacity Heatmaps Information Model SPM + LTDS appendices 3/6 + NSHR
920 | 51.5 | 1ST & 2ND FLOOR OFFICES AT PARADE ENTERPRISE CENTRE 14, THE PARADE | CHESTER | CH1 5HN | Cheshire West And Chester |  | Offices And Premises | office | 1 | 1040.8 | 11203 | NIA | 133000 | Blacon T1 / Cocoa Barry T1 / Crane Bank T1 / Knutsford Way T1 / Tower Wharf T1 | inside-area | 1.66 | CHESTER MAIN GT4 / CRANE BANK GT1 / GUILDEN SUTTON GT1 / SALTNEY G2A | CAPENHURST | SPM | 20.6 | primary | 20.5888 | Green | 37.5 | 16.6932 | thermal | 1.3 | 4.8 | 1.5 | 6.1 | 17.1 | CHESTER MAIN GT4 / CRANE BANK GT1 / GUILDEN SUTTON GT1 / SALTNEY G2A | 31.649 | GREEN | 39.8 |  |  | 0 | 0 | 0 | 37.5 |  |  |  |  | Green (Over 5% headroom) | 146881 | 100 | 1.65 | 73 | 47 | 1936318 | [9 empty] | Capenhurst | CAPENHURST | 4 | 896.6 | 896.6 | 0 | 0 | 304 | 2029-10 | 10091641127 | Non-residential Institutions: Community/Day Centre | 1799 | B | Natural Gas | 3 | 3 | Air Conditioning | 2025-11-24 |  | 0.6 | FALSE | 53.2085 | -2.9267 | SPM-BLACON_T1_COCOA_BARRY_T1_CRANE_BANK_T1_KNUTSFORD_WAY_T1_TOWE | 9985757000 | SP Energy Networks open data (API key): NDP SPM primary-group polygons + Capacity Heatmaps Information Model SPM + LTDS appendices 3/6 + NSHR
921 | 51.3 | TESCO UNIT 1, BROUGHTON SHOPPING PARK, CHESTER ROAD | CHESTER | CH4 0DP | Flintshire |  | Superstore And Premises | bigbox | 1 | 10492.8 | 112943 | GIA | 1540000 | Airbus T1 / Broughton Retail Park T1 / Mixalloy T1 | inside-area | 0.08 | CASTLE CEMENT GT1 / HAWARDEN GT1 / SALTNEY GT1 / SALTNEY G2B | CONNAHS QUAY - PENTIR - ST ASAPH | SPM | 12.2 | primary | 12.222 | Green | 20 | 7.778 | thermal | 0 | 0 | 0 | 0 | 9.8 | CASTLE CEMENT GT1 / HAWARDEN GT1 / SALTNEY GT1 / SALTNEY G2B | 32.76 | GREEN | 0 |  |  | 0 | 0 | 0 | 20 |  |  |  |  | Green (Over 5% headroom) | 86988 | 77 | 16.67 | 944 | 28 | 1565497 | [9 empty] | Capenhurst | CAPENHURST | 4 | 896.6 | 896.6 | 0 | 0 | 304 | 2029-10 | 10013711526 | A1/A2 Retail and Financial/Professional services | 12690 | B | Natural Gas | 3 |  | Air Conditioning | 2020-08-26 |  | 1 | FALSE | 53.1675 | -2.973 | SPM-AIRBUS_T1_BROUGHTON_RETAIL_PARK_T1_MIXALLOY_T1 | 14475523000 | SP Energy Networks open data (API key): NDP SPM primary-group polygons + Capacity Heatmaps Information Model SPM + LTDS appendices 3/6 + NSHR
922 | 51.3 | UNIT 2A, BROUGHTON SHOPPING PARK, CHESTER ROAD | CHESTER | CH4 0DP | Flintshire |  | Retail Warehouse And Premises | bigbox | 1 | 2390.4 | 25730 | GIA | 875000 | Airbus T1 / Broughton Retail Park T1 / Mixalloy T1 | inside-area | 0.08 | CASTLE CEMENT GT1 / HAWARDEN GT1 / SALTNEY GT1 / SALTNEY G2B | CONNAHS QUAY - PENTIR - ST ASAPH | SPM | 12.2 | primary | 12.222 | Green | 20 | 7.778 | thermal | 0 | 0 | 0 | 0 | 9.8 | CASTLE CEMENT GT1 / HAWARDEN GT1 / SALTNEY GT1 / SALTNEY G2B | 32.76 | GREEN | 0 |  |  | 0 | 0 | 0 | 20 |  |  |  |  | Green (Over 5% headroom) | 86988 | 100 | 3.8 | 215 | 28 | 1652710 | [9 empty] | Capenhurst | CAPENHURST | 4 | 896.6 | 896.6 | 0 | 0 | 304 | 2029-10 | 10093282199 | Retail/Financial and Professional Services | 4824 | C | Grid Supplied Electricity | 4 |  | Air Conditioning | 2026-06-30 |  | 1 | FALSE | 53.1675 | -2.973 | SPM-AIRBUS_T1_BROUGHTON_RETAIL_PARK_T1_MIXALLOY_T1 | 10293934000 | SP Energy Networks open data (API key): NDP SPM primary-group polygons + Capacity Heatmaps Information Model SPM + LTDS appendices 3/6 + NSHR
923 | 51.3 | JACOBI CARBONS PT ASSEMBLY AREA, CHAMPIONS BUSINESS PARK, ARROWE BROOK ROAD | WIRRAL | CH49 0AB | Wirral |  | Workshop And Premises | industrial | 1 | 9551.7 | 102814 | GIA | 315000 | Greasby T1 / Saughall Massie T1 / Upton T1 | inside-area | 0.83 | HESWALL GT1 / HOYLAKE GT2 / PRENTON GRID GT3 | BIRKENHEAD | SPM | 8.5 | primary | 8.46 | Green | 20 | 11.54 | thermal | 0 | 0 | 0.2 | 0 | 4.9 | HESWALL GT1 / HOYLAKE GT2 / PRENTON GRID GT3 | 21.2835 | GREEN | 0 |  |  | 0 | 0 | 0 | 20 |  |  |  |  | Green (Over 5% headroom) | 60606 | 59 | 15.18 | 430 | 6 | 286692 | [9 empty] | Birkenhead | BIRKENHEAD | 0 | 0 | 0 | 0 | 0 | 90 |  | 42193965 | B8 Storage or Distribution | 7702 | C | Grid Supplied Electricity | 3 |  | Heating and Mechanical Ventilation | 2018-05-29 |  | 0.6 | FALSE | 53.3771 | -3.1005 | SPM-GREASBY_T1_SAUGHALL_MASSIE_T1_UPTON_T1 | 14680790000 | SP Energy Networks open data (API key): NDP SPM primary-group polygons + Capacity Heatmaps Information Model SPM + LTDS appendices 3/6 + NSHR
924 | 51.3 | C28 C31 C32 & C30B, CHAMPIONS BUSINESS PARK, ARROWE BROOK ROAD | WIRRAL | CH49 0UQ | Wirral |  | Warehouse And Premises | industrial | 1 | 3655.5 | 39347 | GIA | 139000 | Greasby T1 / Saughall Massie T1 / Upton T1 | inside-area | 0.46 | HESWALL GT1 / HOYLAKE GT2 / PRENTON GRID GT3 | BIRKENHEAD | SPM | 8.5 | primary | 8.46 | Green | 20 | 11.54 | thermal | 0 | 0 | 0.2 | 0 | 4.9 | HESWALL GT1 / HOYLAKE GT2 / PRENTON GRID GT3 | 21.2835 | GREEN | 0 |  |  | 0 | 0 | 0 | 20 |  |  |  |  | Green (Over 5% headroom) | 60606 | 100 | 5.81 | 91 | 6 | 350159 | [9 empty] | Birkenhead | BIRKENHEAD | 0 | 0 | 0 | 0 | 0 | 90 | [13 empty] | 53.3803 | -3.0987 | SPM-GREASBY_T1_SAUGHALL_MASSIE_T1_UPTON_T1 | 7524567000 | SP Energy Networks open data (API key): NDP SPM primary-group polygons + Capacity Heatmaps Information Model SPM + LTDS appendices 3/6 + NSHR
925 | 51.2 | 7-11, MERSEY ROAD | LIVERPOOL | L23 3AF | Sefton |  | Factory And Premises | industrial | 1 | 1438.62 | 15485 | GIA | 33000 | Blundellsands (North) T1 / Blundellsands (South) T1 / Crosby T1 / Kershaw Ave T1 / Waterloo T2 | inside-area | 1.05 | AINTREE GT1 / FORMBY GT2A / LITHERLAND GT1B | KIRKBY | SPM | 15.9 | primary | 15.86 | Green | 37.5 | 21.64 | thermal | 0 | 1 | 0 | 1 | 11.2 | AINTREE GT1 / FORMBY GT2A / LITHERLAND GT1A | 24.7 | GREEN | 1.5 |  |  | 0 | 0 | 0 | 37.5 |  |  |  |  | Green (Over 5% headroom) | 113369 | 100 | 2.29 | 86 | 2 | 51768 | [9 empty] | Lister Drive | KIRKBY | 4 | 514 | 514 | 400 | 0 | 0 | 2027-08 | [12 empty] | 53.487 | -3.0345 | SPM-BLUNDELLSANDS_NORTH_T1_BLUNDELLSANDS_SOUTH_T1_CROSBY_T1_KERS | 397236134 | SP Energy Networks open data (API key): NDP SPM primary-group polygons + Capacity Heatmaps Information Model SPM + LTDS appendices 3/6 + NSHR
926 | 51.2 | GREENCORE, MUSKER STREET | LIVERPOOL | L23 0UB | Sefton |  | Workshop And Premises | industrial | 1 | 1355.7 | 14593 | GIA | 34000 | Blundellsands (North) T1 / Blundellsands (South) T1 / Crosby T1 / Kershaw Ave T1 / Waterloo T2 | inside-area | 2.02 | AINTREE GT1 / FORMBY GT2A / LITHERLAND GT1B | KIRKBY | SPM | 15.9 | primary | 15.86 | Green | 37.5 | 21.64 | thermal | 0 | 1 | 0 | 1 | 11.2 | AINTREE GT1 / FORMBY GT2A / LITHERLAND GT1A | 24.7 | GREEN | 1.5 |  |  | 0 | 0 | 0 | 37.5 |  |  |  |  | Green (Over 5% headroom) | 113369 | 100 | 2.15 | 61 | 2 | 52660 | [9 empty] | Lister Drive | KIRKBY | 4 | 514 | 514 | 400 | 0 | 0 | 2027-08 | 41208861 | B8 Storage or Distribution | 661 | B | Natural Gas | 3 |  | Heating and Natural Ventilation | 2020-09-25 |  | 0.5 | FALSE | 53.487 | -3.0175 | SPM-BLUNDELLSANDS_NORTH_T1_BLUNDELLSANDS_SOUTH_T1_CROSBY_T1_KERS | 6229798000 | SP Energy Networks open data (API key): NDP SPM primary-group polygons + Capacity Heatmaps Information Model SPM + LTDS appendices 3/6 + NSHR
927 | 51.1 | KRIS MOTOR SPARES LTD, NORMANS ROAD | ST HELENS | WA9 4JQ | St Helens |  | Scrapyard, Workshop And Premsies | industrial | 1 | 12637.4 | 136028 | OTH | 83500 | British Sidac T1 / Sherdley Rd T1 / St Helens Linkway T1 / Watery La T1 | inside-area | 2.26 | BOLD G2B / RAVENHEAD G1A2 / ST HELENS GT2A | RAINHILL | SPM | 8.3 | primary | 8.276 | Green | 18.2 | 9.924 | thermal | 0 | 5 | 0.9 | 5 | 6 | BOLD G4B / RAVENHEAD G1A2 / ST HELENS GT2A | 20.6708 | GREEN | 0 |  |  | 0 | 0 | 0 | 18.2 |  |  |  |  | Green (Over 5% headroom) | 59180 | 44 | 20.08 | 569 | 21 | 1972831 | [9 empty] | Rainhill | RAINHILL | 1 | 85.5 | 85.5 | 0 | 0 | 57 | 2026-09 | 39041915 | General Industrial and Special Industrial Groups | 846 | C | Grid Supplied Electricity | 3 |  | Heating and Natural Ventilation | 2023-08-08 |  | 1 | FALSE | 53.4335 | -2.6966 | SPM-BRITISH_SIDAC_T1_SHERDLEY_RD_T1_ST_HELENS_LINKWAY_T1_WATERY_ | 3632780000 | SP Energy Networks open data (API key): NDP SPM primary-group polygons + Capacity Heatmaps Information Model SPM + LTDS appendices 3/6 + NSHR
928 | 51.1 | UNITS 15-18 20 & 31, FISHWICKS INDUSTRIAL ESTATE, BAXTERS LANE | ST HELENS | WA9 3NA | St Helens |  | Warehouse And Premises | industrial | 3 | 7112.13 | 76554 | GIA | 190500 | British Sidac T1 / Sherdley Rd T1 / St Helens Linkway T1 / Watery La T1 | inside-area | 0.82 | BOLD G2B / RAVENHEAD G1A2 / ST HELENS GT2A | RAINHILL | SPM | 8.3 | primary | 8.276 | Green | 18.2 | 9.924 | thermal | 0 | 5 | 0.9 | 5 | 6 | BOLD G4B / RAVENHEAD G1A2 / ST HELENS GT2A | 20.6708 | GREEN | 0 |  |  | 0 | 0 | 0 | 18.2 |  |  |  |  | Green (Over 5% headroom) | 59180 | 77 | 11.3 | 178 | 21 | 2032305 | [9 empty] | Rainhill | RAINHILL | 1 | 85.5 | 85.5 | 0 | 0 | 57 | 2026-09 | [12 empty] | 53.44 | -2.7154 | SPM-BRITISH_SIDAC_T1_SHERDLEY_RD_T1_ST_HELENS_LINKWAY_T1_WATERY_ | 13886247000;9796083000;7684073000 | SP Energy Networks open data (API key): NDP SPM primary-group polygons + Capacity Heatmaps Information Model SPM + LTDS appendices 3/6 + NSHR
929 | 51.1 | CHESHIRE HOUSE 7, NORMANS ROAD | ST HELENS | WA9 4JQ | St Helens |  | Workshop And Premises | industrial | 1 | 5696.73 | 61319 | GIA | 231000 | British Sidac T1 / Sherdley Rd T1 / St Helens Linkway T1 / Watery La T1 | inside-area | 2.26 | BOLD G2B / RAVENHEAD G1A2 / ST HELENS GT2A | RAINHILL | SPM | 8.3 | primary | 8.276 | Green | 18.2 | 9.924 | thermal | 0 | 5 | 0.9 | 5 | 6 | BOLD G4B / RAVENHEAD G1A2 / ST HELENS GT2A | 20.6708 | GREEN | 0 |  |  | 0 | 0 | 0 | 18.2 |  |  |  |  | Green (Over 5% headroom) | 59180 | 97 | 9.05 | 256 | 21 | 2047540 | [9 empty] | Rainhill | RAINHILL | 1 | 85.5 | 85.5 | 0 | 0 | 57 | 2026-09 | 39041912 | General Industrial and Special Industrial Groups | 8076 | B | Grid Supplied Electricity | 3 |  | Heating and Natural Ventilation | 2024-07-29 |  | 1 | FALSE | 53.4335 | -2.6966 | SPM-BRITISH_SIDAC_T1_SHERDLEY_RD_T1_ST_HELENS_LINKWAY_T1_WATERY_ | 9062698000 | SP Energy Networks open data (API key): NDP SPM primary-group polygons + Capacity Heatmaps Information Model SPM + LTDS appendices 3/6 + NSHR
930 | 51.1 | UNIT 15, ROUNDWOOD DRIVE | ST HELENS | WA9 5JD | St Helens |  | Workshop And Premises | industrial | 2 | 3908.51 | 42071 | GIA | 178000 | British Sidac T1 / Sherdley Rd T1 / St Helens Linkway T1 / Watery La T1 | inside-area | 0.16 | BOLD G2B / RAVENHEAD G1A2 / ST HELENS GT2A | RAINHILL | SPM | 8.3 | primary | 8.276 | Green | 18.2 | 9.924 | thermal | 0 | 5 | 0.9 | 5 | 6 | BOLD G4B / RAVENHEAD G1A2 / ST HELENS GT2A | 20.6708 | GREEN | 0 |  |  | 0 | 0 | 0 | 18.2 |  |  |  |  | Green (Over 5% headroom) | 59180 | 100 | 6.21 | 176 | 21 | 2066788 | [9 empty] | Rainhill | RAINHILL | 1 | 85.5 | 85.5 | 0 | 0 | 57 | 2026-09 | [12 empty] | 53.444 | -2.7251 | SPM-BRITISH_SIDAC_T1_SHERDLEY_RD_T1_ST_HELENS_LINKWAY_T1_WATERY_ | 10657459000;568072137 | SP Energy Networks open data (API key): NDP SPM primary-group polygons + Capacity Heatmaps Information Model SPM + LTDS appendices 3/6 + NSHR
931 | 51.1 | UNIT 5, DELPH COURT, SULLIVANS WAY | ST HELENS | WA9 5GL | St Helens |  | Laboratory And Premises; Warehouse And Premises | industrial | 2 | 3511.35 | 37796 | GIA | 257000 | British Sidac T1 / Sherdley Rd T1 / St Helens Linkway T1 / Watery La T1 | inside-area | 0.2 | BOLD G2B / RAVENHEAD G1A2 / ST HELENS GT2A | RAINHILL | SPM | 8.3 | primary | 8.276 | Green | 18.2 | 9.924 | thermal | 0 | 5 | 0.9 | 5 | 6 | BOLD G4B / RAVENHEAD G1A2 / ST HELENS GT2A | 20.6708 | GREEN | 0 |  |  | 0 | 0 | 0 | 18.2 |  |  |  |  | Green (Over 5% headroom) | 59180 | 100 | 5.58 | 351 | 21 | 2071063 | [9 empty] | Rainhill | RAINHILL | 1 | 85.5 | 85.5 | 0 | 0 | 57 | 2026-09 | 39082634 | Storage or Distribution | 1440 | D | Natural Gas | 3 |  | Heating and Natural Ventilation | 2026-02-20 |  | 1 | FALSE | 53.4415 | -2.7249 | SPM-BRITISH_SIDAC_T1_SHERDLEY_RD_T1_ST_HELENS_LINKWAY_T1_WATERY_ | 3767016000;3668049000 | SP Energy Networks open data (API key): NDP SPM primary-group polygons + Capacity Heatmaps Information Model SPM + LTDS appendices 3/6 + NSHR
932 | 51.1 | 9 SUTTON FOLD OFF, LANCOTS LANE | ST HELENS | WA9 3GL | St Helens |  | Workshop And Premises | industrial | 2 | 3322.98 | 35768 | GIA | 198000 | British Sidac T1 / Sherdley Rd T1 / St Helens Linkway T1 / Watery La T1 | inside-area | 1.21 | BOLD G2B / RAVENHEAD G1A2 / ST HELENS GT2A | RAINHILL | SPM | 8.3 | primary | 8.276 | Green | 18.2 | 9.924 | thermal | 0 | 5 | 0.9 | 5 | 6 | BOLD G4B / RAVENHEAD G1A2 / ST HELENS GT2A | 20.6708 | GREEN | 0 |  |  | 0 | 0 | 0 | 18.2 |  |  |  |  | Green (Over 5% headroom) | 59180 | 100 | 5.28 | 150 | 21 | 2073091 | [9 empty] | Rainhill | RAINHILL | 1 | 85.5 | 85.5 | 0 | 0 | 57 | 2026-09 | [12 empty] | 53.4381 | -2.7104 | SPM-BRITISH_SIDAC_T1_SHERDLEY_RD_T1_ST_HELENS_LINKWAY_T1_WATERY_ | 3700822000;13363070000 | SP Energy Networks open data (API key): NDP SPM primary-group polygons + Capacity Heatmaps Information Model SPM + LTDS appendices 3/6 + NSHR
933 | 51.1 | 10 SUTTON FOLD, LANCOTS LANE | ST HELENS | WA9 3GL | St Helens |  | Workshop And Premises | industrial | 1 | 3045.1 | 32777 | GIA | 252500 | British Sidac T1 / Sherdley Rd T1 / St Helens Linkway T1 / Watery La T1 | inside-area | 1.21 | BOLD G2B / RAVENHEAD G1A2 / ST HELENS GT2A | RAINHILL | SPM | 8.3 | primary | 8.276 | Green | 18.2 | 9.924 | thermal | 0 | 5 | 0.9 | 5 | 6 | BOLD G4B / RAVENHEAD G1A2 / ST HELENS GT2A | 20.6708 | GREEN | 0 |  |  | 0 | 0 | 0 | 18.2 |  |  |  |  | Green (Over 5% headroom) | 59180 | 100 | 4.84 | 137 | 21 | 2076082 | [9 empty] | Rainhill | RAINHILL | 1 | 85.5 | 85.5 | 0 | 0 | 57 | 2026-09 | 39093527 | General Industrial and Special Industrial Groups | 2627 | B | Natural Gas | 3 |  | Heating and Natural Ventilation | 2025-03-12 |  | 1 | FALSE | 53.4381 | -2.7104 | SPM-BRITISH_SIDAC_T1_SHERDLEY_RD_T1_ST_HELENS_LINKWAY_T1_WATERY_ | 3917791000 | SP Energy Networks open data (API key): NDP SPM primary-group polygons + Capacity Heatmaps Information Model SPM + LTDS appendices 3/6 + NSHR
934 | 51.1 | CALDO OILS LTD, WORSLEY BROW | ST HELENS | WA9 3EZ | St Helens |  | Warehouse And Premises | industrial | 1 | 2878.8 | 30987 | GIA | 130000 | British Sidac T1 / Sherdley Rd T1 / St Helens Linkway T1 / Watery La T1 | inside-area | 1.46 | BOLD G2B / RAVENHEAD G1A2 / ST HELENS GT2A | RAINHILL | SPM | 8.3 | primary | 8.276 | Green | 18.2 | 9.924 | thermal | 0 | 5 | 0.9 | 5 | 6 | BOLD G4B / RAVENHEAD G1A2 / ST HELENS GT2A | 20.6708 | GREEN | 0 |  |  | 0 | 0 | 0 | 18.2 |  |  |  |  | Green (Over 5% headroom) | 59180 | 100 | 4.57 | 72 | 21 | 2077872 | [9 empty] | Rainhill | RAINHILL | 1 | 85.5 | 85.5 | 0 | 0 | 57 | 2026-09 | [12 empty] | 53.4374 | -2.7068 | SPM-BRITISH_SIDAC_T1_SHERDLEY_RD_T1_ST_HELENS_LINKWAY_T1_WATERY_ | 9957927000 | SP Energy Networks open data (API key): NDP SPM primary-group polygons + Capacity Heatmaps Information Model SPM + LTDS appendices 3/6 + NSHR
935 | 51.1 | UNIT 1 HIBBERT HOUSE, BAXTERS LANE | ST HELENS | WA9 3NP | St Helens |  | Warehouse And Premises | industrial | 1 | 2676.2 | 28806 | GIA | 93000 | British Sidac T1 / Sherdley Rd T1 / St Helens Linkway T1 / Watery La T1 | inside-area | 0.95 | BOLD G2B / RAVENHEAD G1A2 / ST HELENS GT2A | RAINHILL | SPM | 8.3 | primary | 8.276 | Green | 18.2 | 9.924 | thermal | 0 | 5 | 0.9 | 5 | 6 | BOLD G4B / RAVENHEAD G1A2 / ST HELENS GT2A | 20.6708 | GREEN | 0 |  |  | 0 | 0 | 0 | 18.2 |  |  |  |  | Green (Over 5% headroom) | 59180 | 100 | 4.25 | 67 | 21 | 2080053 | [9 empty] | Rainhill | RAINHILL | 1 | 85.5 | 85.5 | 0 | 0 | 57 | 2026-09 | 39079640 | Storage or Distribution | 2681 | C | Grid Supplied Electricity | 3 |  | Heating and Natural Ventilation | 2025-12-12 |  | 0.67 | FALSE | 53.4398 | -2.7134 | SPM-BRITISH_SIDAC_T1_SHERDLEY_RD_T1_ST_HELENS_LINKWAY_T1_WATERY_ | 14273142000 | SP Energy Networks open data (API key): NDP SPM primary-group polygons + Capacity Heatmaps Information Model SPM + LTDS appendices 3/6 + NSHR
936 | 51.1 | SUPERTRUCKS LTD, BEAUFORT STREET | ST HELENS | WA9 3BQ | St Helens |  | Workshop And Premises | industrial | 1 | 2409.57 | 25936 | GIA | 83500 | British Sidac T1 / Sherdley Rd T1 / St Helens Linkway T1 / Watery La T1 | inside-area | 0.52 | BOLD G2B / RAVENHEAD G1A2 / ST HELENS GT2A | RAINHILL | SPM | 8.3 | primary | 8.276 | Green | 18.2 | 9.924 | thermal | 0 | 5 | 0.9 | 5 | 6 | BOLD G4B / RAVENHEAD G1A2 / ST HELENS GT2A | 20.6708 | GREEN | 0 |  |  | 0 | 0 | 0 | 18.2 |  |  |  |  | Green (Over 5% headroom) | 59180 | 100 | 3.83 | 108 | 21 | 2082923 | [9 empty] | Rainhill | RAINHILL | 1 | 85.5 | 85.5 | 0 | 0 | 57 | 2026-09 | 39079642 | B1 Offices and Workshop businesses | 2396 | E | Oil | 3 |  | Heating and Natural Ventilation | 2014-09-29 |  | 0.5 | FALSE | 53.4437 | -2.719 | SPM-BRITISH_SIDAC_T1_SHERDLEY_RD_T1_ST_HELENS_LINKWAY_T1_WATERY_ | 6924920000 | SP Energy Networks open data (API key): NDP SPM primary-group polygons + Capacity Heatmaps Information Model SPM + LTDS appendices 3/6 + NSHR
937 | 51.1 | UNITS 4-8B, WESTSIDE INDUSTRIAL ESTATE, JACKSON STREET | ST HELENS | WA9 3AT | St Helens |  | Workshop And Premises | industrial | 1 | 2293.04 | 24682 | GIA | 82000 | British Sidac T1 / Sherdley Rd T1 / St Helens Linkway T1 / Watery La T1 | inside-area | 0.68 | BOLD G2B / RAVENHEAD G1A2 / ST HELENS GT2A | RAINHILL | SPM | 8.3 | primary | 8.276 | Green | 18.2 | 9.924 | thermal | 0 | 5 | 0.9 | 5 | 6 | BOLD G4B / RAVENHEAD G1A2 / ST HELENS GT2A | 20.6708 | GREEN | 0 |  |  | 0 | 0 | 0 | 18.2 |  |  |  |  | Green (Over 5% headroom) | 59180 | 100 | 3.64 | 103 | 21 | 2084177 | [9 empty] | Rainhill | RAINHILL | 1 | 85.5 | 85.5 | 0 | 0 | 57 | 2026-09 | 39066149 | General Industrial and Special Industrial Groups | 269 | C | Grid Supplied Electricity | 3 |  | Heating and Natural Ventilation | 2026-02-20 |  | 1 | FALSE | 53.4483 | -2.722 | SPM-BRITISH_SIDAC_T1_SHERDLEY_RD_T1_ST_HELENS_LINKWAY_T1_WATERY_ | 13134629000 | SP Energy Networks open data (API key): NDP SPM primary-group polygons + Capacity Heatmaps Information Model SPM + LTDS appendices 3/6 + NSHR
938 | 51.1 | 21, LANCOTS LANE | ST HELENS | WA9 3EU | St Helens |  | Warehouse And Premises | industrial | 1 | 2165.28 | 23307 | GIA | 148000 | British Sidac T1 / Sherdley Rd T1 / St Helens Linkway T1 / Watery La T1 | inside-area | 1.11 | BOLD G2B / RAVENHEAD G1A2 / ST HELENS GT2A | RAINHILL | SPM | 8.3 | primary | 8.276 | Green | 18.2 | 9.924 | thermal | 0 | 5 | 0.9 | 5 | 6 | BOLD G4B / RAVENHEAD G1A2 / ST HELENS GT2A | 20.6708 | GREEN | 0 |  |  | 0 | 0 | 0 | 18.2 |  |  |  |  | Green (Over 5% headroom) | 59180 | 100 | 3.44 | 54 | 21 | 2085552 | [9 empty] | Rainhill | RAINHILL | 1 | 85.5 | 85.5 | 0 | 0 | 57 | 2026-09 | [12 empty] | 53.4381 | -2.712 | SPM-BRITISH_SIDAC_T1_SHERDLEY_RD_T1_ST_HELENS_LINKWAY_T1_WATERY_ | 6367528000 | SP Energy Networks open data (API key): NDP SPM primary-group polygons + Capacity Heatmaps Information Model SPM + LTDS appendices 3/6 + NSHR
939 | 50.9 | LIBRARY PARKLANDS 63, CONLEACH ROAD | LIVERPOOL | L24 0TR | Liverpool |  | Offices And Premises | office | 1 | 1037.9 | 11172 | NIA | 80000 | Airport T1 / Alderwood Ave (Croyde Rd) T1 / Harefield Rd T1 / Metal Box (Speke) T1 | inside-area | 0.89 | GARSTON GT2 / SPEKE GT3 / WAVERTREE GT1A | LISTER DRIVE | SPM | 20.2 | primary | 20.2021 | Green | 30 | 9.7979 | thermal | 0 | 0 | 0 | 0 | 17.2 | GARSTON GT2 / SPEKE GT3 / WAVERTREE GT1A | 54.021 | GREEN | 0 |  |  | 0 | 0 | 0 | 30 |  |  |  |  | Green (Over 5% headroom) | 144029 | 100 | 1.65 | 73 | 16 | 1083831 | [9 empty] | Frodsham | LISTER DRIVE | 2 | 114 | 114 | 0 | 57 | 20 | 2026-09 | [12 empty] | 53.3425 | -2.8427 | SPM-AIRPORT_T1_ALDERWOOD_AVE_CROYDE_RD_T1_HAREFIELD_RD_T1_METAL_ | 3501561000 | SP Energy Networks open data (API key): NDP SPM primary-group polygons + Capacity Heatmaps Information Model SPM + LTDS appendices 3/6 + NSHR
940 | 50.9 | WELSH GOVERNMENT BUILDING, SARN MYNACH | LLANDUDNO JUNCTION | LL31 9RZ | Conwy |  | Offices And Premises | office | 1 | 7533.21 | 81087 | NIA | 735000 | Conwy T1 / Deganwy T1 / Llandudno Junction T1 | inside-area | 3 | COLWYN BAY GT1 / COLWYN BAY GT2 / DOLGARROG GT2 | CONNAHS QUAY - PENTIR - ST ASAPH | SPM | 15.7 | primary | 15.74 | Green | 27.3 | 11.491 | thermal | 0.2 | 0.2 | 0.1 | 0.4 | 12.2 | COLWYN BAY GT1 / COLWYN BAY GT2 / DOLGARROG GT2 | 16.642 | GREEN | 0 |  |  | 0 | 0 | 0 | 27.3 |  |  |  |  | Green (Over 5% headroom) | 111943 | 100 | 11.97 | 527 | 23 | 728649 | [9 empty] | Pentir | PENTIR | 2 | 1082 | 1082 | 1025 | 57 | 39 | 2028-10 | 10024342202 | Offices and Workshop Businesses | 8329 | B | Natural Gas | 4 | 3 | Air Conditioning | 2023-09-08 |  | 1 | FALSE | 53.2837 | -3.7933 | SPM-CONWY_T1_DEGANWY_T1_LLANDUDNO_JUNCTION_T1 | 13041375000 | SP Energy Networks open data (API key): NDP SPM primary-group polygons + Capacity Heatmaps Information Model SPM + LTDS appendices 3/6 + NSHR
941 | 50.9 | ROBERTSONS RESEARCH TYN Y COED, PENTWYN ROAD | CONWY | LL31 9YT | Conwy |  | Offices And Premises | office | 1 | 7322.22 | 78816 | NIA | 282500 | Conwy T1 / Deganwy T1 / Llandudno Junction T1 | inside-area | 1.93 | COLWYN BAY GT1 / COLWYN BAY GT2 / DOLGARROG GT2 | CONNAHS QUAY - PENTIR - ST ASAPH | SPM | 15.7 | primary | 15.74 | Green | 27.3 | 11.491 | thermal | 0.2 | 0.2 | 0.1 | 0.4 | 12.2 | COLWYN BAY GT1 / COLWYN BAY GT2 / DOLGARROG GT2 | 16.642 | GREEN | 0 |  |  | 0 | 0 | 0 | 27.3 |  |  |  |  | Green (Over 5% headroom) | 111943 | 100 | 11.64 | 513 | 23 | 730920 | [9 empty] | Pentir | PENTIR | 2 | 1082 | 1082 | 1025 | 57 | 39 | 2028-10 | [12 empty] | 53.2958 | -3.8174 | SPM-CONWY_T1_DEGANWY_T1_LLANDUDNO_JUNCTION_T1 | 139163202 | SP Energy Networks open data (API key): NDP SPM primary-group polygons + Capacity Heatmaps Information Model SPM + LTDS appendices 3/6 + NSHR
942 | 50.9 | BODLONDEB, BANGOR ROAD | CONWY | LL32 8DT | Conwy |  | Offices And Premises | office | 1 | 3565.84 | 38382 | NIA | 232000 | Conwy T1 / Deganwy T1 / Llandudno Junction T1 | inside-area | 0.39 | COLWYN BAY GT1 / COLWYN BAY GT2 / DOLGARROG GT2 | CONNAHS QUAY - PENTIR - ST ASAPH | SPM | 15.7 | primary | 15.74 | Green | 27.3 | 11.491 | thermal | 0.2 | 0.2 | 0.1 | 0.4 | 12.2 | COLWYN BAY GT1 / COLWYN BAY GT2 / DOLGARROG GT2 | 16.642 | GREEN | 0 |  |  | 0 | 0 | 0 | 27.3 |  |  |  |  | Green (Over 5% headroom) | 111943 | 100 | 5.67 | 250 | 23 | 771354 | [9 empty] | Pentir | PENTIR | 2 | 1082 | 1082 | 1025 | 57 | 39 | 2028-10 | 50000017413 | Offices and Workshop Businesses | 125 | E | Natural Gas | 3 |  | Heating and Natural Ventilation | 2025-01-17 |  | 1 | FALSE | 53.2843 | -3.8326 | SPM-CONWY_T1_DEGANWY_T1_LLANDUDNO_JUNCTION_T1 | 15052195000 | SP Energy Networks open data (API key): NDP SPM primary-group polygons + Capacity Heatmaps Information Model SPM + LTDS appendices 3/6 + NSHR
943 | 50.9 | UNIT 8, PARC CAER SEION | CONWY | LL32 8HB | Conwy |  | Offices And Premises | office | 1 | 2083.25 | 22424 | GIA | 111000 | Conwy T1 / Deganwy T1 / Llandudno Junction T1 | inside-area | 0.88 | COLWYN BAY GT1 / COLWYN BAY GT2 / DOLGARROG GT2 | CONNAHS QUAY - PENTIR - ST ASAPH | SPM | 15.7 | primary | 15.74 | Green | 27.3 | 11.491 | thermal | 0.2 | 0.2 | 0.1 | 0.4 | 12.2 | COLWYN BAY GT1 / COLWYN BAY GT2 / DOLGARROG GT2 | 16.642 | GREEN | 0 |  |  | 0 | 0 | 0 | 27.3 |  |  |  |  | Green (Over 5% headroom) | 111943 | 100 | 3.31 | 146 | 23 | 787312 | [9 empty] | Pentir | PENTIR | 2 | 1082 | 1082 | 1025 | 57 | 39 | 2028-10 | [12 empty] | 53.2869 | -3.8506 | SPM-CONWY_T1_DEGANWY_T1_LLANDUDNO_JUNCTION_T1 | 15109986000 | SP Energy Networks open data (API key): NDP SPM primary-group polygons + Capacity Heatmaps Information Model SPM + LTDS appendices 3/6 + NSHR
944 | 50.9 | K.J.FORD, CONWAY ROAD | LLANDUDNO JUNCTION | LL31 9BA | Conwy |  | Car Showroom, Workshop And Premises | industrial | 1 | 1601.35 | 17237 | GIA | 152000 | Conwy T1 / Deganwy T1 / Llandudno Junction T1 | inside-area | 2.5 | COLWYN BAY GT1 / COLWYN BAY GT2 / DOLGARROG GT2 | CONNAHS QUAY - PENTIR - ST ASAPH | SPM | 15.7 | primary | 15.74 | Green | 27.3 | 11.491 | thermal | 0.2 | 0.2 | 0.1 | 0.4 | 12.2 | COLWYN BAY GT1 / COLWYN BAY GT2 / DOLGARROG GT2 | 16.642 | GREEN | 0 |  |  | 0 | 0 | 0 | 27.3 |  |  |  |  | Green (Over 5% headroom) | 111943 | 100 | 2.54 | 72 | 23 | 792499 | [9 empty] | Pentir | PENTIR | 2 | 1082 | 1082 | 1025 | 57 | 39 | 2028-10 | [12 empty] | 53.283 | -3.8009 | SPM-CONWY_T1_DEGANWY_T1_LLANDUDNO_JUNCTION_T1 | 219882202 | SP Energy Networks open data (API key): NDP SPM primary-group polygons + Capacity Heatmaps Information Model SPM + LTDS appendices 3/6 + NSHR
945 | 50.9 | AT, FFORDD SAM PARI | CONWY | LL32 8HB | Conwy |  | Factory And Premises | industrial | 1 | 1516.24 | 16321 | GIA | 29250 | Conwy T1 / Deganwy T1 / Llandudno Junction T1 | inside-area | 0.88 | COLWYN BAY GT1 / COLWYN BAY GT2 / DOLGARROG GT2 | CONNAHS QUAY - PENTIR - ST ASAPH | SPM | 15.7 | primary | 15.74 | Green | 27.3 | 11.491 | thermal | 0.2 | 0.2 | 0.1 | 0.4 | 12.2 | COLWYN BAY GT1 / COLWYN BAY GT2 / DOLGARROG GT2 | 16.642 | GREEN | 0 |  |  | 0 | 0 | 0 | 27.3 |  |  |  |  | Green (Over 5% headroom) | 111943 | 100 | 2.41 | 91 | 23 | 793415 | [9 empty] | Pentir | PENTIR | 2 | 1082 | 1082 | 1025 | 57 | 39 | 2028-10 | [12 empty] | 53.2869 | -3.8506 | SPM-CONWY_T1_DEGANWY_T1_LLANDUDNO_JUNCTION_T1 | 1722401000 | SP Energy Networks open data (API key): NDP SPM primary-group polygons + Capacity Heatmaps Information Model SPM + LTDS appendices 3/6 + NSHR
946 | 50.9 | BRIERLEY HOUSE, FERRY FARM ROAD | LLANDUDNO JUNCTION | LL31 9SF | Conwy |  | Workshop And Premises | industrial | 1 | 1318.73 | 14195 | GIA | 34750 | Conwy T1 / Deganwy T1 / Llandudno Junction T1 | inside-area | 1.45 | COLWYN BAY GT1 / COLWYN BAY GT2 / DOLGARROG GT2 | CONNAHS QUAY - PENTIR - ST ASAPH | SPM | 15.7 | primary | 15.74 | Green | 27.3 | 11.491 | thermal | 0.2 | 0.2 | 0.1 | 0.4 | 12.2 | COLWYN BAY GT1 / COLWYN BAY GT2 / DOLGARROG GT2 | 16.642 | GREEN | 0 |  |  | 0 | 0 | 0 | 27.3 |  |  |  |  | Green (Over 5% headroom) | 111943 | 100 | 2.1 | 59 | 23 | 795541 | [9 empty] | Pentir | PENTIR | 2 | 1082 | 1082 | 1025 | 57 | 39 | 2028-10 | 200002949165 | Retail/Financial and Professional Services | 1073 | C | Natural Gas | 3 |  | Heating and Natural Ventilation | 2023-07-28 |  | 1 | FALSE | 53.2855 | -3.8167 | SPM-CONWY_T1_DEGANWY_T1_LLANDUDNO_JUNCTION_T1 | 4299264000 | SP Energy Networks open data (API key): NDP SPM primary-group polygons + Capacity Heatmaps Information Model SPM + LTDS appendices 3/6 + NSHR
947 | 50.9 | GORDON H RICHARDS THE OLD FREIGHT DEPOT, FFORDD MAELGWYN | LLANDUDNO JUNCTION | LL31 9PN | Conwy |  | Store And Premises | industrial | 1 | 1172 | 12615 | OTH | 10500 | Conwy T1 / Deganwy T1 / Llandudno Junction T1 | inside-area | 2.34 | COLWYN BAY GT1 / COLWYN BAY GT2 / DOLGARROG GT2 | CONNAHS QUAY - PENTIR - ST ASAPH | SPM | 15.7 | primary | 15.74 | Green | 27.3 | 11.491 | thermal | 0.2 | 0.2 | 0.1 | 0.4 | 12.2 | COLWYN BAY GT1 / COLWYN BAY GT2 / DOLGARROG GT2 | 16.642 | GREEN | 0 |  |  | 0 | 0 | 0 | 27.3 |  |  |  |  | Green (Over 5% headroom) | 111943 | 100 | 1.86 | 29 | 23 | 797121 | [9 empty] | Pentir | PENTIR | 2 | 1082 | 1082 | 1025 | 57 | 39 | 2028-10 | 10023740222 | B2 to B7 General Industrial and Special Industrial Groups | 1121 | D | Natural Gas | 3 |  | Heating and Natural Ventilation | 2017-09-18 |  | 0.67 | FALSE | 53.2804 | -3.8036 | SPM-CONWY_T1_DEGANWY_T1_LLANDUDNO_JUNCTION_T1 | 7982049000 | SP Energy Networks open data (API key): NDP SPM primary-group polygons + Capacity Heatmaps Information Model SPM + LTDS appendices 3/6 + NSHR
948 | 50.9 | PLOT 10, TRE MARL INDUSTRIAL ESTATE | LLANDUDNO JUNCTION | LL31 9PN | Conwy |  | Workshop And Premises | industrial | 1 | 1097.3 | 11811 | GIA | 63000 | Conwy T1 / Deganwy T1 / Llandudno Junction T1 | inside-area | 2.34 | COLWYN BAY GT1 / COLWYN BAY GT2 / DOLGARROG GT2 | CONNAHS QUAY - PENTIR - ST ASAPH | SPM | 15.7 | primary | 15.74 | Green | 27.3 | 11.491 | thermal | 0.2 | 0.2 | 0.1 | 0.4 | 12.2 | COLWYN BAY GT1 / COLWYN BAY GT2 / DOLGARROG GT2 | 16.642 | GREEN | 0 |  |  | 0 | 0 | 0 | 27.3 |  |  |  |  | Green (Over 5% headroom) | 111943 | 100 | 1.74 | 49 | 23 | 797925 | [9 empty] | Pentir | PENTIR | 2 | 1082 | 1082 | 1025 | 57 | 39 | 2028-10 |  | B8 Storage or Distribution | 1008 | C | Natural Gas | 3 |  | Heating and Natural Ventilation | 2023-03-05 |  | 0.75 | FALSE | 53.2804 | -3.8036 | SPM-CONWY_T1_DEGANWY_T1_LLANDUDNO_JUNCTION_T1 | 1208772000 | SP Energy Networks open data (API key): NDP SPM primary-group polygons + Capacity Heatmaps Information Model SPM + LTDS appendices 3/6 + NSHR
949 | 50.9 | PLOT 2 (FIRE & RESCUE SERVICES), TRE MARL INDUSTRIAL ESTATE | LLANDUDNO JUNCTION | LL31 9PN | Conwy |  | Workshop And Premises | industrial | 1 | 1079.72 | 11622 | GIA | 67500 | Conwy T1 / Deganwy T1 / Llandudno Junction T1 | inside-area | 2.34 | COLWYN BAY GT1 / COLWYN BAY GT2 / DOLGARROG GT2 | CONNAHS QUAY - PENTIR - ST ASAPH | SPM | 15.7 | primary | 15.74 | Green | 27.3 | 11.491 | thermal | 0.2 | 0.2 | 0.1 | 0.4 | 12.2 | COLWYN BAY GT1 / COLWYN BAY GT2 / DOLGARROG GT2 | 16.642 | GREEN | 0 |  |  | 0 | 0 | 0 | 27.3 |  |  |  |  | Green (Over 5% headroom) | 111943 | 100 | 1.72 | 49 | 23 | 798114 | [9 empty] | Pentir | PENTIR | 2 | 1082 | 1082 | 1025 | 57 | 39 | 2028-10 |  | B8 Storage or Distribution | 1008 | C | Natural Gas | 3 |  | Heating and Natural Ventilation | 2023-03-05 |  | 0.5 | FALSE | 53.2804 | -3.8036 | SPM-CONWY_T1_DEGANWY_T1_LLANDUDNO_JUNCTION_T1 | 7875412000 | SP Energy Networks open data (API key): NDP SPM primary-group polygons + Capacity Heatmaps Information Model SPM + LTDS appendices 3/6 + NSHR
950 | 50.9 | UNIT B8 PENMAEN ROAD | CONWY | LL32 8HB | Conwy |  | Warehouse, Offices And Premises | industrial | 1 | 1015.42 | 10930 | GIA | 45500 | Conwy T1 / Deganwy T1 / Llandudno Junction T1 | inside-area | 0.88 | COLWYN BAY GT1 / COLWYN BAY GT2 / DOLGARROG GT2 | CONNAHS QUAY - PENTIR - ST ASAPH | SPM | 15.7 | primary | 15.74 | Green | 27.3 | 11.491 | thermal | 0.2 | 0.2 | 0.1 | 0.4 | 12.2 | COLWYN BAY GT1 / COLWYN BAY GT2 / DOLGARROG GT2 | 16.642 | GREEN | 0 |  |  | 0 | 0 | 0 | 27.3 |  |  |  |  | Green (Over 5% headroom) | 111943 | 100 | 1.61 | 71 | 23 | 798806 | [9 empty] | Pentir | PENTIR | 2 | 1082 | 1082 | 1025 | 57 | 39 | 2028-10 | 50000001199 | B1 Offices and Workshop businesses | 1084 | D | Natural Gas | 3 |  | Heating and Natural Ventilation | 2013-03-28 |  | 0.5 | FALSE | 53.2869 | -3.8506 | SPM-CONWY_T1_DEGANWY_T1_LLANDUDNO_JUNCTION_T1 | 9988665000 | SP Energy Networks open data (API key): NDP SPM primary-group polygons + Capacity Heatmaps Information Model SPM + LTDS appendices 3/6 + NSHR
951 | 50.9 | CONWY LANDROVER CENTRE, FFORDD MAELGWYN | LLANDUDNO JUNCTION | LL31 9PL | Conwy |  | Workshop And Premises | industrial | 1 | 1011.93 | 10892 | GIA | 55500 | Conwy T1 / Deganwy T1 / Llandudno Junction T1 | inside-area | 2.87 | COLWYN BAY GT1 / COLWYN BAY GT2 / DOLGARROG GT2 | CONNAHS QUAY - PENTIR - ST ASAPH | SPM | 15.7 | primary | 15.74 | Green | 27.3 | 11.491 | thermal | 0.2 | 0.2 | 0.1 | 0.4 | 12.2 | COLWYN BAY GT1 / COLWYN BAY GT2 / DOLGARROG GT2 | 16.642 | GREEN | 0 |  |  | 0 | 0 | 0 | 27.3 |  |  |  |  | Green (Over 5% headroom) | 111943 | 100 | 1.61 | 46 | 23 | 798844 | [9 empty] | Pentir | PENTIR | 2 | 1082 | 1082 | 1025 | 57 | 39 | 2028-10 | 50000003620 | Retail/Financial and Professional Services | 1068 | A | Grid Supplied Electricity | 3 |  | Air Conditioning | 2024-06-04 |  | 0.75 | FALSE | 53.2807 | -3.7956 | SPM-CONWY_T1_DEGANWY_T1_LLANDUDNO_JUNCTION_T1 | 12120849000 | SP Energy Networks open data (API key): NDP SPM primary-group polygons + Capacity Heatmaps Information Model SPM + LTDS appendices 3/6 + NSHR
952 | 50.9 | WARBRECK GARDEN CENTRE, LYELAKE LANE | ORMSKIRK | L40 6JW | West Lancashire |  | Garden Centre And Premises | bigbox | 1 | 6316.6 | 67991 | NIA | 105000 | Dodds La T1 / Holborn Hill T1 / Maghull T1 / Maghull T2 / Robbins Bridge T1 | nearest-substation | 4.81 | AINTREE GT1 / FORMBY GT2A / LITHERLAND GT1B | KIRKBY | SPM | 11.9 | primary | 11.9446 | Green | 37.5 | 24.581 | thermal | 4.9 | 27.1 | 0 | 32 | 4.7 | AINTREE GT1 / FORMBY GT2A / LITHERLAND GT1A | 24.7 | GREEN | 1.5 |  |  | 0 | 0 | 0 | 37.5 |  |  |  |  | Green (Over 5% headroom) | 84848 | 100 | 10.04 | 568 | 43 | 1461902 | [9 empty] | Kirkby (_D) | KIRKBY | 4 | 514 | 514 | 400 | 0 | 0 | 2027-08 | 100012657403 | A3/A4/A5 Restaurant and Cafes/Drinking Establishments and Hot Food takeaways | 341 | B | Grid Supplied Electricity | 4 |  | Mixed-mode with Mechanical Ventilation | 2016-12-22 |  | 1 | FALSE | 53.5555 | -2.8341 | SPM-DODDS_LA_T1_HOLBORN_HILL_T1_MAGHULL_T1_MAGHULL_T2_ROBBINS_BR | 2410291000 | SP Energy Networks open data (API key): NDP SPM primary-group polygons + Capacity Heatmaps Information Model SPM + LTDS appendices 3/6 + NSHR
953 | 50.9 | MORRISONS SUPERMARKET, MILL LANE | CHESTER | CH2 1BT | Cheshire West And Chester |  | Superstore And Premises | bigbox | 1 | 5665.37 | 60981 | GIA | 1150000 | Brook La T1 / Mannings La T1 / Newtown Chester T1 / Upton Heath T1 | inside-area | 1.12 | CHESTER MAIN GT4 / CRANE BANK GT1 / GUILDEN SUTTON GT1 / SALTNEY G2A | CAPENHURST | SPM | 11.9 | primary | 11.9303 | Green | 30 | 17.7397 | thermal | 1.3 | 5.2 | 0 | 6.5 | 6.5 | CHESTER MAIN GT4 / CRANE BANK GT1 / GUILDEN SUTTON GT1 / SALTNEY G2A | 31.649 | GREEN | 39.8 |  |  | 0 | 0 | 0 | 30 |  |  |  |  | Green (Over 5% headroom) | 84848 | 100 | 9 | 510 | 4 | 85718 | [9 empty] | Capenhurst | CAPENHURST | 4 | 896.6 | 896.6 | 0 | 0 | 304 | 2029-10 | [12 empty] | 53.2109 | -2.8898 | SPM-BROOK_LA_T1_MANNINGS_LA_T1_NEWTOWN_CHESTER_T1_UPTON_HEATH_T1 | 14776460000 | SP Energy Networks open data (API key): NDP SPM primary-group polygons + Capacity Heatmaps Information Model SPM + LTDS appendices 3/6 + NSHR
954 | 50.9 | SEFTON MEADOWS GARDEN & HOME CENTRE, SEFTON LANE | LIVERPOOL | L31 8BX | Sefton |  | Garden Centre And Premises | bigbox | 1 | 5026.19 | 54101 | NIA | 78500 | Dodds La T1 / Holborn Hill T1 / Maghull T1 / Maghull T2 / Robbins Bridge T1 | inside-area | 6.5 | AINTREE GT1 / FORMBY GT2A / LITHERLAND GT1B | KIRKBY | SPM | 11.9 | primary | 11.9446 | Green | 37.5 | 24.581 | thermal | 4.9 | 27.1 | 0 | 32 | 4.7 | AINTREE GT1 / FORMBY GT2A / LITHERLAND GT1A | 24.7 | GREEN | 1.5 |  |  | 0 | 0 | 0 | 37.5 |  |  |  |  | Green (Over 5% headroom) | 84848 | 100 | 7.99 | 452 | 43 | 1475792 | [9 empty] | Kirkby (_D) | KIRKBY | 4 | 514 | 514 | 400 | 0 | 0 | 2027-08 | [12 empty] | 53.5067 | -2.9591 | SPM-DODDS_LA_T1_HOLBORN_HILL_T1_MAGHULL_T1_MAGHULL_T2_ROBBINS_BR | 4301053000 | SP Energy Networks open data (API key): NDP SPM primary-group polygons + Capacity Heatmaps Information Model SPM + LTDS appendices 3/6 + NSHR
955 | 50.9 | W M MORRISONS PLC, PARK ROAD | ORMSKIRK | L39 3RB | West Lancashire |  | Superstore And Premises | bigbox | 1 | 4658.6 | 50145 | GIA | 915000 | Dodds La T1 / Holborn Hill T1 / Maghull T1 / Maghull T2 / Robbins Bridge T1 | inside-area | 1.62 | AINTREE GT1 / FORMBY GT2A / LITHERLAND GT1B | KIRKBY | SPM | 11.9 | primary | 11.9446 | Green | 37.5 | 24.581 | thermal | 4.9 | 27.1 | 0 | 32 | 4.7 | AINTREE GT1 / FORMBY GT2A / LITHERLAND GT1A | 24.7 | GREEN | 1.5 |  |  | 0 | 0 | 0 | 37.5 |  |  |  |  | Green (Over 5% headroom) | 84848 | 100 | 7.4 | 419 | 43 | 1479748 | [9 empty] | Kirkby (_D) | KIRKBY | 4 | 514 | 514 | 400 | 0 | 0 | 2027-08 | 100012654007 | Retail/Financial and Professional Services | 4641 | B | Natural Gas | 3 |  | Heating and Mechanical Ventilation | 2023-06-13 |  | 0.5 | FALSE | 53.5659 | -2.8886 | SPM-DODDS_LA_T1_HOLBORN_HILL_T1_MAGHULL_T1_MAGHULL_T2_ROBBINS_BR | 3745777000 | SP Energy Networks open data (API key): NDP SPM primary-group polygons + Capacity Heatmaps Information Model SPM + LTDS appendices 3/6 + NSHR
956 | 50.9 | UNIT 3, DEVA RETAIL CENTRE, STENDALL ROAD | CHESTER | CH1 1AY | Cheshire West And Chester |  | Retail Warehouse And Premises | bigbox | 1 | 3874.47 | 41704 | GIA | 520000 | Brook La T1 / Mannings La T1 / Newtown Chester T1 / Upton Heath T1 | inside-area | 0.46 | CHESTER MAIN GT4 / CRANE BANK GT1 / GUILDEN SUTTON GT1 / SALTNEY G2A | CAPENHURST | SPM | 11.9 | primary | 11.9303 | Green | 30 | 17.7397 | thermal | 1.3 | 5.2 | 0 | 6.5 | 6.5 | CHESTER MAIN GT4 / CRANE BANK GT1 / GUILDEN SUTTON GT1 / SALTNEY G2A | 31.649 | GREEN | 39.8 |  |  | 0 | 0 | 0 | 30 |  |  |  |  | Green (Over 5% headroom) | 84848 | 100 | 6.16 | 349 | 4 | 104995 | [9 empty] | Capenhurst | CAPENHURST | 4 | 896.6 | 896.6 | 0 | 0 | 304 | 2029-10 | [12 empty] | 53.1977 | -2.8845 | SPM-BROOK_LA_T1_MANNINGS_LA_T1_NEWTOWN_CHESTER_T1_UPTON_HEATH_T1 | 2884094000 | SP Energy Networks open data (API key): NDP SPM primary-group polygons + Capacity Heatmaps Information Model SPM + LTDS appendices 3/6 + NSHR
957 | 50.9 | FIRWOOD TIMBER, LANGLEY ROAD | ORMSKIRK | L40 8JS | West Lancashire |  | Builders Merchant And Premises | bigbox | 1 | 2843.31 | 30605 | GIA | 79000 | Dodds La T1 / Holborn Hill T1 / Maghull T1 / Maghull T2 / Robbins Bridge T1 | nearest-substation | 5.65 | AINTREE GT1 / FORMBY GT2A / LITHERLAND GT1B | KIRKBY | SPM | 11.9 | primary | 11.9446 | Green | 37.5 | 24.581 | thermal | 4.9 | 27.1 | 0 | 32 | 4.7 | AINTREE GT1 / FORMBY GT2A / LITHERLAND GT1A | 24.7 | GREEN | 1.5 |  |  | 0 | 0 | 0 | 37.5 |  |  |  |  | Green (Over 5% headroom) | 84848 | 100 | 4.52 | 256 | 43 | 1499288 | [9 empty] | Kirkby (_D) | KIRKBY | 4 | 514 | 514 | 400 | 0 | 0 | 2027-08 | [12 empty] | 53.6012 | -2.8674 | SPM-DODDS_LA_T1_HOLBORN_HILL_T1_MAGHULL_T1_MAGHULL_T2_ROBBINS_BR | 239282126 | SP Energy Networks open data (API key): NDP SPM primary-group polygons + Capacity Heatmaps Information Model SPM + LTDS appendices 3/6 + NSHR
958 | 50.9 | 1D, HATTERSLEY WAY | ORMSKIRK | L39 2XF | West Lancashire |  | Retail Warehouse And Premises | bigbox | 1 | 2441.27 | 26278 | GIA | 118000 | Dodds La T1 / Holborn Hill T1 / Maghull T1 / Maghull T2 / Robbins Bridge T1 | inside-area | 2.85 | AINTREE GT1 / FORMBY GT2A / LITHERLAND GT1B | KIRKBY | SPM | 11.9 | primary | 11.9446 | Green | 37.5 | 24.581 | thermal | 4.9 | 27.1 | 0 | 32 | 4.7 | AINTREE GT1 / FORMBY GT2A / LITHERLAND GT1A | 24.7 | GREEN | 1.5 |  |  | 0 | 0 | 0 | 37.5 |  |  |  |  | Green (Over 5% headroom) | 84848 | 100 | 3.88 | 220 | 43 | 1503615 | [9 empty] | Kirkby (_D) | KIRKBY | 4 | 514 | 514 | 400 | 0 | 0 | 2027-08 | [12 empty] | 53.5754 | -2.8782 | SPM-DODDS_LA_T1_HOLBORN_HILL_T1_MAGHULL_T1_MAGHULL_T2_ROBBINS_BR | 9282809000 | SP Energy Networks open data (API key): NDP SPM primary-group polygons + Capacity Heatmaps Information Model SPM + LTDS appendices 3/6 + NSHR
959 | 50.9 | UNITS 6-7, RINGTAIL RETAIL PARK | ORMSKIRK | L40 8AD | West Lancashire |  | Retail Warehouse And Premises | bigbox | 1 | 2067.32 | 22252 | GIA | 205000 | Dodds La T1 / Holborn Hill T1 / Maghull T1 / Maghull T2 / Robbins Bridge T1 | nearest-substation | 4.54 | AINTREE GT1 / FORMBY GT2A / LITHERLAND GT1B | KIRKBY | SPM | 11.9 | primary | 11.9446 | Green | 37.5 | 24.581 | thermal | 4.9 | 27.1 | 0 | 32 | 4.7 | AINTREE GT1 / FORMBY GT2A / LITHERLAND GT1A | 24.7 | GREEN | 1.5 |  |  | 0 | 0 | 0 | 37.5 |  |  |  |  | Green (Over 5% headroom) | 84848 | 100 | 3.29 | 186 | 43 | 1507641 | [9 empty] | Kirkby (_D) | KIRKBY | 4 | 514 | 514 | 400 | 0 | 0 | 2027-08 | 10012358680 | A1/A2 Retail and Financial/Professional services | 1115 | A | Grid Supplied Electricity | 4 |  | Air Conditioning | 2016-02-26 |  | 1 | FALSE | 53.5878 | -2.8632 | SPM-DODDS_LA_T1_HOLBORN_HILL_T1_MAGHULL_T1_MAGHULL_T2_ROBBINS_BR | 14947203000 | SP Energy Networks open data (API key): NDP SPM primary-group polygons + Capacity Heatmaps Information Model SPM + LTDS appendices 3/6 + NSHR
960 | 50.8 | UNITS 19-20, GLANYRAFON INDUSTRIAL ESTATE | ABERYSTWYTH | SY23 3JQ | Ceredigion | JEWSONS LTD; WELSH BOOKS COUNCIL DEPT | Builders Merchants & Premises; Warehouse And Premises | industrial | 3 | 5037.25 | 54220 | GIA | 196000 | Aberystwyth T1 / North Rd T1 / Parc-Y-Llyn T1 / Parc-Y-Llyn T2 / U C Wales T1 | inside-area | 1.78 | ABERYSTWYTH GT2 / RHYDLYDAN GT1 | SWANSEA NORTH | SPM | 8.1 | bsp | 21.043 | Green | 37.5 | 16.37 | thermal | 0.4 | 20.2 | 5.6 | 20.6 | 17.8 | ABERYSTWYTH GT2 / RHYDLYDAN GT1 | 8.079 | GREEN | 0 |  |  | 0 | 0 | 0 | 37.5 |  |  |  |  | Green (Over 5% headroom) | 57754 | 100 | 8 | 453 | 22 | 667246 | [9 empty] | Trawsfynydd | SWANSEA NORTH | 10 | 2020.9 | 2020.9 | 400 | 0 | 61 | 2024-08 | [12 empty] | 52.4019 | -4.0429 | SPM-ABERYSTWYTH_T1_NORTH_RD_T1_PARC_Y_LLYN_T1_PARC_Y_LLYN_T2_U_C | 15044432000;117642193;117621193 | SP Energy Networks open data (API key): NDP SPM primary-group polygons + Capacity Heatmaps Information Model SPM + LTDS appendices 3/6 + NSHR
961 | 50.8 | AREA HIGHWAYS DEPOT, GLANYRAFON INDUSTRIAL ESTATE | ABERYSTWYTH | SY23 3JQ | Ceredigion |  | Storage Depot And Premises | industrial | 1 | 3208.18 | 34533 | GIA | 131000 | Aberystwyth T1 / North Rd T1 / Parc-Y-Llyn T1 / Parc-Y-Llyn T2 / U C Wales T1 | inside-area | 1.78 | ABERYSTWYTH GT2 / RHYDLYDAN GT1 | SWANSEA NORTH | SPM | 8.1 | bsp | 21.043 | Green | 37.5 | 16.37 | thermal | 0.4 | 20.2 | 5.6 | 20.6 | 17.8 | ABERYSTWYTH GT2 / RHYDLYDAN GT1 | 8.079 | GREEN | 0 |  |  | 0 | 0 | 0 | 37.5 |  |  |  |  | Green (Over 5% headroom) | 57754 | 100 | 5.1 | 80 | 22 | 686933 | [9 empty] | Trawsfynydd | SWANSEA NORTH | 10 | 2020.9 | 2020.9 | 400 | 0 | 61 | 2024-08 | [12 empty] | 52.4019 | -4.0429 | SPM-ABERYSTWYTH_T1_NORTH_RD_T1_PARC_Y_LLYN_T1_PARC_Y_LLYN_T2_U_C | 117638193 | SP Energy Networks open data (API key): NDP SPM primary-group polygons + Capacity Heatmaps Information Model SPM + LTDS appendices 3/6 + NSHR
962 | 50.8 | RACHELS DAIRY LTD UNIT 63, GLANYRAFON INDUSTRIAL ESTATE | ABERYSTWYTH | SY23 3JQ | Ceredigion |  | Factory And Premises | industrial | 1 | 3102.42 | 33394 | GIA | 105000 | Aberystwyth T1 / North Rd T1 / Parc-Y-Llyn T1 / Parc-Y-Llyn T2 / U C Wales T1 | inside-area | 1.78 | ABERYSTWYTH GT2 / RHYDLYDAN GT1 | SWANSEA NORTH | SPM | 8.1 | bsp | 21.043 | Green | 37.5 | 16.37 | thermal | 0.4 | 20.2 | 5.6 | 20.6 | 17.8 | ABERYSTWYTH GT2 / RHYDLYDAN GT1 | 8.079 | GREEN | 0 |  |  | 0 | 0 | 0 | 37.5 |  |  |  |  | Green (Over 5% headroom) | 57754 | 100 | 4.93 | 186 | 22 | 688072 | [9 empty] | Trawsfynydd | SWANSEA NORTH | 10 | 2020.9 | 2020.9 | 400 | 0 | 61 | 2024-08 | [12 empty] | 52.4019 | -4.0429 | SPM-ABERYSTWYTH_T1_NORTH_RD_T1_PARC_Y_LLYN_T1_PARC_Y_LLYN_T2_U_C | 197806193 | SP Energy Networks open data (API key): NDP SPM primary-group polygons + Capacity Heatmaps Information Model SPM + LTDS appendices 3/6 + NSHR
963 | 50.8 | BOOKERS CASH AND CARRY, GLANYRAFON INDUSTRIAL ESTATE | ABERYSTWYTH | SY23 3JQ | Ceredigion |  | Warehouse And Premises | industrial | 1 | 2308 | 24843 | GIA | 72000 | Aberystwyth T1 / North Rd T1 / Parc-Y-Llyn T1 / Parc-Y-Llyn T2 / U C Wales T1 | inside-area | 1.78 | ABERYSTWYTH GT2 / RHYDLYDAN GT1 | SWANSEA NORTH | SPM | 8.1 | bsp | 21.043 | Green | 37.5 | 16.37 | thermal | 0.4 | 20.2 | 5.6 | 20.6 | 17.8 | ABERYSTWYTH GT2 / RHYDLYDAN GT1 | 8.079 | GREEN | 0 |  |  | 0 | 0 | 0 | 37.5 |  |  |  |  | Green (Over 5% headroom) | 57754 | 100 | 3.67 | 58 | 22 | 696623 | [9 empty] | Trawsfynydd | SWANSEA NORTH | 10 | 2020.9 | 2020.9 | 400 | 0 | 61 | 2024-08 | 49042837 | A1/A2 Retail and Financial/Professional services | 2223 | C | Oil | 3 |  | Heating and Natural Ventilation | 2018-03-23 |  | 0.5 | FALSE | 52.4019 | -4.0429 | SPM-ABERYSTWYTH_T1_NORTH_RD_T1_PARC_Y_LLYN_T1_PARC_Y_LLYN_T2_U_C | 213943193 | SP Energy Networks open data (API key): NDP SPM primary-group polygons + Capacity Heatmaps Information Model SPM + LTDS appendices 3/6 + NSHR
964 | 50.8 | CAMBRIAN TYRES LTD, NORTH PARADE | ABERYSTWYTH | SY23 2JR | Ceredigion |  | Warehouse, Workshop, Offices And Premises | industrial | 1 | 2100.45 | 22609 | GIA | 53500 | Aberystwyth T1 / North Rd T1 / Parc-Y-Llyn T1 / Parc-Y-Llyn T2 / U C Wales T1 | inside-area | 1.35 | ABERYSTWYTH GT2 / RHYDLYDAN GT1 | SWANSEA NORTH | SPM | 8.1 | bsp | 21.043 | Green | 37.5 | 16.37 | thermal | 0.4 | 20.2 | 5.6 | 20.6 | 17.8 | ABERYSTWYTH GT2 / RHYDLYDAN GT1 | 8.079 | GREEN | 0 |  |  | 0 | 0 | 0 | 37.5 |  |  |  |  | Green (Over 5% headroom) | 57754 | 100 | 3.34 | 95 | 22 | 698857 | [9 empty] | Trawsfynydd | SWANSEA NORTH | 10 | 2020.9 | 2020.9 | 400 | 0 | 61 | 2024-08 | [12 empty] | 52.4168 | -4.0801 | SPM-ABERYSTWYTH_T1_NORTH_RD_T1_PARC_Y_LLYN_T1_PARC_Y_LLYN_T2_U_C | 9478055000 | SP Energy Networks open data (API key): NDP SPM primary-group polygons + Capacity Heatmaps Information Model SPM + LTDS appendices 3/6 + NSHR
965 | 50.8 | UNITS 3 & 4, RHEIDOL RETAIL PARK, ALEXANDRA ROAD | ABERYSTWYTH | SY23 1LL | Ceredigion |  | Large Foodstore And Premises | industrial | 1 | 2049.22 | 22058 | GIA | 225000 | Aberystwyth T1 / North Rd T1 / Parc-Y-Llyn T1 / Parc-Y-Llyn T2 / U C Wales T1 | inside-area | 1.28 | ABERYSTWYTH GT2 / RHYDLYDAN GT1 | SWANSEA NORTH | SPM | 8.1 | bsp | 21.043 | Green | 37.5 | 16.37 | thermal | 0.4 | 20.2 | 5.6 | 20.6 | 17.8 | ABERYSTWYTH GT2 / RHYDLYDAN GT1 | 8.079 | GREEN | 0 |  |  | 0 | 0 | 0 | 37.5 |  |  |  |  | Green (Over 5% headroom) | 57754 | 100 | 3.26 | 51 | 22 | 699408 | [9 empty] | Trawsfynydd | SWANSEA NORTH | 10 | 2020.9 | 2020.9 | 400 | 0 | 61 | 2024-08 | 49050952 | A1/A2 Retail and Financial/Professional services | 658 | D | Natural Gas | 4 |  | Air Conditioning | 2017-11-15 |  | 0.67 | FALSE | 52.4129 | -4.0798 | SPM-ABERYSTWYTH_T1_NORTH_RD_T1_PARC_Y_LLYN_T1_PARC_Y_LLYN_T2_U_C | 13797848000 | SP Energy Networks open data (API key): NDP SPM primary-group polygons + Capacity Heatmaps Information Model SPM + LTDS appendices 3/6 + NSHR
966 | 50.8 | COUNCIL DEPOT | ABERYSTWYTH | SY23 3RJ | Ceredigion |  | Workshop And Premises | industrial | 1 | 2007.53 | 21609 | GIA | 78000 | Aberystwyth T1 / North Rd T1 / Parc-Y-Llyn T1 / Parc-Y-Llyn T2 / U C Wales T1 | inside-area | 0.79 | ABERYSTWYTH GT2 / RHYDLYDAN GT1 | SWANSEA NORTH | SPM | 8.1 | bsp | 21.043 | Green | 37.5 | 16.37 | thermal | 0.4 | 20.2 | 5.6 | 20.6 | 17.8 | ABERYSTWYTH GT2 / RHYDLYDAN GT1 | 8.079 | GREEN | 0 |  |  | 0 | 0 | 0 | 37.5 |  |  |  |  | Green (Over 5% headroom) | 57754 | 100 | 3.19 | 90 | 22 | 699857 | [9 empty] | Trawsfynydd | SWANSEA NORTH | 10 | 2020.9 | 2020.9 | 400 | 0 | 61 | 2024-08 | 49054147 | B8 Storage or Distribution | 936 | D | Natural Gas | 3 |  | Heating and Natural Ventilation | 2021-03-02 |  | 0.5 | FALSE | 52.4065 | -4.0598 | SPM-ABERYSTWYTH_T1_NORTH_RD_T1_PARC_Y_LLYN_T1_PARC_Y_LLYN_T2_U_C | 117348193 | SP Energy Networks open data (API key): NDP SPM primary-group polygons + Capacity Heatmaps Information Model SPM + LTDS appendices 3/6 + NSHR
967 | 50.7 | 151-155, GREAT HOWARD STREET | LIVERPOOL | L3 7DL | Liverpool | LANCASTRIAN LABELS; PLUTUS UK LTD | Showroom And Premises; Warehouse And Premises; Workshop And Premises | bigbox | 3 | 16716.55 | 179935 | GIA | 253750 | Brook St T1 / Kingsway Tunnel T1 / Nwwa Sandon Dock T1 / Nwwa Sandon Dock T2 | inside-area | 1.06 | BOOTLE GT2A / BURLINGTON ST GT1 / LISTER DV A GT2 | LISTER DRIVE | SPM | 17.8 | primary | 17.771 | Green | 30 | 12.229 | thermal | 0 | 5.1 | 10.2 | 5.1 | 16.3 | BOOTLE GT2A / BURLINGTON ST GT1 / LISTER DV A GT2 | 61.868 | GREEN | 0 |  |  | 0 | 0 | 0 | 30 |  |  |  |  | Green (Over 5% headroom) | 126916 | 71 | 26.56 | 752 | 34 | 1236403 | [9 empty] | Lister Drive | LISTER DRIVE | 2 | 114 | 114 | 0 | 57 | 20 | 2026-09 | [12 empty] | 53.4187 | -2.9969 | SPM-BROOK_ST_T1_KINGSWAY_TUNNEL_T1_NWWA_SANDON_DOCK_T1_NWWA_SAND | 1836522000;2666832000;5295378000 | SP Energy Networks open data (API key): NDP SPM primary-group polygons + Capacity Heatmaps Information Model SPM + LTDS appendices 3/6 + NSHR
968 | 50.7 | TREFELIN | BANGOR | LL57 4LH | Gwynedd | CELTEST | Workshop And Premises | industrial | 1 | 1776.29 | 19120 | GIA | 49250 | Minffordd T1 / Parc Bryn Cegin T1 / Parc Bryn Cegin T2 | inside-area | 2.28 | BANGOR GT2 / CAERNARFON GT2 | CONNAHS QUAY - PENTIR - ST ASAPH | SPM | 15.5 | primary | 15.538 | Green | 20 | 4.042 | thermal | 1.3 | 11 | 2.6 | 12.3 | 14.8 | BANGOR GT2 / CAERNARFON GT2 | 31.686 | GREEN | 0 |  |  | 0 | 0 | 0 | 20 |  |  |  |  | Green (Over 5% headroom) | 110517 | 100 | 2.82 | 80 | 10 | 260925 | [9 empty] | Pentir | PENTIR | 2 | 1082 | 1082 | 1025 | 57 | 39 | 2028-10 | 10070275937 | B2 to B7 General Industrial and Special Industrial Groups | 1020 | D | Natural Gas | 3 |  | Heating and Natural Ventilation | 2022-03-05 |  | 1 | FALSE | 53.2152 | -4.0969 | SPM-MINFFORDD_T1_PARC_BRYN_CEGIN_T1_PARC_BRYN_CEGIN_T2 | 9164685000 | SP Energy Networks open data (API key): NDP SPM primary-group polygons + Capacity Heatmaps Information Model SPM + LTDS appendices 3/6 + NSHR
969 | 50.7 | UNIT 16, LLANDYGAI INDUSTRIAL ESTATE | BANGOR | LL57 4YH | Gwynedd | BAYNES & SON HAULAGE LTD | Warehouse And Premises | industrial | 1 | 1573.54 | 16937 | GIA | 44250 | Minffordd T1 / Parc Bryn Cegin T1 / Parc Bryn Cegin T2 | inside-area | 1.32 | BANGOR GT2 / CAERNARFON GT2 | CONNAHS QUAY - PENTIR - ST ASAPH | SPM | 15.5 | primary | 15.538 | Green | 20 | 4.042 | thermal | 1.3 | 11 | 2.6 | 12.3 | 14.8 | BANGOR GT2 / CAERNARFON GT2 | 31.686 | GREEN | 0 |  |  | 0 | 0 | 0 | 20 |  |  |  |  | Green (Over 5% headroom) | 110517 | 100 | 2.5 | 39 | 10 | 263108 | [9 empty] | Pentir | PENTIR | 2 | 1082 | 1082 | 1025 | 57 | 39 | 2028-10 | 10070363038 | B1 Offices and Workshop businesses | 1784 | E | Natural Gas | 3 |  | Heating and Natural Ventilation | 2012-03-30 |  | 0.5 | FALSE | 53.218 | -4.1115 | SPM-MINFFORDD_T1_PARC_BRYN_CEGIN_T1_PARC_BRYN_CEGIN_T2 | 3426320000 | SP Energy Networks open data (API key): NDP SPM primary-group polygons + Capacity Heatmaps Information Model SPM + LTDS appendices 3/6 + NSHR
970 | 50.7 | UNIT 18 (3), LLANDEGAI INDUSTRIAL ESTATE | BANGOR | LL57 4YH | Gwynedd |  | Workshop And Premises | industrial | 1 | 1141.17 | 12283 | GIA | 35250 | Minffordd T1 / Parc Bryn Cegin T1 / Parc Bryn Cegin T2 | inside-area | 1.32 | BANGOR GT2 / CAERNARFON GT2 | CONNAHS QUAY - PENTIR - ST ASAPH | SPM | 15.5 | primary | 15.538 | Green | 20 | 4.042 | thermal | 1.3 | 11 | 2.6 | 12.3 | 14.8 | BANGOR GT2 / CAERNARFON GT2 | 31.686 | GREEN | 0 |  |  | 0 | 0 | 0 | 20 |  |  |  |  | Green (Over 5% headroom) | 110517 | 100 | 1.81 | 51 | 10 | 267762 | [9 empty] | Pentir | PENTIR | 2 | 1082 | 1082 | 1025 | 57 | 39 | 2028-10 |  | B8 Storage or Distribution | 1773 | C | Grid Supplied Electricity | 3 |  | Heating and Natural Ventilation | 2020-10-02 |  | 0.67 | FALSE | 53.218 | -4.1115 | SPM-MINFFORDD_T1_PARC_BRYN_CEGIN_T1_PARC_BRYN_CEGIN_T2 | 11246127000 | SP Energy Networks open data (API key): NDP SPM primary-group polygons + Capacity Heatmaps Information Model SPM + LTDS appendices 3/6 + NSHR
971 | 50.7 | UNIT 25, INDUSTRIAL ESTATE | BANGOR | LL57 4YH | Gwynedd |  | Warehouse And Premises | industrial | 1 | 1106.14 | 11906 | GIA | 44750 | Minffordd T1 / Parc Bryn Cegin T1 / Parc Bryn Cegin T2 | inside-area | 1.32 | BANGOR GT2 / CAERNARFON GT2 | CONNAHS QUAY - PENTIR - ST ASAPH | SPM | 15.5 | primary | 15.538 | Green | 20 | 4.042 | thermal | 1.3 | 11 | 2.6 | 12.3 | 14.8 | BANGOR GT2 / CAERNARFON GT2 | 31.686 | GREEN | 0 |  |  | 0 | 0 | 0 | 20 |  |  |  |  | Green (Over 5% headroom) | 110517 | 100 | 1.76 | 28 | 10 | 268139 | [9 empty] | Pentir | PENTIR | 2 | 1082 | 1082 | 1025 | 57 | 39 | 2028-10 | 10070363038 | B1 Offices and Workshop businesses | 1784 | E | Natural Gas | 3 |  | Heating and Natural Ventilation | 2012-03-30 |  | 1 | FALSE | 53.218 | -4.1115 | SPM-MINFFORDD_T1_PARC_BRYN_CEGIN_T1_PARC_BRYN_CEGIN_T2 | 194193202 | SP Energy Networks open data (API key): NDP SPM primary-group polygons + Capacity Heatmaps Information Model SPM + LTDS appendices 3/6 + NSHR
972 | 50.7 | UNIT B QUAY SHOPPING CENTRE, FFORDD LLANARTH | DEESIDE | CH5 4UP | Flintshire |  | Superstore And Premises | bigbox | 1 | 4852.23 | 52229 | GIA | 715000 | Connahs Quay Local T1 / Connahs Quay Local T2 / Hawarden T1 / King George St T1 | inside-area | 1.41 | CASTLE CEMENT GT1 / HAWARDEN GT1 / SALTNEY GT1 / SALTNEY G2B | CONNAHS QUAY - PENTIR - ST ASAPH | SPM | 11.8 | primary | 11.753 | Green | 30 | 17.125 | thermal | 4.5 | 7.6 | 7.5 | 12.1 | 9.2 | CASTLE CEMENT GT1 / HAWARDEN GT1 / SALTNEY GT1 / SALTNEY G2B | 32.76 | GREEN | 0 |  |  | 0 | 0 | 0 | 30 |  |  |  |  | Green (Over 5% headroom) | 84135 | 100 | 7.71 | 437 | 13 | 303414 | [9 empty] | Connahs Quay / SASA | [20 empty] | 53.2144 | -3.075 | SPM-CONNAHS_QUAY_LOCAL_T1_CONNAHS_QUAY_LOCAL_T2_HAWARDEN_T1_KING | 8851676000 | SP Energy Networks open data (API key): NDP SPM primary-group polygons + Capacity Heatmaps Information Model SPM + LTDS appendices 3/6 + NSHR
973 | 50.7 | GLADSTONE WAY | DEESIDE | CH5 3AZ | Flintshire | STRIKES GARDEN CENTRE | Garden Centre And Premises | bigbox | 1 | 4577.81 | 49275 | NIA | 135000 | Connahs Quay Local T1 / Connahs Quay Local T2 / Hawarden T1 / King George St T1 | inside-area | 4.14 | CASTLE CEMENT GT1 / HAWARDEN GT1 / SALTNEY GT1 / SALTNEY G2B | CONNAHS QUAY - PENTIR - ST ASAPH | SPM | 11.8 | primary | 11.753 | Green | 30 | 17.125 | thermal | 4.5 | 7.6 | 7.5 | 12.1 | 9.2 | CASTLE CEMENT GT1 / HAWARDEN GT1 / SALTNEY GT1 / SALTNEY G2B | 32.76 | GREEN | 0 |  |  | 0 | 0 | 0 | 30 |  |  |  |  | Green (Over 5% headroom) | 84135 | 100 | 7.27 | 412 | 13 | 306368 | [9 empty] | Connahs Quay / SASA | [20 empty] | 53.1902 | -3.0639 | SPM-CONNAHS_QUAY_LOCAL_T1_CONNAHS_QUAY_LOCAL_T2_HAWARDEN_T1_KING | 1419965000 | SP Energy Networks open data (API key): NDP SPM primary-group polygons + Capacity Heatmaps Information Model SPM + LTDS appendices 3/6 + NSHR
974 | 50.7 | MARL COLD STORE, GLAN CONWY CORNER IND EST | COLWYN BAY | LL28 5SS | Conwy |  | Warehouse Storage Land And Premises | industrial | 1 | 2476 | 26651 | GIA | 45500 | Ivy St T1 / Llysfaen Rd T1 / Old Mill T1 | inside-area | 5.48 | COLWYN BAY GT1 / COLWYN BAY GT2 / DOLGARROG GT2 | CONNAHS QUAY - PENTIR - ST ASAPH | SPM | 8 | primary | 8.009 | Green | 20 | 11.851 | thermal | 0.6 | 0.6 | 0.5 | 1.2 | 5.2 | COLWYN BAY GT1 / COLWYN BAY GT2 / DOLGARROG GT2 | 16.642 | GREEN | 0 |  |  | 0 | 0 | 0 | 20 |  |  |  |  | Green (Over 5% headroom) | 57041 | 100 | 3.93 | 62 | 12 | 340212 | [9 empty] | Trawsfynydd | TRAWSFYNYDD | 1 | 940 | 0 | 0 | 0 | 10 | 2037-11 | [12 empty] | 53.2688 | -3.7963 | SPM-IVY_ST_T1_LLYSFAEN_RD_T1_OLD_MILL_T1 | 209779202 | SP Energy Networks open data (API key): NDP SPM primary-group polygons + Capacity Heatmaps Information Model SPM + LTDS appendices 3/6 + NSHR
975 | 50.6 | 160-168, TRIUMPH TRADING PARK, TRIUMPH WAY, SPEKE HALL ROAD | LIVERPOOL | L24 9GQ | Liverpool |  | Warehouse And Premises | industrial | 2 | 29608.38 | 318702 | GIA | 719000 | Estuary Commerce Pk T1 / Leeward Dr T1 / Leeward Dr T2 / Speke Hall Rd T1 / Speke Sky Pk T1 | inside-area | 1.18 | GARSTON GT2 / SPEKE GT3 / WAVERTREE GT1A | LISTER DRIVE | SPM | 21.1 | primary | 21.085 | Green | 30 | 8.915 | thermal | 0 | 0 | 0 | 0 | 19 | GARSTON GT2 / SPEKE GT3 / WAVERTREE GT1A | 54.021 | GREEN | 0 |  |  | 0 | 0 | 0 | 30 |  |  |  |  | Green (Over 5% headroom) | 150446 | 47 | 47.05 | 740 | 45 | 2981950 | [9 empty] | Lister Drive | LISTER DRIVE | 2 | 114 | 114 | 0 | 57 | 20 | 2026-09 | 38218022 | B8 Storage or Distribution | 30443 | C | Grid Supplied Electricity | 4 |  | Heating and Natural Ventilation | 2018-06-25 |  | 1 | FALSE | 53.3561 | -2.8724 | SPM-ESTUARY_COMMERCE_PK_T1_LEEWARD_DR_T1_LEEWARD_DR_T2_SPEKE_HAL | 13743161000;13743162000 | SP Energy Networks open data (API key): NDP SPM primary-group polygons + Capacity Heatmaps Information Model SPM + LTDS appendices 3/6 + NSHR
976 | 50.4 | METSA WOOD UK LTD, DITTON ROAD | WIDNES | WA8 0PG | Halton |  | Factory And Premises | industrial | 1 | 27527.9 | 296308 | GIA | 530000 | Desoto Rd T1 / Mersey Bridge T1 / Pitt St T1 | inside-area | 0.74 | BOLD G2A / PRESCOT GT1B / WIDNES GT1 / WIDNES GT2 | RAINHILL | SPM | 15.3 | primary | 15.33 | Green | 20 | 4.67 | thermal | 0 | 0 | 12.2 | 0 | 14.7 | BOLD G4A / PRESCOT GT1B / WIDNES GT1 / WIDNES GT2 | 23.6331 | GREEN | 4.9 |  |  | 0 | 0 | 0 | 20 |  |  |  |  | Green (Over 5% headroom) | 109091 | 37 | 43.74 | 1652 | 20 | 1489799 | [9 empty] | Frodsham | RAINHILL | 1 | 85.5 | 85.5 | 0 | 0 | 57 | 2026-09 | [12 empty] | 53.3591 | -2.7499 | SPM-DESOTO_RD_T1_MERSEY_BRIDGE_T1_PITT_ST_T1 | 11247768000 | SP Energy Networks open data (API key): NDP SPM primary-group polygons + Capacity Heatmaps Information Model SPM + LTDS appendices 3/6 + NSHR
977 | 50.4 | CRODA EUROPE LTD, FOUNDRY LANE | WIDNES | WA8 8UB | Halton |  | Workshop And Premises | industrial | 1 | 17062.8 | 183662 | GIA | 605000 | Desoto Rd T1 / Mersey Bridge T1 / Pitt St T1 | inside-area | 1.79 | BOLD G2A / PRESCOT GT1B / WIDNES GT1 / WIDNES GT2 | RAINHILL | SPM | 15.3 | primary | 15.33 | Green | 20 | 4.67 | thermal | 0 | 0 | 12.2 | 0 | 14.7 | BOLD G4A / PRESCOT GT1B / WIDNES GT1 / WIDNES GT2 | 23.6331 | GREEN | 4.9 |  |  | 0 | 0 | 0 | 20 |  |  |  |  | Green (Over 5% headroom) | 109091 | 59 | 27.11 | 768 | 20 | 1602445 | [9 empty] | Frodsham | RAINHILL | 1 | 85.5 | 85.5 | 0 | 0 | 57 | 2026-09 | [12 empty] | 53.3514 | -2.7628 | SPM-DESOTO_RD_T1_MERSEY_BRIDGE_T1_PITT_ST_T1 | 6663276000 | SP Energy Networks open data (API key): NDP SPM primary-group polygons + Capacity Heatmaps Information Model SPM + LTDS appendices 3/6 + NSHR
978 | 50.4 | SECANIM LTD, DESOTO ROAD, WEST BANK DOCK ESTATE | WIDNES | WA8 0PD | Halton |  | Factory And Premises | industrial | 1 | 15594.53 | 167858 | GIA | 595000 | Desoto Rd T1 / Mersey Bridge T1 / Pitt St T1 | inside-area | 0.93 | BOLD G2A / PRESCOT GT1B / WIDNES GT1 / WIDNES GT2 | RAINHILL | SPM | 15.3 | primary | 15.33 | Green | 20 | 4.67 | thermal | 0 | 0 | 12.2 | 0 | 14.7 | BOLD G4A / PRESCOT GT1B / WIDNES GT1 / WIDNES GT2 | 23.6331 | GREEN | 4.9 |  |  | 0 | 0 | 0 | 20 |  |  |  |  | Green (Over 5% headroom) | 109091 | 65 | 24.78 | 936 | 20 | 1618249 | [9 empty] | Frodsham | RAINHILL | 1 | 85.5 | 85.5 | 0 | 0 | 57 | 2026-09 | [12 empty] | 53.3535 | -2.7498 | SPM-DESOTO_RD_T1_MERSEY_BRIDGE_T1_PITT_ST_T1 | 9188232000 | SP Energy Networks open data (API key): NDP SPM primary-group polygons + Capacity Heatmaps Information Model SPM + LTDS appendices 3/6 + NSHR
979 | 50.4 | WESTLINK HOLDINGS LTD, FOUNDRY LANE | WIDNES | WA8 8YZ | Halton |  | Warehouse And Premises | industrial | 1 | 15273.4 | 164401 | GIA | 700000 | Desoto Rd T1 / Mersey Bridge T1 / Pitt St T1 | inside-area | 1.8 | BOLD G2A / PRESCOT GT1B / WIDNES GT1 / WIDNES GT2 | RAINHILL | SPM | 15.3 | primary | 15.33 | Green | 20 | 4.67 | thermal | 0 | 0 | 12.2 | 0 | 14.7 | BOLD G4A / PRESCOT GT1B / WIDNES GT1 / WIDNES GT2 | 23.6331 | GREEN | 4.9 |  |  | 0 | 0 | 0 | 20 |  |  |  |  | Green (Over 5% headroom) | 109091 | 66 | 24.27 | 382 | 20 | 1621706 | [9 empty] | Frodsham | RAINHILL | 1 | 85.5 | 85.5 | 0 | 0 | 57 | 2026-09 | [12 empty] | 53.3549 | -2.7652 | SPM-DESOTO_RD_T1_MERSEY_BRIDGE_T1_PITT_ST_T1 | 10867759000 | SP Energy Networks open data (API key): NDP SPM primary-group polygons + Capacity Heatmaps Information Model SPM + LTDS appendices 3/6 + NSHR
980 | 50.4 | STOBART GROUP LIMITED OFFICE VIKING HOUSE, MATHIESON ROAD | WIDNES | WA8 0NX | Halton |  | Offices And Premises | office | 2 | 3816.32 | 41078 | NIA | 572500 | Desoto Rd T1 / Mersey Bridge T1 / Pitt St T1 | inside-area | 0.62 | BOLD G2A / PRESCOT GT1B / WIDNES GT1 / WIDNES GT2 | RAINHILL | SPM | 15.3 | primary | 15.33 | Green | 20 | 4.67 | thermal | 0 | 0 | 12.2 | 0 | 14.7 | BOLD G4A / PRESCOT GT1B / WIDNES GT1 / WIDNES GT2 | 23.6331 | GREEN | 4.9 |  |  | 0 | 0 | 0 | 20 |  |  |  |  | Green (Over 5% headroom) | 109091 | 100 | 6.06 | 267 | 20 | 1745029 | [9 empty] | Frodsham | RAINHILL | 1 | 85.5 | 85.5 | 0 | 0 | 57 | 2026-09 | 10093156241 | B1 Offices and Workshop businesses | 2182 | B | Natural Gas | 4 | 2 | Air Conditioning | 2018-08-02 |  | 1 | FALSE | 53.3591 | -2.7482 | SPM-DESOTO_RD_T1_MERSEY_BRIDGE_T1_PITT_ST_T1 | 12118103000;12118103000 | SP Energy Networks open data (API key): NDP SPM primary-group polygons + Capacity Heatmaps Information Model SPM + LTDS appendices 3/6 + NSHR
981 | 50.4 | VINCI PLC CAPPER HOUSE (NORTH SIDE), DITTON ROAD | WIDNES | WA8 0PG | Halton |  | Offices And Premises | office | 1 | 2387.6 | 25700 | NIA | 199000 | Desoto Rd T1 / Mersey Bridge T1 / Pitt St T1 | inside-area | 0.74 | BOLD G2A / PRESCOT GT1B / WIDNES GT1 / WIDNES GT2 | RAINHILL | SPM | 15.3 | primary | 15.33 | Green | 20 | 4.67 | thermal | 0 | 0 | 12.2 | 0 | 14.7 | BOLD G4A / PRESCOT GT1B / WIDNES GT1 / WIDNES GT2 | 23.6331 | GREEN | 4.9 |  |  | 0 | 0 | 0 | 20 |  |  |  |  | Green (Over 5% headroom) | 109091 | 100 | 3.79 | 167 | 20 | 1760407 | [9 empty] | Frodsham | RAINHILL | 1 | 85.5 | 85.5 | 0 | 0 | 57 | 2026-09 | 10010613218 | Offices and Workshop Businesses | 2434 | B | Grid Supplied Electricity | 3 | 2 | Air Conditioning | 2024-10-10 |  | 0.67 | FALSE | 53.3591 | -2.7499 | SPM-DESOTO_RD_T1_MERSEY_BRIDGE_T1_PITT_ST_T1 | 2640087000 | SP Energy Networks open data (API key): NDP SPM primary-group polygons + Capacity Heatmaps Information Model SPM + LTDS appendices 3/6 + NSHR
982 | 50.4 | WATERLOO ROAD | WIDNES | WA8 0RS | Halton | HALL & ROBERTS(PROVISIONS)LTD | Warehouse And Premises | industrial | 1 | 1828.69 | 19684 | GIA | 68500 | Desoto Rd T1 / Mersey Bridge T1 / Pitt St T1 | inside-area | 0.57 | BOLD G2A / PRESCOT GT1B / WIDNES GT1 / WIDNES GT2 | RAINHILL | SPM | 15.3 | primary | 15.33 | Green | 20 | 4.67 | thermal | 0 | 0 | 12.2 | 0 | 14.7 | BOLD G4A / PRESCOT GT1B / WIDNES GT1 / WIDNES GT2 | 23.6331 | GREEN | 4.9 |  |  | 0 | 0 | 0 | 20 |  |  |  |  | Green (Over 5% headroom) | 109091 | 100 | 2.91 | 46 | 20 | 1766423 | [9 empty] | Frodsham | RAINHILL | 1 | 85.5 | 85.5 | 0 | 0 | 57 | 2026-09 | [12 empty] | 53.3538 | -2.7364 | SPM-DESOTO_RD_T1_MERSEY_BRIDGE_T1_PITT_ST_T1 | 4087667000 | SP Energy Networks open data (API key): NDP SPM primary-group polygons + Capacity Heatmaps Information Model SPM + LTDS appendices 3/6 + NSHR
983 | 50.4 | GUSSION TRANSPORT CAPPER HOUSE (SOUTH SIDE), DITTON ROAD | WIDNES | WA8 0NE | Halton |  | Workshop And Premises | industrial | 1 | 1752.99 | 18869 | GIA | 124000 | Desoto Rd T1 / Mersey Bridge T1 / Pitt St T1 | inside-area | 0.7 | BOLD G2A / PRESCOT GT1B / WIDNES GT1 / WIDNES GT2 | RAINHILL | SPM | 15.3 | primary | 15.33 | Green | 20 | 4.67 | thermal | 0 | 0 | 12.2 | 0 | 14.7 | BOLD G4A / PRESCOT GT1B / WIDNES GT1 / WIDNES GT2 | 23.6331 | GREEN | 4.9 |  |  | 0 | 0 | 0 | 20 |  |  |  |  | Green (Over 5% headroom) | 109091 | 100 | 2.79 | 79 | 20 | 1767238 | [9 empty] | Frodsham | RAINHILL | 1 | 85.5 | 85.5 | 0 | 0 | 57 | 2026-09 | [12 empty] | 53.3584 | -2.7493 | SPM-DESOTO_RD_T1_MERSEY_BRIDGE_T1_PITT_ST_T1 | 8029857000 | SP Energy Networks open data (API key): NDP SPM primary-group polygons + Capacity Heatmaps Information Model SPM + LTDS appendices 3/6 + NSHR
984 | 50.4 | UNITS 2-3, FAIRWAY TRADING PARK, DITTON ROAD | WIDNES | WA8 0NZ | Halton |  | Workshop And Premises | industrial | 1 | 1665.2 | 17924 | GIA | 40750 | Desoto Rd T1 / Mersey Bridge T1 / Pitt St T1 | inside-area | 0.6 | BOLD G2A / PRESCOT GT1B / WIDNES GT1 / WIDNES GT2 | RAINHILL | SPM | 15.3 | primary | 15.33 | Green | 20 | 4.67 | thermal | 0 | 0 | 12.2 | 0 | 14.7 | BOLD G4A / PRESCOT GT1B / WIDNES GT1 / WIDNES GT2 | 23.6331 | GREEN | 4.9 |  |  | 0 | 0 | 0 | 20 |  |  |  |  | Green (Over 5% headroom) | 109091 | 100 | 2.65 | 75 | 20 | 1768183 | [9 empty] | Frodsham | RAINHILL | 1 | 85.5 | 85.5 | 0 | 0 | 57 | 2026-09 | [12 empty] | 53.3592 | -2.7479 | SPM-DESOTO_RD_T1_MERSEY_BRIDGE_T1_PITT_ST_T1 | 173312137 | SP Energy Networks open data (API key): NDP SPM primary-group polygons + Capacity Heatmaps Information Model SPM + LTDS appendices 3/6 + NSHR
985 | 50.4 | UNIT 1, SUNSET BUSINESS CENTRE, WATERLOO ROAD | WIDNES | WA8 0QR | Halton |  | Warehouse And Premises | industrial | 1 | 1595 | 17168 | GIA | 86500 | Desoto Rd T1 / Mersey Bridge T1 / Pitt St T1 | inside-area | 0.57 | BOLD G2A / PRESCOT GT1B / WIDNES GT1 / WIDNES GT2 | RAINHILL | SPM | 15.3 | primary | 15.33 | Green | 20 | 4.67 | thermal | 0 | 0 | 12.2 | 0 | 14.7 | BOLD G4A / PRESCOT GT1B / WIDNES GT1 / WIDNES GT2 | 23.6331 | GREEN | 4.9 |  |  | 0 | 0 | 0 | 20 |  |  |  |  | Green (Over 5% headroom) | 109091 | 100 | 2.53 | 40 | 20 | 1768939 | [9 empty] | Frodsham | RAINHILL | 1 | 85.5 | 85.5 | 0 | 0 | 57 | 2026-09 | 100012827846 | Offices and Workshop Businesses | 1714 | D | Natural Gas | 3 |  | Heating and Mechanical Ventilation | 2023-06-12 |  | 1 | FALSE | 53.3546 | -2.7339 | SPM-DESOTO_RD_T1_MERSEY_BRIDGE_T1_PITT_ST_T1 | 9250187000 | SP Energy Networks open data (API key): NDP SPM primary-group polygons + Capacity Heatmaps Information Model SPM + LTDS appendices 3/6 + NSHR
986 | 50.4 | HOUGH GREEN GARAGE, FOUNDRY LANE | WIDNES | WA8 8TZ | Halton |  | Road Haulage Depot And Premises | industrial | 1 | 1570.87 | 16909 | GIA | 64000 | Desoto Rd T1 / Mersey Bridge T1 / Pitt St T1 | inside-area | 2.02 | BOLD G2A / PRESCOT GT1B / WIDNES GT1 / WIDNES GT2 | RAINHILL | SPM | 15.3 | primary | 15.33 | Green | 20 | 4.67 | thermal | 0 | 0 | 12.2 | 0 | 14.7 | BOLD G4A / PRESCOT GT1B / WIDNES GT1 / WIDNES GT2 | 23.6331 | GREEN | 4.9 |  |  | 0 | 0 | 0 | 20 |  |  |  |  | Green (Over 5% headroom) | 109091 | 100 | 2.5 | 39 | 20 | 1769198 | [9 empty] | Frodsham | RAINHILL | 1 | 85.5 | 85.5 | 0 | 0 | 57 | 2026-09 | 10096395300 | B2 to B7 General Industrial and Special Industrial Groups | 669 | D | Natural Gas | 3 |  | Heating and Natural Ventilation | 2020-07-21 |  | 0.5 | FALSE | 53.3519 | -2.767 | SPM-DESOTO_RD_T1_MERSEY_BRIDGE_T1_PITT_ST_T1 | 6593688000 | SP Energy Networks open data (API key): NDP SPM primary-group polygons + Capacity Heatmaps Information Model SPM + LTDS appendices 3/6 + NSHR
987 | 50.4 | DISTRIBUTION CENTRE, HUTCHINSON STREET | WIDNES | WA8 0PZ | Halton |  | Factory And Premises | industrial | 1 | 1551.8 | 16703 | GIA | 170000 | Desoto Rd T1 / Mersey Bridge T1 / Pitt St T1 | inside-area | 0.45 | BOLD G2A / PRESCOT GT1B / WIDNES GT1 / WIDNES GT2 | RAINHILL | SPM | 15.3 | primary | 15.33 | Green | 20 | 4.67 | thermal | 0 | 0 | 12.2 | 0 | 14.7 | BOLD G4A / PRESCOT GT1B / WIDNES GT1 / WIDNES GT2 | 23.6331 | GREEN | 4.9 |  |  | 0 | 0 | 0 | 20 |  |  |  |  | Green (Over 5% headroom) | 109091 | 100 | 2.47 | 93 | 20 | 1769404 | [9 empty] | Frodsham | RAINHILL | 1 | 85.5 | 85.5 | 0 | 0 | 57 | 2026-09 | 100012827683 | General Industrial and Special Industrial Groups | 580 | C | Other | 3 |  | Unconditioned | 2025-07-31 |  | 1 | FALSE | 53.3558 | -2.7341 | SPM-DESOTO_RD_T1_MERSEY_BRIDGE_T1_PITT_ST_T1 | 14327291000 | SP Energy Networks open data (API key): NDP SPM primary-group polygons + Capacity Heatmaps Information Model SPM + LTDS appendices 3/6 + NSHR
988 | 50.4 | REAR OF UNIT 5 & UNIT 6, FAIRWAY TRADING PARK, DITTON ROAD | WIDNES | WA8 0NZ | Halton |  | Workshop And Premises | industrial | 1 | 1489.83 | 16036 | GIA | 36500 | Desoto Rd T1 / Mersey Bridge T1 / Pitt St T1 | inside-area | 0.6 | BOLD G2A / PRESCOT GT1B / WIDNES GT1 / WIDNES GT2 | RAINHILL | SPM | 15.3 | primary | 15.33 | Green | 20 | 4.67 | thermal | 0 | 0 | 12.2 | 0 | 14.7 | BOLD G4A / PRESCOT GT1B / WIDNES GT1 / WIDNES GT2 | 23.6331 | GREEN | 4.9 |  |  | 0 | 0 | 0 | 20 |  |  |  |  | Green (Over 5% headroom) | 109091 | 100 | 2.37 | 67 | 20 | 1770071 | [9 empty] | Frodsham | RAINHILL | 1 | 85.5 | 85.5 | 0 | 0 | 57 | 2026-09 | [12 empty] | 53.3592 | -2.7479 | SPM-DESOTO_RD_T1_MERSEY_BRIDGE_T1_PITT_ST_T1 | 15065717000 | SP Energy Networks open data (API key): NDP SPM primary-group polygons + Capacity Heatmaps Information Model SPM + LTDS appendices 3/6 + NSHR
989 | 50.4 | DENCA CONTROLS LTD, HUTCHINSON STREET | WIDNES | WA8 0PZ | Halton |  | Workshop And Premises | industrial | 1 | 1298.3 | 13975 | GIA | 79000 | Desoto Rd T1 / Mersey Bridge T1 / Pitt St T1 | inside-area | 0.45 | BOLD G2A / PRESCOT GT1B / WIDNES GT1 / WIDNES GT2 | RAINHILL | SPM | 15.3 | primary | 15.33 | Green | 20 | 4.67 | thermal | 0 | 0 | 12.2 | 0 | 14.7 | BOLD G4A / PRESCOT GT1B / WIDNES GT1 / WIDNES GT2 | 23.6331 | GREEN | 4.9 |  |  | 0 | 0 | 0 | 20 |  |  |  |  | Green (Over 5% headroom) | 109091 | 100 | 2.06 | 58 | 20 | 1772132 | [9 empty] | Frodsham | RAINHILL | 1 | 85.5 | 85.5 | 0 | 0 | 57 | 2026-09 | [12 empty] | 53.3558 | -2.7341 | SPM-DESOTO_RD_T1_MERSEY_BRIDGE_T1_PITT_ST_T1 | 12355872000 | SP Energy Networks open data (API key): NDP SPM primary-group polygons + Capacity Heatmaps Information Model SPM + LTDS appendices 3/6 + NSHR
990 | 50.3 | UNIT 1, PENINSULAR BUSINESS PARK, REEDS LANE | WIRRAL | CH46 1DW | Wirral |  | Factory And Premises | industrial | 1 | 1763.09 | 18978 | GIA | 51500 | New Brighton T1 / Seaview Rd T2 / Wallasey T1 / Wallasey Village T1 | inside-area | 4.78 | WALLASEY GT1 / WALLASEY GT2 / WOODSIDE GT2 | BIRKENHEAD | SPM | 15.2 | primary | 15.153 | Green | 30 | 14.847 | thermal | 0 | 0 | 0 | 0 | 11.3 | WALLASEY GT1 / WALLASEY GT2 / WOODSIDE GT2 | 42.195 | GREEN | 0 |  |  | 0 | 0 | 0 | 30 |  |  |  |  | Green (Over 5% headroom) | 108378 | 100 | 2.8 | 106 | 11 | 580068 | [9 empty] | Birkenhead | BIRKENHEAD | 0 | 0 | 0 | 0 | 0 | 90 |  | 42190228 | B2 to B7 General Industrial and Special Industrial Groups | 725 | E | Grid Supplied Electricity | 3 |  | Heating and Natural Ventilation | 2021-05-19 |  | 0.67 | FALSE | 53.41 | -3.0979 | SPM-NEW_BRIGHTON_T1_SEAVIEW_RD_T2_WALLASEY_T1_WALLASEY_VILLAGE_T | 15102124000 | SP Energy Networks open data (API key): NDP SPM primary-group polygons + Capacity Heatmaps Information Model SPM + LTDS appendices 3/6 + NSHR
991 | 50.3 | RESTORATION HOUSE, TARRAN WAY WEST | WIRRAL | CH46 4TT | Wirral |  | Workshop And Premises | industrial | 1 | 1061 | 11420 | GIA | 52000 | New Brighton T1 / Seaview Rd T2 / Wallasey T1 / Wallasey Village T1 | inside-area | 5.99 | WALLASEY GT1 / WALLASEY GT2 / WOODSIDE GT2 | BIRKENHEAD | SPM | 15.2 | primary | 15.153 | Green | 30 | 14.847 | thermal | 0 | 0 | 0 | 0 | 11.3 | WALLASEY GT1 / WALLASEY GT2 / WOODSIDE GT2 | 42.195 | GREEN | 0 |  |  | 0 | 0 | 0 | 30 |  |  |  |  | Green (Over 5% headroom) | 108378 | 100 | 1.69 | 48 | 11 | 587626 | [9 empty] | Birkenhead | BIRKENHEAD | 0 | 0 | 0 | 0 | 0 | 90 |  | 42167476 | A1/A2 Retail and Financial/Professional services | 1497 | C | Natural Gas | 3 |  | Heating and Natural Ventilation | 2015-12-07 |  | 1 | FALSE | 53.4101 | -3.1197 | SPM-NEW_BRIGHTON_T1_SEAVIEW_RD_T2_WALLASEY_T1_WALLASEY_VILLAGE_T | 2196664000 | SP Energy Networks open data (API key): NDP SPM primary-group polygons + Capacity Heatmaps Information Model SPM + LTDS appendices 3/6 + NSHR
992 | 50.3 | PT 19, TARRAN WAY WEST | WIRRAL | CH46 4TT | Wirral | A S NEWBOULD LTD | Factory And Premises | industrial | 1 | 1023.1 | 11013 | GIA | 47250 | New Brighton T1 / Seaview Rd T2 / Wallasey T1 / Wallasey Village T1 | inside-area | 5.99 | WALLASEY GT1 / WALLASEY GT2 / WOODSIDE GT2 | BIRKENHEAD | SPM | 15.2 | primary | 15.153 | Green | 30 | 14.847 | thermal | 0 | 0 | 0 | 0 | 11.3 | WALLASEY GT1 / WALLASEY GT2 / WOODSIDE GT2 | 42.195 | GREEN | 0 |  |  | 0 | 0 | 0 | 30 |  |  |  |  | Green (Over 5% headroom) | 108378 | 100 | 1.63 | 61 | 11 | 588033 | [9 empty] | Birkenhead | BIRKENHEAD | 0 | 0 | 0 | 0 | 0 | 90 |  | 42167479 | B8 Storage or Distribution | 637 | D | Natural Gas | 3 |  | Heating and Natural Ventilation | 2015-05-27 |  | 0.67 | FALSE | 53.4101 | -3.1197 | SPM-NEW_BRIGHTON_T1_SEAVIEW_RD_T2_WALLASEY_T1_WALLASEY_VILLAGE_T | 8333649000 | SP Energy Networks open data (API key): NDP SPM primary-group polygons + Capacity Heatmaps Information Model SPM + LTDS appendices 3/6 + NSHR
993 | 50.3 | PLOT A AMAZON UK, AIRFIELD ROAD | DEESIDE | CH5 2RD | Flintshire |  | Warehouse And Premises | industrial | 1 | 13438.13 | 144647 | GIA | 560000 | Deeside Ind Pk T1 / Deeside Ind Pk 6Th Ave T1 / Raf Sealand T1 | inside-area | 2.09 | DEESIDE PK GRID GT1 / SIXTH AVE GRID GT1 | CONNAHS QUAY - PENTIR - ST ASAPH | SPM | 7.7 | primary | 7.72 | Green | 20 | 12.28 | thermal | 0 | 16.6 | 5.6 | 16.6 | 6.2 | DEESIDE PK GRID GT1 / SIXTH AVE GRID GT1 | 9.814 | GREEN | 0 |  |  | 0 | 0 | 0 | 20 |  |  |  |  | Green (Over 5% headroom) | 54902 | 38 | 21.35 | 336 | 41 | 2736898 | [9 empty] | Connahs Quay / SASA | [20 empty] | 53.2126 | -3.0159 | SPM-DEESIDE_IND_PK_T1_DEESIDE_IND_PK_6TH_AVE_T1_RAF_SEALAND_T1 | 12886964000 | SP Energy Networks open data (API key): NDP SPM primary-group polygons + Capacity Heatmaps Information Model SPM + LTDS appendices 3/6 + NSHR
994 | 50.3 | VALSPAR (UK) CORPORATION LTD, PARKWAY | DEESIDE | CH5 2NS | Flintshire |  | Factory And Premises | industrial | 2 | 13434.38 | 144606 | GIA | 620000 | Deeside Ind Pk T1 / Deeside Ind Pk 6Th Ave T1 / Raf Sealand T1 | inside-area | 0.5 | DEESIDE PK GRID GT1 / SIXTH AVE GRID GT1 | CONNAHS QUAY - PENTIR - ST ASAPH | SPM | 7.7 | primary | 7.72 | Green | 20 | 12.28 | thermal | 0 | 16.6 | 5.6 | 16.6 | 6.2 | DEESIDE PK GRID GT1 / SIXTH AVE GRID GT1 | 9.814 | GREEN | 0 |  |  | 0 | 0 | 0 | 20 |  |  |  |  | Green (Over 5% headroom) | 54902 | 38 | 21.35 | 806 | 41 | 2736939 | [9 empty] | Connahs Quay / SASA | [20 empty] | 53.2282 | -3.012 | SPM-DEESIDE_IND_PK_T1_DEESIDE_IND_PK_6TH_AVE_T1_RAF_SEALAND_T1 | 2239650000;2239650000 | SP Energy Networks open data (API key): NDP SPM primary-group polygons + Capacity Heatmaps Information Model SPM + LTDS appendices 3/6 + NSHR
995 | 50.3 | UNITS 41 & 41A, FIRST AVENUE | DEESIDE | CH5 2NU | Flintshire |  | Warehouse And Premises | industrial | 1 | 13163.66 | 141692 | GIA | 580000 | Deeside Ind Pk T1 / Deeside Ind Pk 6Th Ave T1 / Raf Sealand T1 | inside-area | 0.22 | DEESIDE PK GRID GT1 / SIXTH AVE GRID GT1 | CONNAHS QUAY - PENTIR - ST ASAPH | SPM | 7.7 | primary | 7.72 | Green | 20 | 12.28 | thermal | 0 | 16.6 | 5.6 | 16.6 | 6.2 | DEESIDE PK GRID GT1 / SIXTH AVE GRID GT1 | 9.814 | GREEN | 0 |  |  | 0 | 0 | 0 | 20 |  |  |  |  | Green (Over 5% headroom) | 54902 | 39 | 20.92 | 329 | 41 | 2739853 | [9 empty] | Connahs Quay / SASA | [8 empty] | 10013705928 | B2 to B7 General Industrial and Special Industrial Groups | 13828 | C | Natural Gas | 3 | 3 | Heating and Natural Ventilation | 2020-01-17 |  | 1 | FALSE | 53.2293 | -3.0025 | SPM-DEESIDE_IND_PK_T1_DEESIDE_IND_PK_6TH_AVE_T1_RAF_SEALAND_T1 | 8936366000 | SP Energy Networks open data (API key): NDP SPM primary-group polygons + Capacity Heatmaps Information Model SPM + LTDS appendices 3/6 + NSHR
996 | 50.3 | UNIT 44 | DEESIDE | CH5 2NY | Flintshire |  | Factory And Premises; Warehouse And Premises; Workshop And Premises | industrial | 4 | 11767.89 | 126668 | GIA | 731500 | Deeside Ind Pk T1 / Deeside Ind Pk 6Th Ave T1 / Raf Sealand T1 | inside-area | 0.64 | DEESIDE PK GRID GT1 / SIXTH AVE GRID GT1 | CONNAHS QUAY - PENTIR - ST ASAPH | SPM | 7.7 | primary | 7.72 | Green | 20 | 12.28 | thermal | 0 | 16.6 | 5.6 | 16.6 | 6.2 | DEESIDE PK GRID GT1 / SIXTH AVE GRID GT1 | 9.814 | GREEN | 0 |  |  | 0 | 0 | 0 | 20 |  |  |  |  | Green (Over 5% headroom) | 54902 | 43 | 18.7 | 706 | 41 | 2754877 | [9 empty] | Connahs Quay / SASA | [20 empty] | 53.2272 | -2.9974 | SPM-DEESIDE_IND_PK_T1_DEESIDE_IND_PK_6TH_AVE_T1_RAF_SEALAND_T1 | 144752206;144746206;243043206;688385000 | SP Energy Networks open data (API key): NDP SPM primary-group polygons + Capacity Heatmaps Information Model SPM + LTDS appendices 3/6 + NSHR
997 | 50.3 | UNIT 1, PARKWAY ZONE 2 | DEESIDE | CH5 2LD | Flintshire |  | Warehouse And Premises | industrial | 1 | 11093.09 | 119405 | GIA | 590000 | Deeside Ind Pk T1 / Deeside Ind Pk 6Th Ave T1 / Raf Sealand T1 | inside-area | 0.67 | DEESIDE PK GRID GT1 / SIXTH AVE GRID GT1 | CONNAHS QUAY - PENTIR - ST ASAPH | SPM | 7.7 | primary | 7.72 | Green | 20 | 12.28 | thermal | 0 | 16.6 | 5.6 | 16.6 | 6.2 | DEESIDE PK GRID GT1 / SIXTH AVE GRID GT1 | 9.814 | GREEN | 0 |  |  | 0 | 0 | 0 | 20 |  |  |  |  | Green (Over 5% headroom) | 54902 | 46 | 17.63 | 277 | 41 | 2762140 | [9 empty] | Connahs Quay / SASA | [20 empty] | 53.2268 | -3.0137 | SPM-DEESIDE_IND_PK_T1_DEESIDE_IND_PK_6TH_AVE_T1_RAF_SEALAND_T1 | 6346020000 | SP Energy Networks open data (API key): NDP SPM primary-group polygons + Capacity Heatmaps Information Model SPM + LTDS appendices 3/6 + NSHR
998 | 50.3 | IVOR WILLIAMS TRAILERS BOUNDARY PARK ZONE 1, DEESIDE INDUSTRIAL ESTATE | DEESIDE | CH5 2LR | Flintshire |  | Factory And Premises | industrial | 1 | 10332.57 | 111219 | GIA | 460000 | Deeside Ind Pk T1 / Deeside Ind Pk 6Th Ave T1 / Raf Sealand T1 | inside-area | 0.75 | DEESIDE PK GRID GT1 / SIXTH AVE GRID GT1 | CONNAHS QUAY - PENTIR - ST ASAPH | SPM | 7.7 | primary | 7.72 | Green | 20 | 12.28 | thermal | 0 | 16.6 | 5.6 | 16.6 | 6.2 | DEESIDE PK GRID GT1 / SIXTH AVE GRID GT1 | 9.814 | GREEN | 0 |  |  | 0 | 0 | 0 | 20 |  |  |  |  | Green (Over 5% headroom) | 54902 | 49 | 16.42 | 620 | 41 | 2770326 | [9 empty] | Connahs Quay / SASA | [20 empty] | 53.2246 | -2.9996 | SPM-DEESIDE_IND_PK_T1_DEESIDE_IND_PK_6TH_AVE_T1_RAF_SEALAND_T1 | 13996446000 | SP Energy Networks open data (API key): NDP SPM primary-group polygons + Capacity Heatmaps Information Model SPM + LTDS appendices 3/6 + NSHR
999 | 50.3 | BALL PACKAGING UK LTD, SIXTH AVENUE, DEESIDE INDUSTRIAL ESTATE | DEESIDE | CH5 2LB | Flintshire |  | Factory And Premises | industrial | 1 | 10122.45 | 108957 | GIA | 520000 | Deeside Ind Pk T1 / Deeside Ind Pk 6Th Ave T1 / Raf Sealand T1 | inside-area | 0.86 | DEESIDE PK GRID GT1 / SIXTH AVE GRID GT1 | CONNAHS QUAY - PENTIR - ST ASAPH | SPM | 7.7 | primary | 7.72 | Green | 20 | 12.28 | thermal | 0 | 16.6 | 5.6 | 16.6 | 6.2 | DEESIDE PK GRID GT1 / SIXTH AVE GRID GT1 | 9.814 | GREEN | 0 |  |  | 0 | 0 | 0 | 20 |  |  |  |  | Green (Over 5% headroom) | 54902 | 50 | 16.09 | 607 | 41 | 2772588 | [9 empty] | Connahs Quay / SASA | [20 empty] | 53.2271 | -3.0171 | SPM-DEESIDE_IND_PK_T1_DEESIDE_IND_PK_6TH_AVE_T1_RAF_SEALAND_T1 | 3115849000 | SP Energy Networks open data (API key): NDP SPM primary-group polygons + Capacity Heatmaps Information Model SPM + LTDS appendices 3/6 + NSHR
1000 | 50.3 | UNIT 34A, FIRST AVENUE | DEESIDE | CH5 2NU | Flintshire |  | Factory And Premises | industrial | 1 | 8879.86 | 95582 | GIA | 455000 | Deeside Ind Pk T1 / Deeside Ind Pk 6Th Ave T1 / Raf Sealand T1 | inside-area | 0.22 | DEESIDE PK GRID GT1 / SIXTH AVE GRID GT1 | CONNAHS QUAY - PENTIR - ST ASAPH | SPM | 7.7 | primary | 7.72 | Green | 20 | 12.28 | thermal | 0 | 16.6 | 5.6 | 16.6 | 6.2 | DEESIDE PK GRID GT1 / SIXTH AVE GRID GT1 | 9.814 | GREEN | 0 |  |  | 0 | 0 | 0 | 20 |  |  |  |  | Green (Over 5% headroom) | 54902 | 57 | 14.11 | 533 | 41 | 2785963 | [9 empty] | Connahs Quay / SASA | [8 empty] | 10090462597 | B2 to B7 General Industrial and Special Industrial Groups | 2389 | D | Natural Gas | 3 | 2 | Heating and Natural Ventilation | 2014-01-17 |  | 0.5 | FALSE | 53.2293 | -3.0025 | SPM-DEESIDE_IND_PK_T1_DEESIDE_IND_PK_6TH_AVE_T1_RAF_SEALAND_T1 | 8441755000 | SP Energy Networks open data (API key): NDP SPM primary-group polygons + Capacity Heatmaps Information Model SPM + LTDS appendices 3/6 + NSHR
1001 | 50.3 | UNIT 34C, FIRST AVENUE | DEESIDE | CH5 2NU | Flintshire |  | Warehouse And Premises | industrial | 1 | 6364.54 | 68507 | GIA | 352500 | Deeside Ind Pk T1 / Deeside Ind Pk 6Th Ave T1 / Raf Sealand T1 | inside-area | 0.22 | DEESIDE PK GRID GT1 / SIXTH AVE GRID GT1 | CONNAHS QUAY - PENTIR - ST ASAPH | SPM | 7.7 | primary | 7.72 | Green | 20 | 12.28 | thermal | 0 | 16.6 | 5.6 | 16.6 | 6.2 | DEESIDE PK GRID GT1 / SIXTH AVE GRID GT1 | 9.814 | GREEN | 0 |  |  | 0 | 0 | 0 | 20 |  |  |  |  | Green (Over 5% headroom) | 54902 | 80 | 10.11 | 159 | 41 | 2813038 | [9 empty] | Connahs Quay / SASA | [8 empty] | 10013707449 | Storage or Distribution | 7046 | B | Grid Supplied Electricity | 3 |  | Heating and Natural Ventilation | 2025-01-10 |  | 1 | FALSE | 53.2293 | -3.0025 | SPM-DEESIDE_IND_PK_T1_DEESIDE_IND_PK_6TH_AVE_T1_RAF_SEALAND_T1 | 8441756000 | SP Energy Networks open data (API key): NDP SPM primary-group polygons + Capacity Heatmaps Information Model SPM + LTDS appendices 3/6 + NSHR
1002 | 50.3 | UNIT 11 DRIVE A, FIRST AVENUE | DEESIDE | CH5 2NU | Flintshire |  | Factory And Premises; Warehouse And Premises | industrial | 2 | 5600.54 | 60284 | GIA | 317000 | Deeside Ind Pk T1 / Deeside Ind Pk 6Th Ave T1 / Raf Sealand T1 | inside-area | 0.22 | DEESIDE PK GRID GT1 / SIXTH AVE GRID GT1 | CONNAHS QUAY - PENTIR - ST ASAPH | SPM | 7.7 | primary | 7.72 | Green | 20 | 12.28 | thermal | 0 | 16.6 | 5.6 | 16.6 | 6.2 | DEESIDE PK GRID GT1 / SIXTH AVE GRID GT1 | 9.814 | GREEN | 0 |  |  | 0 | 0 | 0 | 20 |  |  |  |  | Green (Over 5% headroom) | 54902 | 91 | 8.9 | 336 | 41 | 2821261 | [9 empty] | Connahs Quay / SASA | [8 empty] | 200002940539 | Offices and Workshop Businesses | 2148 | C | Natural Gas | 3 | 1 | Heating and Natural Ventilation | 2024-09-19 |  | 0.67 | FALSE | 53.2293 | -3.0025 | SPM-DEESIDE_IND_PK_T1_DEESIDE_IND_PK_6TH_AVE_T1_RAF_SEALAND_T1 | 2241111000;2241150000 | SP Energy Networks open data (API key): NDP SPM primary-group polygons + Capacity Heatmaps Information Model SPM + LTDS appendices 3/6 + NSHR
1003 | 50.3 | UNIT 1 1A & 2, PARKWAY ZONE 2 | DEESIDE | CH5 2NS | Flintshire | PAPERBACK RECYCLING | Warehouse And Premises | industrial | 1 | 5515.28 | 59366 | GIA | 317500 | Deeside Ind Pk T1 / Deeside Ind Pk 6Th Ave T1 / Raf Sealand T1 | inside-area | 0.5 | DEESIDE PK GRID GT1 / SIXTH AVE GRID GT1 | CONNAHS QUAY - PENTIR - ST ASAPH | SPM | 7.7 | primary | 7.72 | Green | 20 | 12.28 | thermal | 0 | 16.6 | 5.6 | 16.6 | 6.2 | DEESIDE PK GRID GT1 / SIXTH AVE GRID GT1 | 9.814 | GREEN | 0 |  |  | 0 | 0 | 0 | 20 |  |  |  |  | Green (Over 5% headroom) | 54902 | 92 | 8.76 | 138 | 41 | 2822179 | [9 empty] | Connahs Quay / SASA | [8 empty] | 100100930889 | B8 Storage or Distribution | 5855 | C | Natural Gas | 5 |  | Heating and Natural Ventilation | 2022-02-16 |  | 0.8 | FALSE | 53.2282 | -3.012 | SPM-DEESIDE_IND_PK_T1_DEESIDE_IND_PK_6TH_AVE_T1_RAF_SEALAND_T1 | 10687959000 | SP Energy Networks open data (API key): NDP SPM primary-group polygons + Capacity Heatmaps Information Model SPM + LTDS appendices 3/6 + NSHR
1004 | 50.3 | RHINO PRODUCTS LTD, SIXTH AVENUE | DEESIDE | CH5 2LB | Flintshire |  | Factory And Premises | industrial | 1 | 5142.61 | 55355 | GIA | 287500 | Deeside Ind Pk T1 / Deeside Ind Pk 6Th Ave T1 / Raf Sealand T1 | inside-area | 0.86 | DEESIDE PK GRID GT1 / SIXTH AVE GRID GT1 | CONNAHS QUAY - PENTIR - ST ASAPH | SPM | 7.7 | primary | 7.72 | Green | 20 | 12.28 | thermal | 0 | 16.6 | 5.6 | 16.6 | 6.2 | DEESIDE PK GRID GT1 / SIXTH AVE GRID GT1 | 9.814 | GREEN | 0 |  |  | 0 | 0 | 0 | 20 |  |  |  |  | Green (Over 5% headroom) | 54902 | 99 | 8.17 | 309 | 41 | 2826190 | [9 empty] | Connahs Quay / SASA | [8 empty] | 10013705620 | Storage or Distribution | 2084 | C | Natural Gas | 3 |  | Heating and Natural Ventilation | 2025-08-06 |  | 0.5 | FALSE | 53.2271 | -3.0171 | SPM-DEESIDE_IND_PK_T1_DEESIDE_IND_PK_6TH_AVE_T1_RAF_SEALAND_T1 | 9931065000 | SP Energy Networks open data (API key): NDP SPM primary-group polygons + Capacity Heatmaps Information Model SPM + LTDS appendices 3/6 + NSHR
1005 | 50.3 | BUILDING 103, DEESIDE INDUSTRIAL ESTATE | DEESIDE | CH5 2LR | Flintshire |  | Warehouse And Premises | industrial | 1 | 4670.8 | 50276 | GIA | 113000 | Deeside Ind Pk T1 / Deeside Ind Pk 6Th Ave T1 / Raf Sealand T1 | inside-area | 0.75 | DEESIDE PK GRID GT1 / SIXTH AVE GRID GT1 | CONNAHS QUAY - PENTIR - ST ASAPH | SPM | 7.7 | primary | 7.72 | Green | 20 | 12.28 | thermal | 0 | 16.6 | 5.6 | 16.6 | 6.2 | DEESIDE PK GRID GT1 / SIXTH AVE GRID GT1 | 9.814 | GREEN | 0 |  |  | 0 | 0 | 0 | 20 |  |  |  |  | Green (Over 5% headroom) | 54902 | 100 | 7.42 | 117 | 41 | 2831269 | [9 empty] | Connahs Quay / SASA | [8 empty] | 10023847176 | B2 to B7 General Industrial and Special Industrial Groups | 4542 | C | Grid Supplied Electricity | 3 |  | Heating and Natural Ventilation | 2018-11-07 |  | 1 | FALSE | 53.2246 | -2.9996 | SPM-DEESIDE_IND_PK_T1_DEESIDE_IND_PK_6TH_AVE_T1_RAF_SEALAND_T1 | 3735326000 | SP Energy Networks open data (API key): NDP SPM primary-group polygons + Capacity Heatmaps Information Model SPM + LTDS appendices 3/6 + NSHR
1006 | 50.3 | PARKWAY | DEESIDE | CH5 2NL | Flintshire | REMSDAQ LTD | Business Unit And Premises | industrial | 1 | 4107.62 | 44214 | GIA | 272500 | Deeside Ind Pk T1 / Deeside Ind Pk 6Th Ave T1 / Raf Sealand T1 | inside-area | 1.01 | DEESIDE PK GRID GT1 / SIXTH AVE GRID GT1 | CONNAHS QUAY - PENTIR - ST ASAPH | SPM | 7.7 | primary | 7.72 | Green | 20 | 12.28 | thermal | 0 | 16.6 | 5.6 | 16.6 | 6.2 | DEESIDE PK GRID GT1 / SIXTH AVE GRID GT1 | 9.814 | GREEN | 0 |  |  | 0 | 0 | 0 | 20 |  |  |  |  | Green (Over 5% headroom) | 54902 | 100 | 6.53 | 103 | 41 | 2837331 | [9 empty] | Connahs Quay / SASA | [8 empty] | 200002940607 | Offices and Workshop Businesses | 4377 | C | Natural Gas | 3 |  | Heating and Natural Ventilation | 2025-03-24 |  | 1 | FALSE | 53.2268 | -3.0194 | SPM-DEESIDE_IND_PK_T1_DEESIDE_IND_PK_6TH_AVE_T1_RAF_SEALAND_T1 | 153037206 | SP Energy Networks open data (API key): NDP SPM primary-group polygons + Capacity Heatmaps Information Model SPM + LTDS appendices 3/6 + NSHR
1007 | 50.3 | COMPOUND 3, DEESIDE INDUSTRIAL ESTATE | DEESIDE | CH5 2LR | Flintshire | HATSWELL INTERNATIONAL LTD | Road Haulage Depot And Premises | industrial | 1 | 4003 | 43088 | OTH | 20500 | Deeside Ind Pk T1 / Deeside Ind Pk 6Th Ave T1 / Raf Sealand T1 | inside-area | 0.75 | DEESIDE PK GRID GT1 / SIXTH AVE GRID GT1 | CONNAHS QUAY - PENTIR - ST ASAPH | SPM | 7.7 | primary | 7.72 | Green | 20 | 12.28 | thermal | 0 | 16.6 | 5.6 | 16.6 | 6.2 | DEESIDE PK GRID GT1 / SIXTH AVE GRID GT1 | 9.814 | GREEN | 0 |  |  | 0 | 0 | 0 | 20 |  |  |  |  | Green (Over 5% headroom) | 54902 | 100 | 6.36 | 100 | 41 | 2838457 | [9 empty] | Connahs Quay / SASA | [8 empty] | 10090461357 | B1 Offices and Workshop businesses | 291 | G | Grid Supplied Electricity | 3 |  | Heating and Natural Ventilation | 2014-02-03 |  | 1 | FALSE | 53.2246 | -2.9996 | SPM-DEESIDE_IND_PK_T1_DEESIDE_IND_PK_6TH_AVE_T1_RAF_SEALAND_T1 | 738038000 | SP Energy Networks open data (API key): NDP SPM primary-group polygons + Capacity Heatmaps Information Model SPM + LTDS appendices 3/6 + NSHR
1008 | 50.3 | UNIT 1 AND UNIT 2, SIXTH AVENUE ZONE 2 | DEESIDE | CH5 2LB | Flintshire |  | Warehouse And Premises | industrial | 1 | 3993.4 | 42985 | GIA | 246000 | Deeside Ind Pk T1 / Deeside Ind Pk 6Th Ave T1 / Raf Sealand T1 | inside-area | 0.86 | DEESIDE PK GRID GT1 / SIXTH AVE GRID GT1 | CONNAHS QUAY - PENTIR - ST ASAPH | SPM | 7.7 | primary | 7.72 | Green | 20 | 12.28 | thermal | 0 | 16.6 | 5.6 | 16.6 | 6.2 | DEESIDE PK GRID GT1 / SIXTH AVE GRID GT1 | 9.814 | GREEN | 0 |  |  | 0 | 0 | 0 | 20 |  |  |  |  | Green (Over 5% headroom) | 54902 | 100 | 6.35 | 100 | 41 | 2838560 | [9 empty] | Connahs Quay / SASA | [8 empty] | 10013705620 | Storage or Distribution | 2084 | C | Natural Gas | 3 |  | Heating and Natural Ventilation | 2025-08-06 |  | 1 | FALSE | 53.2271 | -3.0171 | SPM-DEESIDE_IND_PK_T1_DEESIDE_IND_PK_6TH_AVE_T1_RAF_SEALAND_T1 | 13347641000 | SP Energy Networks open data (API key): NDP SPM primary-group polygons + Capacity Heatmaps Information Model SPM + LTDS appendices 3/6 + NSHR
1009 | 50.3 | UNIT 13A/B ZONE 1, DEESIDE INDUSTRIAL ESTATE | DEESIDE | CH5 2LR | Flintshire |  | Warehouse And Premises | industrial | 1 | 3408.74 | 36691 | GIA | 71500 | Deeside Ind Pk T1 / Deeside Ind Pk 6Th Ave T1 / Raf Sealand T1 | inside-area | 0.75 | DEESIDE PK GRID GT1 / SIXTH AVE GRID GT1 | CONNAHS QUAY - PENTIR - ST ASAPH | SPM | 7.7 | primary | 7.72 | Green | 20 | 12.28 | thermal | 0 | 16.6 | 5.6 | 16.6 | 6.2 | DEESIDE PK GRID GT1 / SIXTH AVE GRID GT1 | 9.814 | GREEN | 0 |  |  | 0 | 0 | 0 | 20 |  |  |  |  | Green (Over 5% headroom) | 54902 | 100 | 5.42 | 85 | 41 | 2844854 | [9 empty] | Connahs Quay / SASA | [20 empty] | 53.2246 | -2.9996 | SPM-DEESIDE_IND_PK_T1_DEESIDE_IND_PK_6TH_AVE_T1_RAF_SEALAND_T1 | 14444578000 | SP Energy Networks open data (API key): NDP SPM primary-group polygons + Capacity Heatmaps Information Model SPM + LTDS appendices 3/6 + NSHR
1010 | 50.3 | UNIT 3, PROSPECT COURT, PARKWAY | DEESIDE | CH5 2NS | Flintshire |  | Workshop And Premises | industrial | 2 | 3329.03 | 35833 | GIA | 191000 | Deeside Ind Pk T1 / Deeside Ind Pk 6Th Ave T1 / Raf Sealand T1 | inside-area | 0.5 | DEESIDE PK GRID GT1 / SIXTH AVE GRID GT1 | CONNAHS QUAY - PENTIR - ST ASAPH | SPM | 7.7 | primary | 7.72 | Green | 20 | 12.28 | thermal | 0 | 16.6 | 5.6 | 16.6 | 6.2 | DEESIDE PK GRID GT1 / SIXTH AVE GRID GT1 | 9.814 | GREEN | 0 |  |  | 0 | 0 | 0 | 20 |  |  |  |  | Green (Over 5% headroom) | 54902 | 100 | 5.29 | 150 | 41 | 2845712 | [9 empty] | Connahs Quay / SASA | [8 empty] | 10093282238 | B2 to B7 General Industrial and Special Industrial Groups | 2104 | A | Natural Gas | 5 |  | Heating and Natural Ventilation | 2016-06-10 |  | 1 | FALSE | 53.2282 | -3.012 | SPM-DEESIDE_IND_PK_T1_DEESIDE_IND_PK_6TH_AVE_T1_RAF_SEALAND_T1 | 10464877000;10464852000 | SP Energy Networks open data (API key): NDP SPM primary-group polygons + Capacity Heatmaps Information Model SPM + LTDS appendices 3/6 + NSHR
1011 | 50.3 | BUILDING 31 ZONE 1, DEESIDE INDUSTRIAL ESTATE | DEESIDE | CH5 2LR | Flintshire |  | Workshop And Premises | industrial | 1 | 3318.09 | 35716 | GIA | 14250 | Deeside Ind Pk T1 / Deeside Ind Pk 6Th Ave T1 / Raf Sealand T1 | inside-area | 0.75 | DEESIDE PK GRID GT1 / SIXTH AVE GRID GT1 | CONNAHS QUAY - PENTIR - ST ASAPH | SPM | 7.7 | primary | 7.72 | Green | 20 | 12.28 | thermal | 0 | 16.6 | 5.6 | 16.6 | 6.2 | DEESIDE PK GRID GT1 / SIXTH AVE GRID GT1 | 9.814 | GREEN | 0 |  |  | 0 | 0 | 0 | 20 |  |  |  |  | Green (Over 5% headroom) | 54902 | 100 | 5.27 | 149 | 41 | 2845829 | [9 empty] | Connahs Quay / SASA | [20 empty] | 53.2246 | -2.9996 | SPM-DEESIDE_IND_PK_T1_DEESIDE_IND_PK_6TH_AVE_T1_RAF_SEALAND_T1 | 11741786000 | SP Energy Networks open data (API key): NDP SPM primary-group polygons + Capacity Heatmaps Information Model SPM + LTDS appendices 3/6 + NSHR
1012 | 50.3 | UNITS 58 & 59, THIRD AVENUE | DEESIDE | CH5 2LA | Flintshire |  | Workshop And Premises | industrial | 1 | 2980.72 | 32084 | GIA | 177000 | Deeside Ind Pk T1 / Deeside Ind Pk 6Th Ave T1 / Raf Sealand T1 | inside-area | 0.58 | DEESIDE PK GRID GT1 / SIXTH AVE GRID GT1 | CONNAHS QUAY - PENTIR - ST ASAPH | SPM | 7.7 | primary | 7.72 | Green | 20 | 12.28 | thermal | 0 | 16.6 | 5.6 | 16.6 | 6.2 | DEESIDE PK GRID GT1 / SIXTH AVE GRID GT1 | 9.814 | GREEN | 0 |  |  | 0 | 0 | 0 | 20 |  |  |  |  | Green (Over 5% headroom) | 54902 | 100 | 4.74 | 134 | 41 | 2849461 | [9 empty] | Connahs Quay / SASA | [8 empty] | 100100930830 | B2 to B7 General Industrial and Special Industrial Groups | 1361 | D | Natural Gas | 3 |  | Heating and Natural Ventilation | 2018-01-10 |  | 1 | FALSE | 53.2256 | -3.009 | SPM-DEESIDE_IND_PK_T1_DEESIDE_IND_PK_6TH_AVE_T1_RAF_SEALAND_T1 | 8998797000 | SP Energy Networks open data (API key): NDP SPM primary-group polygons + Capacity Heatmaps Information Model SPM + LTDS appendices 3/6 + NSHR
1013 | 50.3 | UNIT 43 DRIVE D, FIRST AVENUE | DEESIDE | CH5 2NY | Flintshire |  | Warehouse And Premises | industrial | 1 | 2457.61 | 26453 | GIA | 147000 | Deeside Ind Pk T1 / Deeside Ind Pk 6Th Ave T1 / Raf Sealand T1 | inside-area | 0.64 | DEESIDE PK GRID GT1 / SIXTH AVE GRID GT1 | CONNAHS QUAY - PENTIR - ST ASAPH | SPM | 7.7 | primary | 7.72 | Green | 20 | 12.28 | thermal | 0 | 16.6 | 5.6 | 16.6 | 6.2 | DEESIDE PK GRID GT1 / SIXTH AVE GRID GT1 | 9.814 | GREEN | 0 |  |  | 0 | 0 | 0 | 20 |  |  |  |  | Green (Over 5% headroom) | 54902 | 100 | 3.91 | 61 | 41 | 2855092 | [9 empty] | Connahs Quay / SASA | [20 empty] | 53.2272 | -2.9974 | SPM-DEESIDE_IND_PK_T1_DEESIDE_IND_PK_6TH_AVE_T1_RAF_SEALAND_T1 | 2237584000 | SP Energy Networks open data (API key): NDP SPM primary-group polygons + Capacity Heatmaps Information Model SPM + LTDS appendices 3/6 + NSHR
1014 | 50.3 | UNIT 37 DRIVE B, FIRST AVENUE | DEESIDE | CH5 2NU | Flintshire |  | Factory And Premises; Warehouse And Premises | industrial | 2 | 2330.24 | 25082 | GIA | 135000 | Deeside Ind Pk T1 / Deeside Ind Pk 6Th Ave T1 / Raf Sealand T1 | inside-area | 0.22 | DEESIDE PK GRID GT1 / SIXTH AVE GRID GT1 | CONNAHS QUAY - PENTIR - ST ASAPH | SPM | 7.7 | primary | 7.72 | Green | 20 | 12.28 | thermal | 0 | 16.6 | 5.6 | 16.6 | 6.2 | DEESIDE PK GRID GT1 / SIXTH AVE GRID GT1 | 9.814 | GREEN | 0 |  |  | 0 | 0 | 0 | 20 |  |  |  |  | Green (Over 5% headroom) | 54902 | 100 | 3.7 | 140 | 41 | 2856463 | [9 empty] | Connahs Quay / SASA | [8 empty] | 10013705939 | Storage or Distribution | 1108 | C | Natural Gas | 5 |  | Heating and Natural Ventilation | 2026-02-03 |  | 1 | FALSE | 53.2293 | -3.0025 | SPM-DEESIDE_IND_PK_T1_DEESIDE_IND_PK_6TH_AVE_T1_RAF_SEALAND_T1 | 6995309000;2258235000 | SP Energy Networks open data (API key): NDP SPM primary-group polygons + Capacity Heatmaps Information Model SPM + LTDS appendices 3/6 + NSHR
1015 | 50.3 | UNIT 38 DRIVE B, FIRST AVENUE ZONE 2 | DEESIDE | CH5 2NU | Flintshire |  | Factory And Premises | industrial | 2 | 2103.12 | 22638 | GIA | 131500 | Deeside Ind Pk T1 / Deeside Ind Pk 6Th Ave T1 / Raf Sealand T1 | inside-area | 0.22 | DEESIDE PK GRID GT1 / SIXTH AVE GRID GT1 | CONNAHS QUAY - PENTIR - ST ASAPH | SPM | 7.7 | primary | 7.72 | Green | 20 | 12.28 | thermal | 0 | 16.6 | 5.6 | 16.6 | 6.2 | DEESIDE PK GRID GT1 / SIXTH AVE GRID GT1 | 9.814 | GREEN | 0 |  |  | 0 | 0 | 0 | 20 |  |  |  |  | Green (Over 5% headroom) | 54902 | 100 | 3.34 | 126 | 41 | 2858907 | [9 empty] | Connahs Quay / SASA | [8 empty] | 10013707745 | Storage or Distribution | 1015 | B | Grid Supplied Electricity | 4 |  | Heating and Natural Ventilation | 2024-12-02 |  | 0.67 | FALSE | 53.2293 | -3.0025 | SPM-DEESIDE_IND_PK_T1_DEESIDE_IND_PK_6TH_AVE_T1_RAF_SEALAND_T1 | 6729544000;6729544000 | SP Energy Networks open data (API key): NDP SPM primary-group polygons + Capacity Heatmaps Information Model SPM + LTDS appendices 3/6 + NSHR
1016 | 50.3 | UNIT 31 DRIVE B, FIRST AVENUE | DEESIDE | CH5 2NY | Flintshire |  | Factory And Premises | industrial | 1 | 1883.45 | 20273 | GIA | 116000 | Deeside Ind Pk T1 / Deeside Ind Pk 6Th Ave T1 / Raf Sealand T1 | inside-area | 0.64 | DEESIDE PK GRID GT1 / SIXTH AVE GRID GT1 | CONNAHS QUAY - PENTIR - ST ASAPH | SPM | 7.7 | primary | 7.72 | Green | 20 | 12.28 | thermal | 0 | 16.6 | 5.6 | 16.6 | 6.2 | DEESIDE PK GRID GT1 / SIXTH AVE GRID GT1 | 9.814 | GREEN | 0 |  |  | 0 | 0 | 0 | 20 |  |  |  |  | Green (Over 5% headroom) | 54902 | 100 | 2.99 | 113 | 41 | 2861272 | [9 empty] | Connahs Quay / SASA | [20 empty] | 53.2272 | -2.9974 | SPM-DEESIDE_IND_PK_T1_DEESIDE_IND_PK_6TH_AVE_T1_RAF_SEALAND_T1 | 10833350000 | SP Energy Networks open data (API key): NDP SPM primary-group polygons + Capacity Heatmaps Information Model SPM + LTDS appendices 3/6 + NSHR
1017 | 50 | GUINNESS LTD, WHITEHOUSE INDUSTRIAL ESTATE | RUNCORN | WA7 3BE | Halton |  | Factory And Premises | industrial | 1 | 25537.37 | 274882 | GIA | 1030000 | Bass Charrington T1 / Bass Charrington T2 / Clifton T1 / Ykk T1 | inside-area | 3.89 | DUTTON GT2 / MOORE GT1 / PERCIVAL LA GT1 | FRODSHAM - INCE | SPM | 15 | primary | 14.99 | Green | 30 | 15.01 | thermal | 0 | 6.4 | 0 | 6.4 | 12.2 | DUTTON GT2 / MOORE GT1 / PERCIVAL LA GT1 | 32.616 | GREEN | 0 |  |  | 0 | 0 | 0 | 30 |  |  |  |  | Green (Over 5% headroom) | 106952 | 39 | 40.58 | 1532 | 36 | 3571608 | [9 empty] | Frodsham | FRODSHAM | 5 | 1090 | 1090 | 0 | 0 | 0 | 2029-04 | [12 empty] | 53.3142 | -2.659 | SPM-BASS_CHARRINGTON_T1_BASS_CHARRINGTON_T2_CLIFTON_T1_YKK_T1 | 171548137 | SP Energy Networks open data (API key): NDP SPM primary-group polygons + Capacity Heatmaps Information Model SPM + LTDS appendices 3/6 + NSHR
1018 | 50 | BRITISH GYPSUM LTD, NORTHWICH ROAD | RUNCORN | WA7 3DP | Halton |  | Factory And Premises | industrial | 1 | 19910.6 | 214316 | GIA | 845000 | Bass Charrington T1 / Bass Charrington T2 / Clifton T1 / Ykk T1 | inside-area | 4.58 | DUTTON GT2 / MOORE GT1 / PERCIVAL LA GT1 | FRODSHAM - INCE | SPM | 15 | primary | 14.99 | Green | 30 | 15.01 | thermal | 0 | 6.4 | 0 | 6.4 | 12.2 | DUTTON GT2 / MOORE GT1 / PERCIVAL LA GT1 | 32.616 | GREEN | 0 |  |  | 0 | 0 | 0 | 30 |  |  |  |  | Green (Over 5% headroom) | 106952 | 50 | 31.64 | 1195 | 36 | 3632174 | [9 empty] | Frodsham | FRODSHAM | 5 | 1090 | 1090 | 0 | 0 | 0 | 2029-04 | [12 empty] | 53.3119 | -2.6491 | SPM-BASS_CHARRINGTON_T1_BASS_CHARRINGTON_T2_CLIFTON_T1_YKK_T1 | 5792916000 | SP Energy Networks open data (API key): NDP SPM primary-group polygons + Capacity Heatmaps Information Model SPM + LTDS appendices 3/6 + NSHR
1019 | 50 | ASTON LANE NORTH, WHITEHOUSE INDUSTRIAL ESTATE | RUNCORN | WA7 3FA | Halton | TEVA | Warehouse And Premises | industrial | 1 | 18315.85 | 197150 | GIA | 785000 | Bass Charrington T1 / Bass Charrington T2 / Clifton T1 / Ykk T1 | inside-area | 4.22 | DUTTON GT2 / MOORE GT1 / PERCIVAL LA GT1 | FRODSHAM - INCE | SPM | 15 | primary | 14.99 | Green | 30 | 15.01 | thermal | 0 | 6.4 | 0 | 6.4 | 12.2 | DUTTON GT2 / MOORE GT1 / PERCIVAL LA GT1 | 32.616 | GREEN | 0 |  |  | 0 | 0 | 0 | 30 |  |  |  |  | Green (Over 5% headroom) | 106952 | 54 | 29.11 | 458 | 36 | 3649340 | [9 empty] | Frodsham | FRODSHAM | 5 | 1090 | 1090 | 0 | 0 | 0 | 2029-04 | [12 empty] | 53.317 | -2.6532 | SPM-BASS_CHARRINGTON_T1_BASS_CHARRINGTON_T2_CLIFTON_T1_YKK_T1 | 6461063000 | SP Energy Networks open data (API key): NDP SPM primary-group polygons + Capacity Heatmaps Information Model SPM + LTDS appendices 3/6 + NSHR
1020 | 50 | WHITEHOUSE 97, ASTON FIELDS ROAD, WHITEHOUSE INDUSTRIAL ESTATE | RUNCORN | WA7 3DL | Halton |  | Warehouse & Premises; Warehouse And Premises | industrial | 2 | 17992.6 | 193671 | GIA | 1200000 | Bass Charrington T1 / Bass Charrington T2 / Clifton T1 / Ykk T1 | inside-area | 3.66 | DUTTON GT2 / MOORE GT1 / PERCIVAL LA GT1 | FRODSHAM - INCE | SPM | 15 | primary | 14.99 | Green | 30 | 15.01 | thermal | 0 | 6.4 | 0 | 6.4 | 12.2 | DUTTON GT2 / MOORE GT1 / PERCIVAL LA GT1 | 32.616 | GREEN | 0 |  |  | 0 | 0 | 0 | 30 |  |  |  |  | Green (Over 5% headroom) | 106952 | 55 | 28.59 | 450 | 36 | 3652819 | [9 empty] | Frodsham | FRODSHAM | 5 | 1090 | 1090 | 0 | 0 | 0 | 2029-04 | [12 empty] | 53.3125 | -2.663 | SPM-BASS_CHARRINGTON_T1_BASS_CHARRINGTON_T2_CLIFTON_T1_YKK_T1 | 12972454000;12972454000 | SP Energy Networks open data (API key): NDP SPM primary-group polygons + Capacity Heatmaps Information Model SPM + LTDS appendices 3/6 + NSHR
1021 | 50 | THE CUBE, ASTON LANE NORTH, WHITEHOUSE VALE, WHITEHOUSE INDUSTRIAL ESTATE | RUNCORN | WA7 3GA | Halton |  | Warehouse And Premises | industrial | 1 | 15638.34 | 168330 | GIA | 1070000 | Bass Charrington T1 / Bass Charrington T2 / Clifton T1 / Ykk T1 | inside-area | 4.22 | DUTTON GT2 / MOORE GT1 / PERCIVAL LA GT1 | FRODSHAM - INCE | SPM | 15 | primary | 14.99 | Green | 30 | 15.01 | thermal | 0 | 6.4 | 0 | 6.4 | 12.2 | DUTTON GT2 / MOORE GT1 / PERCIVAL LA GT1 | 32.616 | GREEN | 0 |  |  | 0 | 0 | 0 | 30 |  |  |  |  | Green (Over 5% headroom) | 106952 | 64 | 24.85 | 391 | 36 | 3678160 | [9 empty] | Frodsham | FRODSHAM | 5 | 1090 | 1090 | 0 | 0 | 0 | 2029-04 | [12 empty] | 53.3133 | -2.6542 | SPM-BASS_CHARRINGTON_T1_BASS_CHARRINGTON_T2_CLIFTON_T1_YKK_T1 | 11982448000 | SP Energy Networks open data (API key): NDP SPM primary-group polygons + Capacity Heatmaps Information Model SPM + LTDS appendices 3/6 + NSHR
1022 | 50 | PHOENIX HEALTHCARE DISTRIBUTION LTD, RIVINGTON ROAD, WHITEHOUSE INDUSTRIAL ESTATE | RUNCORN | WA7 3DJ | Halton |  | Warehouse And Premises | industrial | 1 | 15108.81 | 162630 | GIA | 580000 | Bass Charrington T1 / Bass Charrington T2 / Clifton T1 / Ykk T1 | inside-area | 4.48 | DUTTON GT2 / MOORE GT1 / PERCIVAL LA GT1 | FRODSHAM - INCE | SPM | 15 | primary | 14.99 | Green | 30 | 15.01 | thermal | 0 | 6.4 | 0 | 6.4 | 12.2 | DUTTON GT2 / MOORE GT1 / PERCIVAL LA GT1 | 32.616 | GREEN | 0 |  |  | 0 | 0 | 0 | 30 |  |  |  |  | Green (Over 5% headroom) | 106952 | 66 | 24.01 | 378 | 36 | 3683860 | [9 empty] | Frodsham | FRODSHAM | 5 | 1090 | 1090 | 0 | 0 | 0 | 2029-04 | [12 empty] | 53.3106 | -2.6511 | SPM-BASS_CHARRINGTON_T1_BASS_CHARRINGTON_T2_CLIFTON_T1_YKK_T1 | 2633874000 | SP Energy Networks open data (API key): NDP SPM primary-group polygons + Capacity Heatmaps Information Model SPM + LTDS appendices 3/6 + NSHR
1023 | 50 | UNIT 5, ASHVILLE ROAD | RUNCORN | WA7 3EZ | Halton |  | Warehouse And Premises | industrial | 5 | 14690.81 | 158130 | GIA | 504500 | Bass Charrington T1 / Bass Charrington T2 / Clifton T1 / Ykk T1 | inside-area | 1.49 | DUTTON GT2 / MOORE GT1 / PERCIVAL LA GT1 | FRODSHAM - INCE | SPM | 15 | primary | 14.99 | Green | 30 | 15.01 | thermal | 0 | 6.4 | 0 | 6.4 | 12.2 | DUTTON GT2 / MOORE GT1 / PERCIVAL LA GT1 | 32.616 | GREEN | 0 |  |  | 0 | 0 | 0 | 30 |  |  |  |  | Green (Over 5% headroom) | 106952 | 68 | 23.34 | 367 | 36 | 3688360 | [9 empty] | Frodsham | FRODSHAM | 5 | 1090 | 1090 | 0 | 0 | 0 | 2029-04 | [12 empty] | 53.3093 | -2.7038 | SPM-BASS_CHARRINGTON_T1_BASS_CHARRINGTON_T2_CLIFTON_T1_YKK_T1 | 3570886000;3680425000;3680426000;3786761000;3786760000 | SP Energy Networks open data (API key): NDP SPM primary-group polygons + Capacity Heatmaps Information Model SPM + LTDS appendices 3/6 + NSHR
1024 | 50 | Y K K FASTENERS (UK) LTD, WHITEHOUSE INDUSTRIAL ESTATE | RUNCORN | WA7 3BW | Halton |  | Factory And Premises | industrial | 1 | 14634.74 | 157527 | GIA | 405000 | Bass Charrington T1 / Bass Charrington T2 / Clifton T1 / Ykk T1 | inside-area | 4.15 | DUTTON GT2 / MOORE GT1 / PERCIVAL LA GT1 | FRODSHAM - INCE | SPM | 15 | primary | 14.99 | Green | 30 | 15.01 | thermal | 0 | 6.4 | 0 | 6.4 | 12.2 | DUTTON GT2 / MOORE GT1 / PERCIVAL LA GT1 | 32.616 | GREEN | 0 |  |  | 0 | 0 | 0 | 30 |  |  |  |  | Green (Over 5% headroom) | 106952 | 68 | 23.26 | 878 | 36 | 3688963 | [9 empty] | Frodsham | FRODSHAM | 5 | 1090 | 1090 | 0 | 0 | 0 | 2029-04 | [12 empty] | 53.3103 | -2.6564 | SPM-BASS_CHARRINGTON_T1_BASS_CHARRINGTON_T2_CLIFTON_T1_YKK_T1 | 5258113000 | SP Energy Networks open data (API key): NDP SPM primary-group polygons + Capacity Heatmaps Information Model SPM + LTDS appendices 3/6 + NSHR
1025 | 50 | MONEYPENNY, WESTERN GATEWAY BUSINESS PARK, CROESNEWYDD ROAD | WREXHAM | LL13 7ZB | Wrexham |  | Offices And Premises | office | 1 | 7175 | 77231 | NIA | 865000 | Bersham Rd T1 / Ind Coope T1 / Rhyd Broughton La T1 / Tuttle St T1 | inside-area | 0.94 | BRYMBO GT1 / LEGACY LOCAL GT1 / MARCHWIEL GT1 / MARCHWIEL GT2 / WREXHAM GT1 | LEGACY | SPM | 15 | primary | 14.957 | Green | 30 | 15.043 | thermal | 0 | 0 | 0 | 0 | 11.6 | BRYMBO GT1 / LEGACY LOCAL GT1 / MARCHWIEL GT1 / MARCHWIEL GT2 / WREXHAM GT1 | 41.8508 | GREEN | 1.6 |  |  | 0 | 0 | 0 | 30 |  |  |  |  | Green (Over 5% headroom) | 106952 | 100 | 11.4 | 502 | 21 | 897525 | [9 empty] | Legacy | LEGACY | 5 | 1714 | 1714 | 0 | 0 | 0 | 2024-08 | [12 empty] | 53.0466 | -3.0197 | SPM-BERSHAM_RD_T1_IND_COOPE_T1_RHYD_BROUGHTON_LA_T1_TUTTLE_ST_T1 | 10414451000 | SP Energy Networks open data (API key): NDP SPM primary-group polygons + Capacity Heatmaps Information Model SPM + LTDS appendices 3/6 + NSHR
1026 | 50 | INNOVATION HOUSE, ASTON LANE SOUTH, WHITEHOUSE INDUSTRIAL ESTATE | RUNCORN | WA7 3FY | Halton | CASH CONVERTERS; NOVA BIOMEDICAL | Offices And Premises | office | 3 | 5291.98 | 56962 | NIA | 375000 | Bass Charrington T1 / Bass Charrington T2 / Clifton T1 / Ykk T1 | inside-area | 3.98 | DUTTON GT2 / MOORE GT1 / PERCIVAL LA GT1 | FRODSHAM - INCE | SPM | 15 | primary | 14.99 | Green | 30 | 15.01 | thermal | 0 | 6.4 | 0 | 6.4 | 12.2 | DUTTON GT2 / MOORE GT1 / PERCIVAL LA GT1 | 32.616 | GREEN | 0 |  |  | 0 | 0 | 0 | 30 |  |  |  |  | Green (Over 5% headroom) | 106952 | 100 | 8.41 | 370 | 36 | 3789528 | [9 empty] | Frodsham | FRODSHAM | 5 | 1090 | 1090 | 0 | 0 | 0 | 2029-04 | [12 empty] | 53.3104 | -2.659 | SPM-BASS_CHARRINGTON_T1_BASS_CHARRINGTON_T2_CLIFTON_T1_YKK_T1 | 15157173000;15153497000;15105506000 | SP Energy Networks open data (API key): NDP SPM primary-group polygons + Capacity Heatmaps Information Model SPM + LTDS appendices 3/6 + NSHR
1027 | 50 | BENEFITS OFFICE 15-17, GROSVENOR ROAD | WREXHAM | LL11 1BS | Wrexham |  | Offices And Premises | office | 1 | 5187.09 | 55833 | NIA | 380000 | Bersham Rd T1 / Ind Coope T1 / Rhyd Broughton La T1 / Tuttle St T1 | inside-area | 1.41 | BRYMBO GT1 / LEGACY LOCAL GT1 / MARCHWIEL GT1 / MARCHWIEL GT2 / WREXHAM GT1 | LEGACY | SPM | 15 | primary | 14.957 | Green | 30 | 15.043 | thermal | 0 | 0 | 0 | 0 | 11.6 | BRYMBO GT1 / LEGACY LOCAL GT1 / MARCHWIEL GT1 / MARCHWIEL GT2 / WREXHAM GT1 | 41.8508 | GREEN | 1.6 |  |  | 0 | 0 | 0 | 30 |  |  |  |  | Green (Over 5% headroom) | 106952 | 100 | 8.24 | 363 | 21 | 918923 | [9 empty] | Legacy | LEGACY | 5 | 1714 | 1714 | 0 | 0 | 0 | 2024-08 | [12 empty] | 53.0488 | -2.9976 | SPM-BERSHAM_RD_T1_IND_COOPE_T1_RHYD_BROUGHTON_LA_T1_TUTTLE_ST_T1 | 4256917000 | SP Energy Networks open data (API key): NDP SPM primary-group polygons + Capacity Heatmaps Information Model SPM + LTDS appendices 3/6 + NSHR
1028 | 50 | UNIT 1 CAMBRIAN HOUSE, CROESNEWYDD ROAD | WREXHAM | LL13 7YP | Wrexham |  | Offices And Premises | office | 1 | 2566.64 | 27627 | NIA | 214000 | Bersham Rd T1 / Ind Coope T1 / Rhyd Broughton La T1 / Tuttle St T1 | inside-area | 1.06 | BRYMBO GT1 / LEGACY LOCAL GT1 / MARCHWIEL GT1 / MARCHWIEL GT2 / WREXHAM GT1 | LEGACY | SPM | 15 | primary | 14.957 | Green | 30 | 15.043 | thermal | 0 | 0 | 0 | 0 | 11.6 | BRYMBO GT1 / LEGACY LOCAL GT1 / MARCHWIEL GT1 / MARCHWIEL GT2 / WREXHAM GT1 | 41.8508 | GREEN | 1.6 |  |  | 0 | 0 | 0 | 30 |  |  |  |  | Green (Over 5% headroom) | 106952 | 100 | 4.08 | 180 | 21 | 947129 | [9 empty] | Legacy | LEGACY | 5 | 1714 | 1714 | 0 | 0 | 0 | 2024-08 | [12 empty] | 53.049 | -3.0141 | SPM-BERSHAM_RD_T1_IND_COOPE_T1_RHYD_BROUGHTON_LA_T1_TUTTLE_ST_T1 | 7551966000 | SP Energy Networks open data (API key): NDP SPM primary-group polygons + Capacity Heatmaps Information Model SPM + LTDS appendices 3/6 + NSHR
1029 | 50 | VACANT OFFICES AT INNOVATION HOUSE, ASTON LANE SOUTH, WHITEHOUSE INDUSTRIAL ESTATE | RUNCORN | WA7 3FY | Halton |  | Offices And Premises | office | 2 | 2324 | 25015 | NIA | 210000 | Bass Charrington T1 / Bass Charrington T2 / Clifton T1 / Ykk T1 | inside-area | 3.98 | DUTTON GT2 / MOORE GT1 / PERCIVAL LA GT1 | FRODSHAM - INCE | SPM | 15 | primary | 14.99 | Green | 30 | 15.01 | thermal | 0 | 6.4 | 0 | 6.4 | 12.2 | DUTTON GT2 / MOORE GT1 / PERCIVAL LA GT1 | 32.616 | GREEN | 0 |  |  | 0 | 0 | 0 | 30 |  |  |  |  | Green (Over 5% headroom) | 106952 | 100 | 3.69 | 163 | 36 | 3821475 | [9 empty] | Frodsham | FRODSHAM | 5 | 1090 | 1090 | 0 | 0 | 0 | 2029-04 | [12 empty] | 53.3104 | -2.659 | SPM-BASS_CHARRINGTON_T1_BASS_CHARRINGTON_T2_CLIFTON_T1_YKK_T1 | 15154648000;15105508000 | SP Energy Networks open data (API key): NDP SPM primary-group polygons + Capacity Heatmaps Information Model SPM + LTDS appendices 3/6 + NSHR
1030 | 50 | MAMMOET FERRY TRANSPORT, ASTON LANE NORTH, WHITEHOUSE INDUSTRIAL ESTATE | RUNCORN | WA7 3GE | Halton |  | Warehouse And Premises | industrial | 1 | 1840.8 | 19814 | GIA | 112000 | Bass Charrington T1 / Bass Charrington T2 / Clifton T1 / Ykk T1 | inside-area | 4.1 | DUTTON GT2 / MOORE GT1 / PERCIVAL LA GT1 | FRODSHAM - INCE | SPM | 15 | primary | 14.99 | Green | 30 | 15.01 | thermal | 0 | 6.4 | 0 | 6.4 | 12.2 | DUTTON GT2 / MOORE GT1 / PERCIVAL LA GT1 | 32.616 | GREEN | 0 |  |  | 0 | 0 | 0 | 30 |  |  |  |  | Green (Over 5% headroom) | 106952 | 100 | 2.93 | 46 | 36 | 3826676 | [9 empty] | Frodsham | FRODSHAM | 5 | 1090 | 1090 | 0 | 0 | 0 | 2029-04 | [12 empty] | 53.3144 | -2.6557 | SPM-BASS_CHARRINGTON_T1_BASS_CHARRINGTON_T2_CLIFTON_T1_YKK_T1 | 2243595000 | SP Energy Networks open data (API key): NDP SPM primary-group polygons + Capacity Heatmaps Information Model SPM + LTDS appendices 3/6 + NSHR
1031 | 50 | LIDL, SALOP ROAD | WREXHAM | LL13 7AF | Wrexham |  | Large Foodstore | industrial | 1 | 1749.48 | 18831 | GIA | 292500 | Bersham Rd T1 / Ind Coope T1 / Rhyd Broughton La T1 / Tuttle St T1 | inside-area | 1.48 | BRYMBO GT1 / LEGACY LOCAL GT1 / MARCHWIEL GT1 / MARCHWIEL GT2 / WREXHAM GT1 | LEGACY | SPM | 15 | primary | 14.957 | Green | 30 | 15.043 | thermal | 0 | 0 | 0 | 0 | 11.6 | BRYMBO GT1 / LEGACY LOCAL GT1 / MARCHWIEL GT1 / MARCHWIEL GT2 / WREXHAM GT1 | 41.8508 | GREEN | 1.6 |  |  | 0 | 0 | 0 | 30 |  |  |  |  | Green (Over 5% headroom) | 106952 | 100 | 2.78 | 44 | 21 | 955925 | [9 empty] | Legacy | LEGACY | 5 | 1714 | 1714 | 0 | 0 | 0 | 2024-08 | 10070382023 | B1 Offices and Workshop businesses | 1868 | C | Natural Gas | 3 |  | Air Conditioning | 2020-08-17 |  | 1 | FALSE | 53.0417 | -2.9901 | SPM-BERSHAM_RD_T1_IND_COOPE_T1_RHYD_BROUGHTON_LA_T1_TUTTLE_ST_T1 | 3818899000 | SP Energy Networks open data (API key): NDP SPM primary-group polygons + Capacity Heatmaps Information Model SPM + LTDS appendices 3/6 + NSHR
1032 | 50 | TRANSPORT DEPOT SITE, AT JCT OF NORTHWICH ROAD, TARPORLEY ROAD | WARRINGTON | WA4 4EZ | Cheshire West And Chester |  | Road Haulage Depot And Premises | industrial | 1 | 1287.25 | 13856 | GIA | 80500 | Bass Charrington T1 / Bass Charrington T2 / Clifton T1 / Ykk T1 | inside-area | 8.75 | DUTTON GT2 / MOORE GT1 / PERCIVAL LA GT1 | FRODSHAM - INCE | SPM | 15 | primary | 14.99 | Green | 30 | 15.01 | thermal | 0 | 6.4 | 0 | 6.4 | 12.2 | DUTTON GT2 / MOORE GT1 / PERCIVAL LA GT1 | 32.616 | GREEN | 0 |  |  | 0 | 0 | 0 | 30 |  |  |  |  | Green (Over 5% headroom) | 106952 | 100 | 2.05 | 32 | 36 | 3832634 | [9 empty] | Frodsham | FRODSHAM | 5 | 1090 | 1090 | 0 | 0 | 0 | 2029-04 | [12 empty] | 53.2931 | -2.593 | SPM-BASS_CHARRINGTON_T1_BASS_CHARRINGTON_T2_CLIFTON_T1_YKK_T1 | 5333180000 | SP Energy Networks open data (API key): NDP SPM primary-group polygons + Capacity Heatmaps Information Model SPM + LTDS appendices 3/6 + NSHR
1033 | 50 | SAPPHIRE HOUSE, CLIFTON LANE | RUNCORN | WA7 3FP | Halton | BLUE ARROW TRAFFIC MANAGEMENT | Workshop And Premises | industrial | 1 | 1246.16 | 13414 | GIA | 68500 | Bass Charrington T1 / Bass Charrington T2 / Clifton T1 / Ykk T1 | inside-area | 1.41 | DUTTON GT2 / MOORE GT1 / PERCIVAL LA GT1 | FRODSHAM - INCE | SPM | 15 | primary | 14.99 | Green | 30 | 15.01 | thermal | 0 | 6.4 | 0 | 6.4 | 12.2 | DUTTON GT2 / MOORE GT1 / PERCIVAL LA GT1 | 32.616 | GREEN | 0 |  |  | 0 | 0 | 0 | 30 |  |  |  |  | Green (Over 5% headroom) | 106952 | 100 | 1.98 | 56 | 36 | 3833076 | [9 empty] | Frodsham | FRODSHAM | 5 | 1090 | 1090 | 0 | 0 | 0 | 2029-04 | 10010610126 | Offices and Workshop Businesses | 1314 | C | Natural Gas | 3 |  | Heating and Natural Ventilation | 2026-05-26 |  | 1 | FALSE | 53.3101 | -2.704 | SPM-BASS_CHARRINGTON_T1_BASS_CHARRINGTON_T2_CLIFTON_T1_YKK_T1 | 1577344000 | SP Energy Networks open data (API key): NDP SPM primary-group polygons + Capacity Heatmaps Information Model SPM + LTDS appendices 3/6 + NSHR
1034 | 50 | UNIT 6A, ASHVILLE ROAD | RUNCORN | WA7 3EZ | Halton |  | Workshop And Premises | industrial | 1 | 1211.28 | 13038 | GIA | 62000 | Bass Charrington T1 / Bass Charrington T2 / Clifton T1 / Ykk T1 | inside-area | 1.49 | DUTTON GT2 / MOORE GT1 / PERCIVAL LA GT1 | FRODSHAM - INCE | SPM | 15 | primary | 14.99 | Green | 30 | 15.01 | thermal | 0 | 6.4 | 0 | 6.4 | 12.2 | DUTTON GT2 / MOORE GT1 / PERCIVAL LA GT1 | 32.616 | GREEN | 0 |  |  | 0 | 0 | 0 | 30 |  |  |  |  | Green (Over 5% headroom) | 106952 | 100 | 1.92 | 55 | 36 | 3833452 | [9 empty] | Frodsham | FRODSHAM | 5 | 1090 | 1090 | 0 | 0 | 0 | 2029-04 | [12 empty] | 53.3093 | -2.7038 | SPM-BASS_CHARRINGTON_T1_BASS_CHARRINGTON_T2_CLIFTON_T1_YKK_T1 | 12970910000 | SP Energy Networks open data (API key): NDP SPM primary-group polygons + Capacity Heatmaps Information Model SPM + LTDS appendices 3/6 + NSHR
1035 | 50 | UNIT B AT MAESGWYN GARAGE, MAESGWYN ROAD | WREXHAM | LL11 2AD | Wrexham |  | Workshop And Premises | industrial | 1 | 1205.26 | 12973 | GIA | 32000 | Bersham Rd T1 / Ind Coope T1 / Rhyd Broughton La T1 / Tuttle St T1 | inside-area | 1.34 | BRYMBO GT1 / LEGACY LOCAL GT1 / MARCHWIEL GT1 / MARCHWIEL GT2 / WREXHAM GT1 | LEGACY | SPM | 15 | primary | 14.957 | Green | 30 | 15.043 | thermal | 0 | 0 | 0 | 0 | 11.6 | BRYMBO GT1 / LEGACY LOCAL GT1 / MARCHWIEL GT1 / MARCHWIEL GT2 / WREXHAM GT1 | 41.8508 | GREEN | 1.6 |  |  | 0 | 0 | 0 | 30 |  |  |  |  | Green (Over 5% headroom) | 106952 | 100 | 1.92 | 54 | 21 | 961783 | [9 empty] | Legacy | LEGACY | 5 | 1714 | 1714 | 0 | 0 | 0 | 2024-08 | 10090398989 | B1 Offices and Workshop businesses | 584 | F | Grid Supplied Electricity | 3 |  | Heating and Natural Ventilation | 2013-06-27 |  | 0.67 | FALSE | 53.0503 | -3.0032 | SPM-BERSHAM_RD_T1_IND_COOPE_T1_RHYD_BROUGHTON_LA_T1_TUTTLE_ST_T1 | 9946461000 | SP Energy Networks open data (API key): NDP SPM primary-group polygons + Capacity Heatmaps Information Model SPM + LTDS appendices 3/6 + NSHR
1036 | 50 | 94, REGENT STREET | WREXHAM | LL11 1PL | Wrexham |  | Warehouse And Premises | industrial | 1 | 1089.46 | 11727 | GIA | 45250 | Bersham Rd T1 / Ind Coope T1 / Rhyd Broughton La T1 / Tuttle St T1 | inside-area | 1.16 | BRYMBO GT1 / LEGACY LOCAL GT1 / MARCHWIEL GT1 / MARCHWIEL GT2 / WREXHAM GT1 | LEGACY | SPM | 15 | primary | 14.957 | Green | 30 | 15.043 | thermal | 0 | 0 | 0 | 0 | 11.6 | BRYMBO GT1 / LEGACY LOCAL GT1 / MARCHWIEL GT1 / MARCHWIEL GT2 / WREXHAM GT1 | 41.8508 | GREEN | 1.6 |  |  | 0 | 0 | 0 | 30 |  |  |  |  | Green (Over 5% headroom) | 106952 | 100 | 1.73 | 27 | 21 | 963029 | [9 empty] | Legacy | LEGACY | 5 | 1714 | 1714 | 0 | 0 | 0 | 2024-08 | [12 empty] | 53.0476 | -3.0009 | SPM-BERSHAM_RD_T1_IND_COOPE_T1_RHYD_BROUGHTON_LA_T1_TUTTLE_ST_T1 | 6524898000 | SP Energy Networks open data (API key): NDP SPM primary-group polygons + Capacity Heatmaps Information Model SPM + LTDS appendices 3/6 + NSHR
1037 | 49.9 | UNITS 23-24, SLAIDBURN CRESCENT | SOUTHPORT | PR9 9YF | Sefton |  | Warehouse And Premises | industrial | 3 | 4901.08 | 52755 | GIA | 247000 | Lord St T1 / Marshside T1 / Mullards Balmoral Dv T1 / Southport T2 | inside-area | 1.23 | FORMBY GT2B / SOUTHPORT GT1 / SOUTHPORT GT2 | KIRKBY | SPM | 7.4 | primary | 7.395 | Green | 30 | 19.105 | thermal | 14 | 0 | 0 | 14 | 6 | FORMBY GT2B / SOUTHPORT GT1 / SOUTHPORT GT2 | 12.484 | GREEN | 0 |  |  | 0 | 0 | 0 | 30 |  |  |  |  | Green (Over 5% headroom) | 52763 | 100 | 7.79 | 123 | 7 | 229676 | [9 empty] | Lister Drive | KIRKBY | 4 | 514 | 514 | 400 | 0 | 0 | 2027-08 | 41086351 | Offices and Workshop Businesses | 4734 | D | Natural Gas | 3 | 3 | Heating and Natural Ventilation | 2023-06-14 |  | 0.75 | FALSE | 53.6736 | -2.9624 | SPM-LORD_ST_T1_MARSHSIDE_T1_MULLARDS_BALMORAL_DV_T1_SOUTHPORT_T2 | 15057694000;6371160000;14710614000 | SP Energy Networks open data (API key): NDP SPM primary-group polygons + Capacity Heatmaps Information Model SPM + LTDS appendices 3/6 + NSHR
1038 | 49.9 | RAILEX (FILING) LTD CROSSENS WAY, MARINE DRIVE | SOUTHPORT | PR9 9LY | Sefton |  | Factory And Premises | industrial | 1 | 4156.58 | 44741 | GIA | 157000 | Lord St T1 / Marshside T1 / Mullards Balmoral Dv T1 / Southport T2 | inside-area | 2.02 | FORMBY GT2B / SOUTHPORT GT1 / SOUTHPORT GT2 | KIRKBY | SPM | 7.4 | primary | 7.395 | Green | 30 | 19.105 | thermal | 14 | 0 | 0 | 14 | 6 | FORMBY GT2B / SOUTHPORT GT1 / SOUTHPORT GT2 | 12.484 | GREEN | 0 |  |  | 0 | 0 | 0 | 30 |  |  |  |  | Green (Over 5% headroom) | 52763 | 100 | 6.61 | 249 | 7 | 237690 | [9 empty] | Lister Drive | KIRKBY | 4 | 514 | 514 | 400 | 0 | 0 | 2027-08 | [12 empty] | 53.6779 | -2.9526 | SPM-LORD_ST_T1_MARSHSIDE_T1_MULLARDS_BALMORAL_DV_T1_SOUTHPORT_T2 | 9549838000 | SP Energy Networks open data (API key): NDP SPM primary-group polygons + Capacity Heatmaps Information Model SPM + LTDS appendices 3/6 + NSHR
1039 | 49.9 | GIFFORD HOUSE, SLAIDBURN CRESCENT | SOUTHPORT | PR9 9YF | Sefton |  | Factory And Premises | industrial | 1 | 3246.71 | 34947 | GIA | 155000 | Lord St T1 / Marshside T1 / Mullards Balmoral Dv T1 / Southport T2 | inside-area | 1.23 | FORMBY GT2B / SOUTHPORT GT1 / SOUTHPORT GT2 | KIRKBY | SPM | 7.4 | primary | 7.395 | Green | 30 | 19.105 | thermal | 14 | 0 | 0 | 14 | 6 | FORMBY GT2B / SOUTHPORT GT1 / SOUTHPORT GT2 | 12.484 | GREEN | 0 |  |  | 0 | 0 | 0 | 30 |  |  |  |  | Green (Over 5% headroom) | 52763 | 100 | 5.16 | 195 | 7 | 247484 | [9 empty] | Lister Drive | KIRKBY | 4 | 514 | 514 | 400 | 0 | 0 | 2027-08 | [12 empty] | 53.6736 | -2.9624 | SPM-LORD_ST_T1_MARSHSIDE_T1_MULLARDS_BALMORAL_DV_T1_SOUTHPORT_T2 | 400744134 | SP Energy Networks open data (API key): NDP SPM primary-group polygons + Capacity Heatmaps Information Model SPM + LTDS appendices 3/6 + NSHR
1040 | 49.9 | UNIT 2 FYLDE ROAD INDUSTRIAL ESTATE, FYLDE ROAD | SOUTHPORT | PR9 9XH | Sefton | BELL & CO | Workshop And Premises | industrial | 1 | 3089.29 | 33253 | GIA | 132000 | Lord St T1 / Marshside T1 / Mullards Balmoral Dv T1 / Southport T2 | inside-area | 0.55 | FORMBY GT2B / SOUTHPORT GT1 / SOUTHPORT GT2 | KIRKBY | SPM | 7.4 | primary | 7.395 | Green | 30 | 19.105 | thermal | 14 | 0 | 0 | 14 | 6 | FORMBY GT2B / SOUTHPORT GT1 / SOUTHPORT GT2 | 12.484 | GREEN | 0 |  |  | 0 | 0 | 0 | 30 |  |  |  |  | Green (Over 5% headroom) | 52763 | 100 | 4.91 | 139 | 7 | 249178 | [9 empty] | Lister Drive | KIRKBY | 4 | 514 | 514 | 400 | 0 | 0 | 2027-08 | [12 empty] | 53.6697 | -2.9713 | SPM-LORD_ST_T1_MARSHSIDE_T1_MULLARDS_BALMORAL_DV_T1_SOUTHPORT_T2 | 624626000 | SP Energy Networks open data (API key): NDP SPM primary-group polygons + Capacity Heatmaps Information Model SPM + LTDS appendices 3/6 + NSHR
1041 | 49.9 | BAY 5 RAILEX BUILDING CROSSENS WAY, MARINE DRIVE | SOUTHPORT | PR9 9LY | Sefton |  | Store And Premises; Warehouse And Premises | industrial | 2 | 2659.75 | 28629 | GIA | 121000 | Lord St T1 / Marshside T1 / Mullards Balmoral Dv T1 / Southport T2 | inside-area | 2.02 | FORMBY GT2B / SOUTHPORT GT1 / SOUTHPORT GT2 | KIRKBY | SPM | 7.4 | primary | 7.395 | Green | 30 | 19.105 | thermal | 14 | 0 | 0 | 14 | 6 | FORMBY GT2B / SOUTHPORT GT1 / SOUTHPORT GT2 | 12.484 | GREEN | 0 |  |  | 0 | 0 | 0 | 30 |  |  |  |  | Green (Over 5% headroom) | 52763 | 100 | 4.23 | 66 | 7 | 253802 | [9 empty] | Lister Drive | KIRKBY | 4 | 514 | 514 | 400 | 0 | 0 | 2027-08 | [12 empty] | 53.6779 | -2.9526 | SPM-LORD_ST_T1_MARSHSIDE_T1_MULLARDS_BALMORAL_DV_T1_SOUTHPORT_T2 | 14633591000;11963923000 | SP Energy Networks open data (API key): NDP SPM primary-group polygons + Capacity Heatmaps Information Model SPM + LTDS appendices 3/6 + NSHR
1042 | 49.7 | ARTENIUS PET PACKAGING EUROPE, GRESFORD INDUSTRIAL ESTATE | WREXHAM | LL12 8LX | Wrexham |  | Factory And Premises | industrial | 1 | 27220.47 | 292998 | GIA | 740000 | Chester St (Wrexham) T1 / Eagles Meadow T1 / Rhosnesni T1 / Whitegate T1 | inside-area | 3.57 | BRYMBO GT1 / LEGACY LOCAL GT1 / MARCHWIEL GT1 / MARCHWIEL GT2 / WREXHAM GT1 | LEGACY | SPM | 14.8 | primary | 14.796 | Green | 30 | 15.204 | thermal | 0 | 0.6 | 0 | 0.6 | 10.7 | BRYMBO GT1 / LEGACY LOCAL GT1 / MARCHWIEL GT1 / MARCHWIEL GT2 / WREXHAM GT1 | 41.8508 | GREEN | 1.6 |  |  | 0 | 0 | 0 | 30 |  |  |  |  | Green (Over 5% headroom) | 105526 | 36 | 43.26 | 1633 | 18 | 1089319 | [9 empty] | Legacy | LEGACY | 5 | 1714 | 1714 | 0 | 0 | 0 | 2024-08 | [12 empty] | 53.076 | -2.9885 | SPM-CHESTER_ST_WREXHAM_T1_EAGLES_MEADOW_T1_RHOSNESNI_T1_WHITEGAT | 8422606000 | SP Energy Networks open data (API key): NDP SPM primary-group polygons + Capacity Heatmaps Information Model SPM + LTDS appendices 3/6 + NSHR
1043 | 49.7 | F BENDER, GRESFORD INDUSTRIAL ESTATE | WREXHAM | LL12 8LX | Wrexham |  | Warehouse And Premises | industrial | 1 | 14864.2 | 159997 | GIA | 555000 | Chester St (Wrexham) T1 / Eagles Meadow T1 / Rhosnesni T1 / Whitegate T1 | inside-area | 3.57 | BRYMBO GT1 / LEGACY LOCAL GT1 / MARCHWIEL GT1 / MARCHWIEL GT2 / WREXHAM GT1 | LEGACY | SPM | 14.8 | primary | 14.796 | Green | 30 | 15.204 | thermal | 0 | 0.6 | 0 | 0.6 | 10.7 | BRYMBO GT1 / LEGACY LOCAL GT1 / MARCHWIEL GT1 / MARCHWIEL GT2 / WREXHAM GT1 | 41.8508 | GREEN | 1.6 |  |  | 0 | 0 | 0 | 30 |  |  |  |  | Green (Over 5% headroom) | 105526 | 66 | 23.62 | 372 | 18 | 1222320 | [9 empty] | Legacy | LEGACY | 5 | 1714 | 1714 | 0 | 0 | 0 | 2024-08 | 10013544914 | B2 to B7 General Industrial and Special Industrial Groups | 14159 | D | Natural Gas | 3 | 2 | Heating and Natural Ventilation | 2019-08-11 |  | 1 | FALSE | 53.076 | -2.9885 | SPM-CHESTER_ST_WREXHAM_T1_EAGLES_MEADOW_T1_RHOSNESNI_T1_WHITEGAT | 12077313000 | SP Energy Networks open data (API key): NDP SPM primary-group polygons + Capacity Heatmaps Information Model SPM + LTDS appendices 3/6 + NSHR
1044 | 49.7 | GUILDHALL, LAMBPIT STREET | WREXHAM | LL11 1AR | Wrexham |  | Offices And Premises | office | 2 | 12899.21 | 138846 | NIA | 790000 | Chester St (Wrexham) T1 / Eagles Meadow T1 / Rhosnesni T1 / Whitegate T1 | inside-area | 0.45 | BRYMBO GT1 / LEGACY LOCAL GT1 / MARCHWIEL GT1 / MARCHWIEL GT2 / WREXHAM GT1 | LEGACY | SPM | 14.8 | primary | 14.796 | Green | 30 | 15.204 | thermal | 0 | 0.6 | 0 | 0.6 | 10.7 | BRYMBO GT1 / LEGACY LOCAL GT1 / MARCHWIEL GT1 / MARCHWIEL GT2 / WREXHAM GT1 | 41.8508 | GREEN | 1.6 |  |  | 0 | 0 | 0 | 30 |  |  |  |  | Green (Over 5% headroom) | 105526 | 76 | 20.5 | 903 | 18 | 1243471 | [9 empty] | Legacy | LEGACY | 5 | 1714 | 1714 | 0 | 0 | 0 | 2024-08 | [12 empty] | 53.0469 | -2.9927 | SPM-CHESTER_ST_WREXHAM_T1_EAGLES_MEADOW_T1_RHOSNESNI_T1_WHITEGAT | 267513206;267513206 | SP Energy Networks open data (API key): NDP SPM primary-group polygons + Capacity Heatmaps Information Model SPM + LTDS appendices 3/6 + NSHR
1045 | 49.7 | WREXHAM COUNTY B.C 31, CHESTER STREET | WREXHAM | LL13 8BG | Wrexham |  | Offices And Premises | office | 1 | 4242.78 | 45669 | NIA | 300000 | Chester St (Wrexham) T1 / Eagles Meadow T1 / Rhosnesni T1 / Whitegate T1 | inside-area | 0.48 | BRYMBO GT1 / LEGACY LOCAL GT1 / MARCHWIEL GT1 / MARCHWIEL GT2 / WREXHAM GT1 | LEGACY | SPM | 14.8 | primary | 14.796 | Green | 30 | 15.204 | thermal | 0 | 0.6 | 0 | 0.6 | 10.7 | BRYMBO GT1 / LEGACY LOCAL GT1 / MARCHWIEL GT1 / MARCHWIEL GT2 / WREXHAM GT1 | 41.8508 | GREEN | 1.6 |  |  | 0 | 0 | 0 | 30 |  |  |  |  | Green (Over 5% headroom) | 105526 | 100 | 6.74 | 297 | 18 | 1336648 | [9 empty] | Legacy | LEGACY | 5 | 1714 | 1714 | 0 | 0 | 0 | 2024-08 | 10023168257 | B1 Offices and Workshop businesses | 4552 | A | Natural Gas | 5 | 2 | Heating and Natural Ventilation | 2021-11-10 |  | 0.67 | FALSE | 53.0475 | -2.992 | SPM-CHESTER_ST_WREXHAM_T1_EAGLES_MEADOW_T1_RHOSNESNI_T1_WHITEGAT | 14427607000 | SP Energy Networks open data (API key): NDP SPM primary-group polygons + Capacity Heatmaps Information Model SPM + LTDS appendices 3/6 + NSHR
1046 | 49.7 | P H S SUPPLIES, HOLT ROAD | WREXHAM | LL13 9DY | Wrexham |  | Warehouse And Premises | industrial | 1 | 1496.54 | 16109 | GIA | 37250 | Chester St (Wrexham) T1 / Eagles Meadow T1 / Rhosnesni T1 / Whitegate T1 | inside-area | 1.56 | BRYMBO GT1 / LEGACY LOCAL GT1 / MARCHWIEL GT1 / MARCHWIEL GT2 / WREXHAM GT1 | LEGACY | SPM | 14.8 | primary | 14.796 | Green | 30 | 15.204 | thermal | 0 | 0.6 | 0 | 0.6 | 10.7 | BRYMBO GT1 / LEGACY LOCAL GT1 / MARCHWIEL GT1 / MARCHWIEL GT2 / WREXHAM GT1 | 41.8508 | GREEN | 1.6 |  |  | 0 | 0 | 0 | 30 |  |  |  |  | Green (Over 5% headroom) | 105526 | 100 | 2.38 | 37 | 18 | 1366208 | [9 empty] | Legacy | LEGACY | 5 | 1714 | 1714 | 0 | 0 | 0 | 2024-08 | 10090396937 | A1/A2 Retail and Financial/Professional services | 1321 | C | Natural Gas | 3 |  | Heating and Natural Ventilation | 2020-03-13 |  | 1 | FALSE | 53.0537 | -2.9715 | SPM-CHESTER_ST_WREXHAM_T1_EAGLES_MEADOW_T1_RHOSNESNI_T1_WHITEGAT | 230927206 | SP Energy Networks open data (API key): NDP SPM primary-group polygons + Capacity Heatmaps Information Model SPM + LTDS appendices 3/6 + NSHR
1047 | 49.7 | PLUMBING CENTRE, RIVULET ROAD | WREXHAM | LL13 8DT | Wrexham |  | Warehouse And Premises | industrial | 1 | 1176.07 | 12659 | GIA | 35750 | Chester St (Wrexham) T1 / Eagles Meadow T1 / Rhosnesni T1 / Whitegate T1 | inside-area | 0.22 | BRYMBO GT1 / LEGACY LOCAL GT1 / MARCHWIEL GT1 / MARCHWIEL GT2 / WREXHAM GT1 | LEGACY | SPM | 14.8 | primary | 14.796 | Green | 30 | 15.204 | thermal | 0 | 0.6 | 0 | 0.6 | 10.7 | BRYMBO GT1 / LEGACY LOCAL GT1 / MARCHWIEL GT1 / MARCHWIEL GT2 / WREXHAM GT1 | 41.8508 | GREEN | 1.6 |  |  | 0 | 0 | 0 | 30 |  |  |  |  | Green (Over 5% headroom) | 105526 | 100 | 1.87 | 29 | 18 | 1369658 | [9 empty] | Legacy | LEGACY | 5 | 1714 | 1714 | 0 | 0 | 0 | 2024-08 | 10091699034 | B8 Storage or Distribution | 1225 | C | Natural Gas | 3 | 5 | Heating and Natural Ventilation | 2017-03-10 |  | 0.5 | FALSE | 53.0423 | -2.9863 | SPM-CHESTER_ST_WREXHAM_T1_EAGLES_MEADOW_T1_RHOSNESNI_T1_WHITEGAT | 5417734000 | SP Energy Networks open data (API key): NDP SPM primary-group polygons + Capacity Heatmaps Information Model SPM + LTDS appendices 3/6 + NSHR
1048 | 49.7 | UNIT14-16, WHITEGATE INDUSTRIAL COMPLEX | WREXHAM | LL13 8UG | Wrexham |  | Factory And Premises | industrial | 1 | 1150.76 | 12387 | GIA | 45750 | Chester St (Wrexham) T1 / Eagles Meadow T1 / Rhosnesni T1 / Whitegate T1 | inside-area | 0.91 | BRYMBO GT1 / LEGACY LOCAL GT1 / MARCHWIEL GT1 / MARCHWIEL GT2 / WREXHAM GT1 | LEGACY | SPM | 14.8 | primary | 14.796 | Green | 30 | 15.204 | thermal | 0 | 0.6 | 0 | 0.6 | 10.7 | BRYMBO GT1 / LEGACY LOCAL GT1 / MARCHWIEL GT1 / MARCHWIEL GT2 / WREXHAM GT1 | 41.8508 | GREEN | 1.6 |  |  | 0 | 0 | 0 | 30 |  |  |  |  | Green (Over 5% headroom) | 105526 | 100 | 1.83 | 69 | 18 | 1369930 | [9 empty] | Legacy | LEGACY | 5 | 1714 | 1714 | 0 | 0 | 0 | 2024-08 | [12 empty] | 53.0398 | -2.9763 | SPM-CHESTER_ST_WREXHAM_T1_EAGLES_MEADOW_T1_RHOSNESNI_T1_WHITEGAT | 2372778000 | SP Energy Networks open data (API key): NDP SPM primary-group polygons + Capacity Heatmaps Information Model SPM + LTDS appendices 3/6 + NSHR
1049 | 49.7 | 1 ZENITH HOUSE, GRESFORD INDUSTRIAL PARK, CHESTER ROAD | WREXHAM | LL12 8LX | Wrexham |  | Factory And Premises | industrial | 1 | 1080 | 11625 | GIA | 44500 | Chester St (Wrexham) T1 / Eagles Meadow T1 / Rhosnesni T1 / Whitegate T1 | inside-area | 3.57 | BRYMBO GT1 / LEGACY LOCAL GT1 / MARCHWIEL GT1 / MARCHWIEL GT2 / WREXHAM GT1 | LEGACY | SPM | 14.8 | primary | 14.796 | Green | 30 | 15.204 | thermal | 0 | 0.6 | 0 | 0.6 | 10.7 | BRYMBO GT1 / LEGACY LOCAL GT1 / MARCHWIEL GT1 / MARCHWIEL GT2 / WREXHAM GT1 | 41.8508 | GREEN | 1.6 |  |  | 0 | 0 | 0 | 30 |  |  |  |  | Green (Over 5% headroom) | 105526 | 100 | 1.72 | 65 | 18 | 1370692 | [9 empty] | Legacy | LEGACY | 5 | 1714 | 1714 | 0 | 0 | 0 | 2024-08 | 10023170316 | B1 Offices and Workshop businesses | 927 | D | Natural Gas | 3 |  | Heating and Natural Ventilation | 2013-08-05 |  | 1 | FALSE | 53.076 | -2.9885 | SPM-CHESTER_ST_WREXHAM_T1_EAGLES_MEADOW_T1_RHOSNESNI_T1_WHITEGAT | 1727763000 | SP Energy Networks open data (API key): NDP SPM primary-group polygons + Capacity Heatmaps Information Model SPM + LTDS appendices 3/6 + NSHR
1050 | 49.6 | WATERS CORPORATION, STAMFORD AVENUE, ALTRINCHAM ROAD | WILMSLOW | SK9 4AX | Cheshire East |  | Factory, Office And Premises | industrial | 1 | 16151.63 | 173855 | GIA | 2540000 | Ilfords T1 / Knutsford T1 / Mobberley T1 / Radbroke Hall T1 | nearest-substation | 46.83 | ELWORTH GT1 / ELWORTH GT2 / KNUTSFORD GT1 / KNUTSFORD GT2 | CARRINGTON - FIDDLERS FERRY | SPM | 14.7 | primary | 14.665 | Green | 30 | 14.758 | thermal | 2.3 | 1.3 | 2 | 3.6 | 12.3 | ELWORTH GT1 / ELWORTH GT2 / KNUTSFORD GT1 / KNUTSFORD GT2 | 26.603 | GREEN | 0 |  |  | 0 | 0 | 0 | 30 |  |  |  |  | Green (Over 5% headroom) | 104813 | 60 | 25.67 | 969 | 54 | 2533209 | [9 empty] | Fiddlers Ferry | CARRINGTON | 5 | 2186.9 | 2186.9 | 0 | 0 | 930 | 2026-05 | [12 empty] | 53.3384 | -2.2552 | SPM-ILFORDS_T1_KNUTSFORD_T1_MOBBERLEY_T1_RADBROKE_HALL_T1 | 9416369000 | SP Energy Networks open data (API key): NDP SPM primary-group polygons + Capacity Heatmaps Information Model SPM + LTDS appendices 3/6 + NSHR
1051 | 49.6 | ROYAL LONDON HOUSE, ALDERLEY ROAD | WILMSLOW | SK9 1PF | Cheshire East |  | Offices And Premises | office | 1 | 10344.3 | 111345 | NIA | 880000 | Ilfords T1 / Knutsford T1 / Mobberley T1 / Radbroke Hall T1 | nearest-substation | 47.35 | ELWORTH GT1 / ELWORTH GT2 / KNUTSFORD GT1 / KNUTSFORD GT2 | CARRINGTON - FIDDLERS FERRY | SPM | 14.7 | primary | 14.665 | Green | 30 | 14.758 | thermal | 2.3 | 1.3 | 2 | 3.6 | 12.3 | ELWORTH GT1 / ELWORTH GT2 / KNUTSFORD GT1 / KNUTSFORD GT2 | 26.603 | GREEN | 0 |  |  | 0 | 0 | 0 | 30 |  |  |  |  | Green (Over 5% headroom) | 104813 | 94 | 16.44 | 724 | 54 | 2595719 | [9 empty] | Fiddlers Ferry | CARRINGTON | 5 | 2186.9 | 2186.9 | 0 | 0 | 930 | 2026-05 | 10008878918 | B1 Offices and Workshop businesses | 16585 | C | Natural Gas | 5 | 3 | Air Conditioning | 2022-01-14 |  | 1 | FALSE | 53.3165 | -2.2349 | SPM-ILFORDS_T1_KNUTSFORD_T1_MOBBERLEY_T1_RADBROKE_HALL_T1 | 10567756000 | SP Energy Networks open data (API key): NDP SPM primary-group polygons + Capacity Heatmaps Information Model SPM + LTDS appendices 3/6 + NSHR
1052 | 49.6 | WYCLIFFE HOUSE, WATER LANE | WILMSLOW | SK9 5AF | Cheshire East | DATA PROTECTION REGISTRAR | Offices And Premises | office | 1 | 2922.81 | 31461 | NIA | 560000 | Ilfords T1 / Knutsford T1 / Mobberley T1 / Radbroke Hall T1 | nearest-substation | 47.57 | ELWORTH GT1 / ELWORTH GT2 / KNUTSFORD GT1 / KNUTSFORD GT2 | CARRINGTON - FIDDLERS FERRY | SPM | 14.7 | primary | 14.665 | Green | 30 | 14.758 | thermal | 2.3 | 1.3 | 2 | 3.6 | 12.3 | ELWORTH GT1 / ELWORTH GT2 / KNUTSFORD GT1 / KNUTSFORD GT2 | 26.603 | GREEN | 0 |  |  | 0 | 0 | 0 | 30 |  |  |  |  | Green (Over 5% headroom) | 104813 | 100 | 4.64 | 205 | 54 | 2675603 | [9 empty] | Fiddlers Ferry | CARRINGTON | 5 | 2186.9 | 2186.9 | 0 | 0 | 930 | 2026-05 | 10014451721 | Offices and Workshop Businesses | 3345 | C | Natural Gas | 4 |  | Heating and Natural Ventilation | 2022-07-22 |  | 1 | FALSE | 53.3255 | -2.236 | SPM-ILFORDS_T1_KNUTSFORD_T1_MOBBERLEY_T1_RADBROKE_HALL_T1 | 2474293000 | SP Energy Networks open data (API key): NDP SPM primary-group polygons + Capacity Heatmaps Information Model SPM + LTDS appendices 3/6 + NSHR
1053 | 49.6 | ALDERLEY HOUSE, ALDERLEY ROAD | WILMSLOW | SK9 1AT | Cheshire East |  | Offices And Premises | office | 1 | 2578.2 | 27751 | NIA | 300000 | Ilfords T1 / Knutsford T1 / Mobberley T1 / Radbroke Hall T1 | nearest-substation | 47.23 | ELWORTH GT1 / ELWORTH GT2 / KNUTSFORD GT1 / KNUTSFORD GT2 | CARRINGTON - FIDDLERS FERRY | SPM | 14.7 | primary | 14.665 | Green | 30 | 14.758 | thermal | 2.3 | 1.3 | 2 | 3.6 | 12.3 | ELWORTH GT1 / ELWORTH GT2 / KNUTSFORD GT1 / KNUTSFORD GT2 | 26.603 | GREEN | 0 |  |  | 0 | 0 | 0 | 30 |  |  |  |  | Green (Over 5% headroom) | 104813 | 100 | 4.1 | 180 | 54 | 2679313 | [9 empty] | Fiddlers Ferry | CARRINGTON | 5 | 2186.9 | 2186.9 | 0 | 0 | 930 | 2026-05 | 10008878920 | B1 Offices and Workshop businesses | 2914 | B | Grid Supplied Electricity | 5 | 3 | Air Conditioning | 2021-12-08 |  | 1 | FALSE | 53.3147 | -2.236 | SPM-ILFORDS_T1_KNUTSFORD_T1_MOBBERLEY_T1_RADBROKE_HALL_T1 | 12126702000 | SP Energy Networks open data (API key): NDP SPM primary-group polygons + Capacity Heatmaps Information Model SPM + LTDS appendices 3/6 + NSHR
1054 | 49.6 | SUITE 2 FOUNDATION 2, GEORGE STREET | ALTRINCHAM | WA14 1SG | Trafford |  | Offices And Premises | office | 2 | 2543.56 | 27379 | NIA | 522500 | Ilfords T1 / Knutsford T1 / Mobberley T1 / Radbroke Hall T1 | nearest-substation | 43.51 | ELWORTH GT1 / ELWORTH GT2 / KNUTSFORD GT1 / KNUTSFORD GT2 | CARRINGTON - FIDDLERS FERRY | SPM | 14.7 | primary | 14.665 | Green | 30 | 14.758 | thermal | 2.3 | 1.3 | 2 | 3.6 | 12.3 | ELWORTH GT1 / ELWORTH GT2 / KNUTSFORD GT1 / KNUTSFORD GT2 | 26.603 | GREEN | 0 |  |  | 0 | 0 | 0 | 30 |  |  |  |  | Green (Over 5% headroom) | 104813 | 100 | 4.04 | 178 | 54 | 2679685 | [9 empty] | Fiddlers Ferry | CARRINGTON | 5 | 2186.9 | 2186.9 | 0 | 0 | 930 | 2026-05 | 100012798143 | A1/A2 Retail and Financial/Professional services | 2503 | C | Grid Supplied Electricity | 3 |  | Heating and Natural Ventilation | 2018-05-13 |  | 0.5 | FALSE | 53.3884 | -2.3482 | SPM-ILFORDS_T1_KNUTSFORD_T1_MOBBERLEY_T1_RADBROKE_HALL_T1 | 14992761000;15059194000 | SP Energy Networks open data (API key): NDP SPM primary-group polygons + Capacity Heatmaps Information Model SPM + LTDS appendices 3/6 + NSHR
1055 | 49.6 | CANUTE COURT, TOFT ROAD | KNUTSFORD | WA16 0NL | Cheshire East |  | Offices And Premises | office | 1 | 2201.1 | 23692 | NIA | 407500 | Ilfords T1 / Knutsford T1 / Mobberley T1 / Radbroke Hall T1 | inside-area | 38.11 | ELWORTH GT1 / ELWORTH GT2 / KNUTSFORD GT1 / KNUTSFORD GT2 | CARRINGTON - FIDDLERS FERRY | SPM | 14.7 | primary | 14.665 | Green | 30 | 14.758 | thermal | 2.3 | 1.3 | 2 | 3.6 | 12.3 | ELWORTH GT1 / ELWORTH GT2 / KNUTSFORD GT1 / KNUTSFORD GT2 | 26.603 | GREEN | 0 |  |  | 0 | 0 | 0 | 30 |  |  |  |  | Green (Over 5% headroom) | 104813 | 100 | 3.5 | 154 | 54 | 2683372 | [9 empty] | Fiddlers Ferry | CARRINGTON | 5 | 2186.9 | 2186.9 | 0 | 0 | 930 | 2026-05 | 200001820464 | B1 Offices and Workshop businesses | 2730 | C | Natural Gas | 3 |  | Air Conditioning | 2019-03-10 |  | 1 | FALSE | 53.3017 | -2.3728 | SPM-ILFORDS_T1_KNUTSFORD_T1_MOBBERLEY_T1_RADBROKE_HALL_T1 | 5178544000 | SP Energy Networks open data (API key): NDP SPM primary-group polygons + Capacity Heatmaps Information Model SPM + LTDS appendices 3/6 + NSHR
1056 | 49.6 | PT GND 1ST 2ND 3RD & PT 4TH FLR 3 THE MANSION HOUSE, BRIDGEWATER EMBANKMENT | ALTRINCHAM | WA14 4RL | Trafford |  | Offices And Premises | office | 1 | 2064.51 | 22222 | NIA | 355000 | Ilfords T1 / Knutsford T1 / Mobberley T1 / Radbroke Hall T1 | nearest-substation | 43.77 | ELWORTH GT1 / ELWORTH GT2 / KNUTSFORD GT1 / KNUTSFORD GT2 | CARRINGTON - FIDDLERS FERRY | SPM | 14.7 | primary | 14.665 | Green | 30 | 14.758 | thermal | 2.3 | 1.3 | 2 | 3.6 | 12.3 | ELWORTH GT1 / ELWORTH GT2 / KNUTSFORD GT1 / KNUTSFORD GT2 | 26.603 | GREEN | 0 |  |  | 0 | 0 | 0 | 30 |  |  |  |  | Green (Over 5% headroom) | 104813 | 100 | 3.28 | 145 | 54 | 2684842 | [9 empty] | Fiddlers Ferry | CARRINGTON | 5 | 2186.9 | 2186.9 | 0 | 0 | 930 | 2026-05 | [12 empty] | 53.3974 | -2.3524 | SPM-ILFORDS_T1_KNUTSFORD_T1_MOBBERLEY_T1_RADBROKE_HALL_T1 | 15028915000 | SP Energy Networks open data (API key): NDP SPM primary-group polygons + Capacity Heatmaps Information Model SPM + LTDS appendices 3/6 + NSHR
1057 | 49.6 | EDMUNDSON ELECTRICAL LTD EDMUNDSON HOUSE, TATTON STREET | KNUTSFORD | WA16 6AF | Cheshire East |  | Offices And Premises | office | 1 | 2004.5 | 21576 | NIA | 342500 | Ilfords T1 / Knutsford T1 / Mobberley T1 / Radbroke Hall T1 | inside-area | 38.12 | ELWORTH GT1 / ELWORTH GT2 / KNUTSFORD GT1 / KNUTSFORD GT2 | CARRINGTON - FIDDLERS FERRY | SPM | 14.7 | primary | 14.665 | Green | 30 | 14.758 | thermal | 2.3 | 1.3 | 2 | 3.6 | 12.3 | ELWORTH GT1 / ELWORTH GT2 / KNUTSFORD GT1 / KNUTSFORD GT2 | 26.603 | GREEN | 0 |  |  | 0 | 0 | 0 | 30 |  |  |  |  | Green (Over 5% headroom) | 104813 | 100 | 3.19 | 140 | 54 | 2685488 | [9 empty] | Fiddlers Ferry | CARRINGTON | 5 | 2186.9 | 2186.9 | 0 | 0 | 930 | 2026-05 | 100012801955 | B1 Offices and Workshop businesses | 2276 | D | Natural Gas | 3 |  | Air Conditioning | 2015-09-10 |  | 1 | FALSE | 53.307 | -2.3756 | SPM-ILFORDS_T1_KNUTSFORD_T1_MOBBERLEY_T1_RADBROKE_HALL_T1 | 2583327000 | SP Energy Networks open data (API key): NDP SPM primary-group polygons + Capacity Heatmaps Information Model SPM + LTDS appendices 3/6 + NSHR
1058 | 49.6 | DOWDING AND MILLS NORTHERN LTD, ATLANTIC STREET | ALTRINCHAM | WA14 5DJ | Trafford |  | Factory And Premises | industrial | 1 | 1646.48 | 17723 | GIA | 82000 | Ilfords T1 / Knutsford T1 / Mobberley T1 / Radbroke Hall T1 | nearest-substation | 43.57 | ELWORTH GT1 / ELWORTH GT2 / KNUTSFORD GT1 / KNUTSFORD GT2 | CARRINGTON - FIDDLERS FERRY | SPM | 14.7 | primary | 14.665 | Green | 30 | 14.758 | thermal | 2.3 | 1.3 | 2 | 3.6 | 12.3 | ELWORTH GT1 / ELWORTH GT2 / KNUTSFORD GT1 / KNUTSFORD GT2 | 26.603 | GREEN | 0 |  |  | 0 | 0 | 0 | 30 |  |  |  |  | Green (Over 5% headroom) | 104813 | 100 | 2.62 | 99 | 54 | 2689341 | [9 empty] | Fiddlers Ferry | CARRINGTON | 5 | 2186.9 | 2186.9 | 0 | 0 | 930 | 2026-05 | [12 empty] | 53.3983 | -2.3569 | SPM-ILFORDS_T1_KNUTSFORD_T1_MOBBERLEY_T1_RADBROKE_HALL_T1 | 195478116 | SP Energy Networks open data (API key): NDP SPM primary-group polygons + Capacity Heatmaps Information Model SPM + LTDS appendices 3/6 + NSHR
1059 | 49.6 | NORMAN ROAD | ALTRINCHAM | WA14 4EP | Trafford | COD ELECTRICAL LTD | Warehouse And Premises | industrial | 1 | 1622.3 | 17462 | GIA | 53500 | Ilfords T1 / Knutsford T1 / Mobberley T1 / Radbroke Hall T1 | nearest-substation | 43.23 | ELWORTH GT1 / ELWORTH GT2 / KNUTSFORD GT1 / KNUTSFORD GT2 | CARRINGTON - FIDDLERS FERRY | SPM | 14.7 | primary | 14.665 | Green | 30 | 14.758 | thermal | 2.3 | 1.3 | 2 | 3.6 | 12.3 | ELWORTH GT1 / ELWORTH GT2 / KNUTSFORD GT1 / KNUTSFORD GT2 | 26.603 | GREEN | 0 |  |  | 0 | 0 | 0 | 30 |  |  |  |  | Green (Over 5% headroom) | 104813 | 100 | 2.58 | 41 | 54 | 2689602 | [9 empty] | Fiddlers Ferry | CARRINGTON | 5 | 2186.9 | 2186.9 | 0 | 0 | 930 | 2026-05 | 100012799350 | B1 Offices and Workshop businesses | 2299 | D | Natural Gas | 3 |  | Heating and Natural Ventilation | 2021-11-10 |  | 1 | FALSE | 53.3954 | -2.36 | SPM-ILFORDS_T1_KNUTSFORD_T1_MOBBERLEY_T1_RADBROKE_HALL_T1 | 197474116 | SP Energy Networks open data (API key): NDP SPM primary-group polygons + Capacity Heatmaps Information Model SPM + LTDS appendices 3/6 + NSHR
1060 | 49.6 | JEWSONS, MOSS LANE | ALTRINCHAM | WA15 8HL | Trafford |  | Storage Depot And Premises | industrial | 1 | 1605.2 | 17278 | GIA | 106000 | Ilfords T1 / Knutsford T1 / Mobberley T1 / Radbroke Hall T1 | nearest-substation | 43.64 | ELWORTH GT1 / ELWORTH GT2 / KNUTSFORD GT1 / KNUTSFORD GT2 | CARRINGTON - FIDDLERS FERRY | SPM | 14.7 | primary | 14.665 | Green | 30 | 14.758 | thermal | 2.3 | 1.3 | 2 | 3.6 | 12.3 | ELWORTH GT1 / ELWORTH GT2 / KNUTSFORD GT1 / KNUTSFORD GT2 | 26.603 | GREEN | 0 |  |  | 0 | 0 | 0 | 30 |  |  |  |  | Green (Over 5% headroom) | 104813 | 100 | 2.55 | 40 | 54 | 2689786 | [9 empty] | Fiddlers Ferry | CARRINGTON | 5 | 2186.9 | 2186.9 | 0 | 0 | 930 | 2026-05 | [12 empty] | 53.3862 | -2.3439 | SPM-ILFORDS_T1_KNUTSFORD_T1_MOBBERLEY_T1_RADBROKE_HALL_T1 | 9922531000 | SP Energy Networks open data (API key): NDP SPM primary-group polygons + Capacity Heatmaps Information Model SPM + LTDS appendices 3/6 + NSHR
1061 | 49.6 | ABBEY HOUSE, HAIG ROAD, PARKGATE INDUSTRIAL ESTATE | KNUTSFORD | WA16 8DX | Cheshire East |  | Warehouse And Premises | industrial | 1 | 1545.36 | 16634 | GIA | 92000 | Ilfords T1 / Knutsford T1 / Mobberley T1 / Radbroke Hall T1 | inside-area | 39.6 | ELWORTH GT1 / ELWORTH GT2 / KNUTSFORD GT1 / KNUTSFORD GT2 | CARRINGTON - FIDDLERS FERRY | SPM | 14.7 | primary | 14.665 | Green | 30 | 14.758 | thermal | 2.3 | 1.3 | 2 | 3.6 | 12.3 | ELWORTH GT1 / ELWORTH GT2 / KNUTSFORD GT1 / KNUTSFORD GT2 | 26.603 | GREEN | 0 |  |  | 0 | 0 | 0 | 30 |  |  |  |  | Green (Over 5% headroom) | 104813 | 100 | 2.46 | 39 | 54 | 2690430 | [9 empty] | Fiddlers Ferry | CARRINGTON | 5 | 2186.9 | 2186.9 | 0 | 0 | 930 | 2026-05 | 10007955498 | Storage or Distribution | 2348 | C | Grid Supplied Electricity | 3 |  | Heating and Natural Ventilation | 2024-04-22 |  | 0.67 | FALSE | 53.3127 | -2.3553 | SPM-ILFORDS_T1_KNUTSFORD_T1_MOBBERLEY_T1_RADBROKE_HALL_T1 | 12153168000 | SP Energy Networks open data (API key): NDP SPM primary-group polygons + Capacity Heatmaps Information Model SPM + LTDS appendices 3/6 + NSHR
1062 | 49.6 | ORRELL MOUNT, HAWTHORNE ROAD | LIVERPOOL | L20 6NS | Sefton | A & B FACTORS | Workshop And Premises | industrial | 1 | 1515.18 | 16309 | GIA | 52500 | Bootle Grid T2 / Orrell Mount T1 / Scarisbrick Ave T1 / Tatton Rd T1 | inside-area | 1.25 | BOOTLE GT1 / LITHERLAND GT1A | KIRKBY | SPM | 14.7 | primary | 14.72 | Green | 30 | 15.28 | thermal | 0 | 5.3 | 1.6 | 5.3 | 10.8 | BOOTLE GT1 / LITHERLAND GT1B | 21.4789 | GREEN | 0 |  |  | 0 | 0 | 0 | 30 |  |  |  |  | Green (Over 5% headroom) | 104813 | 100 | 2.41 | 68 | 12 | 453390 | [9 empty] | Lister Drive | KIRKBY | 4 | 514 | 514 | 400 | 0 | 0 | 2027-08 | 41069505 | B8 Storage or Distribution | 4763 | C | Grid Supplied Electricity | 3 | 1 | Air Conditioning | 2018-06-26 |  | 0.67 | FALSE | 53.4671 | -2.9922 | SPM-BOOTLE_GRID_T2_ORRELL_MOUNT_T1_SCARISBRICK_AVE_T1_TATTON_RD_ | 406033134 | SP Energy Networks open data (API key): NDP SPM primary-group polygons + Capacity Heatmaps Information Model SPM + LTDS appendices 3/6 + NSHR
1063 | 49.6 | 131-137, LINACRE ROAD | LIVERPOOL | L21 8JP | Sefton |  | Factory And Premises | industrial | 1 | 1482.45 | 15957 | GIA | 20750 | Bootle Grid T2 / Orrell Mount T1 / Scarisbrick Ave T1 / Tatton Rd T1 | inside-area | 0.98 | BOOTLE GT1 / LITHERLAND GT1A | KIRKBY | SPM | 14.7 | primary | 14.72 | Green | 30 | 15.28 | thermal | 0 | 5.3 | 1.6 | 5.3 | 10.8 | BOOTLE GT1 / LITHERLAND GT1B | 21.4789 | GREEN | 0 |  |  | 0 | 0 | 0 | 30 |  |  |  |  | Green (Over 5% headroom) | 104813 | 100 | 2.36 | 89 | 12 | 453742 | [9 empty] | Lister Drive | KIRKBY | 4 | 514 | 514 | 400 | 0 | 0 | 2027-08 | [12 empty] | 53.4626 | -2.9966 | SPM-BOOTLE_GRID_T2_ORRELL_MOUNT_T1_SCARISBRICK_AVE_T1_TATTON_RD_ | 416102134 | SP Energy Networks open data (API key): NDP SPM primary-group polygons + Capacity Heatmaps Information Model SPM + LTDS appendices 3/6 + NSHR
1064 | 49.6 | UNIT 4F STAG INDUSTRIAL ESTATE, ATLANTIC STREET | ALTRINCHAM | WA14 5DW | Trafford |  | Workshop And Premises | industrial | 1 | 1463.44 | 15752 | GIA | 120000 | Ilfords T1 / Knutsford T1 / Mobberley T1 / Radbroke Hall T1 | nearest-substation | 43.07 | ELWORTH GT1 / ELWORTH GT2 / KNUTSFORD GT1 / KNUTSFORD GT2 | CARRINGTON - FIDDLERS FERRY | SPM | 14.7 | primary | 14.665 | Green | 30 | 14.758 | thermal | 2.3 | 1.3 | 2 | 3.6 | 12.3 | ELWORTH GT1 / ELWORTH GT2 / KNUTSFORD GT1 / KNUTSFORD GT2 | 26.603 | GREEN | 0 |  |  | 0 | 0 | 0 | 30 |  |  |  |  | Green (Over 5% headroom) | 104813 | 100 | 2.33 | 66 | 54 | 2691312 | [9 empty] | Fiddlers Ferry | CARRINGTON | 5 | 2186.9 | 2186.9 | 0 | 0 | 930 | 2026-05 |  | B1 Offices and Workshop businesses | 245 | D | Natural Gas | 3 |  | Heating and Natural Ventilation | 2012-04-10 |  | 1 | FALSE | 53.3964 | -2.3638 | SPM-ILFORDS_T1_KNUTSFORD_T1_MOBBERLEY_T1_RADBROKE_HALL_T1 | 9389357000 | SP Energy Networks open data (API key): NDP SPM primary-group polygons + Capacity Heatmaps Information Model SPM + LTDS appendices 3/6 + NSHR
1065 | 49.6 | CHELFORD FARM SUPPLIES, KNUTSFORD ROAD | MACCLESFIELD | SK11 9AS | Cheshire East |  | Warehouse And Premises | industrial | 1 | 1460.29 | 15718 | GIA | 59000 | Ilfords T1 / Knutsford T1 / Mobberley T1 / Radbroke Hall T1 | nearest-substation | 43.05 | ELWORTH GT1 / ELWORTH GT2 / KNUTSFORD GT1 / KNUTSFORD GT2 | CARRINGTON - FIDDLERS FERRY | SPM | 14.7 | primary | 14.665 | Green | 30 | 14.758 | thermal | 2.3 | 1.3 | 2 | 3.6 | 12.3 | ELWORTH GT1 / ELWORTH GT2 / KNUTSFORD GT1 / KNUTSFORD GT2 | 26.603 | GREEN | 0 |  |  | 0 | 0 | 0 | 30 |  |  |  |  | Green (Over 5% headroom) | 104813 | 100 | 2.32 | 37 | 54 | 2691346 | [9 empty] | Fiddlers Ferry | CARRINGTON | 5 | 2186.9 | 2186.9 | 0 | 0 | 930 | 2026-05 | [12 empty] | 53.2711 | -2.2829 | SPM-ILFORDS_T1_KNUTSFORD_T1_MOBBERLEY_T1_RADBROKE_HALL_T1 | 3369587000 | SP Energy Networks open data (API key): NDP SPM primary-group polygons + Capacity Heatmaps Information Model SPM + LTDS appendices 3/6 + NSHR
1066 | 49.6 | J HAMMOND AND CO WARFORD GRANGE FARM, PEDLEY HOUSE LANE | KNUTSFORD | WA16 7SP | Cheshire East |  | Warehouse And Premises | industrial | 1 | 1406.53 | 15140 | GIA | 58000 | Ilfords T1 / Knutsford T1 / Mobberley T1 / Radbroke Hall T1 | inside-area | 42.01 | ELWORTH GT1 / ELWORTH GT2 / KNUTSFORD GT1 / KNUTSFORD GT2 | CARRINGTON - FIDDLERS FERRY | SPM | 14.7 | primary | 14.665 | Green | 30 | 14.758 | thermal | 2.3 | 1.3 | 2 | 3.6 | 12.3 | ELWORTH GT1 / ELWORTH GT2 / KNUTSFORD GT1 / KNUTSFORD GT2 | 26.603 | GREEN | 0 |  |  | 0 | 0 | 0 | 30 |  |  |  |  | Green (Over 5% headroom) | 104813 | 100 | 2.24 | 35 | 54 | 2691924 | [9 empty] | Fiddlers Ferry | CARRINGTON | 5 | 2186.9 | 2186.9 | 0 | 0 | 930 | 2026-05 | [12 empty] | 53.3005 | -2.3109 | SPM-ILFORDS_T1_KNUTSFORD_T1_MOBBERLEY_T1_RADBROKE_HALL_T1 | 364968133 | SP Energy Networks open data (API key): NDP SPM primary-group polygons + Capacity Heatmaps Information Model SPM + LTDS appendices 3/6 + NSHR
1067 | 49.6 | UNIT 7C, LYON ROAD | ALTRINCHAM | WA14 5EF | Trafford |  | Warehouse And Premises | industrial | 1 | 1403.85 | 15111 | GIA | 66000 | Ilfords T1 / Knutsford T1 / Mobberley T1 / Radbroke Hall T1 | nearest-substation | 43.21 | ELWORTH GT1 / ELWORTH GT2 / KNUTSFORD GT1 / KNUTSFORD GT2 | CARRINGTON - FIDDLERS FERRY | SPM | 14.7 | primary | 14.665 | Green | 30 | 14.758 | thermal | 2.3 | 1.3 | 2 | 3.6 | 12.3 | ELWORTH GT1 / ELWORTH GT2 / KNUTSFORD GT1 / KNUTSFORD GT2 | 26.603 | GREEN | 0 |  |  | 0 | 0 | 0 | 30 |  |  |  |  | Green (Over 5% headroom) | 104813 | 100 | 2.23 | 35 | 54 | 2691953 | [9 empty] | Fiddlers Ferry | CARRINGTON | 5 | 2186.9 | 2186.9 | 0 | 0 | 930 | 2026-05 | [12 empty] | 53.397 | -2.3619 | SPM-ILFORDS_T1_KNUTSFORD_T1_MOBBERLEY_T1_RADBROKE_HALL_T1 | 2704760000 | SP Energy Networks open data (API key): NDP SPM primary-group polygons + Capacity Heatmaps Information Model SPM + LTDS appendices 3/6 + NSHR
1068 | 49.6 | UNIT 3B, WELLINGTON CLOSE, PARKGATE INDUSTRIAL ESTATE | KNUTSFORD | WA16 8XL | Cheshire East |  | Factory And Premises | industrial | 1 | 1324.85 | 14261 | GIA | 70000 | Ilfords T1 / Knutsford T1 / Mobberley T1 / Radbroke Hall T1 | inside-area | 39.64 | ELWORTH GT1 / ELWORTH GT2 / KNUTSFORD GT1 / KNUTSFORD GT2 | CARRINGTON - FIDDLERS FERRY | SPM | 14.7 | primary | 14.665 | Green | 30 | 14.758 | thermal | 2.3 | 1.3 | 2 | 3.6 | 12.3 | ELWORTH GT1 / ELWORTH GT2 / KNUTSFORD GT1 / KNUTSFORD GT2 | 26.603 | GREEN | 0 |  |  | 0 | 0 | 0 | 30 |  |  |  |  | Green (Over 5% headroom) | 104813 | 100 | 2.11 | 79 | 54 | 2692803 | [9 empty] | Fiddlers Ferry | CARRINGTON | 5 | 2186.9 | 2186.9 | 0 | 0 | 930 | 2026-05 | 10014453229 | Offices and Workshop Businesses | 1594 | D | Natural Gas | 3 |  | Heating and Natural Ventilation | 2025-06-05 |  | 1 | FALSE | 53.3138 | -2.3553 | SPM-ILFORDS_T1_KNUTSFORD_T1_MOBBERLEY_T1_RADBROKE_HALL_T1 | 322003133 | SP Energy Networks open data (API key): NDP SPM primary-group polygons + Capacity Heatmaps Information Model SPM + LTDS appendices 3/6 + NSHR
1069 | 49.6 | UNIT 2 ALDERLEY EDGE BUSINESS CENTRE, ALDERLEY ROAD | MACCLESFIELD | SK11 9AP | Cheshire East |  | Warehouse And Premises | industrial | 1 | 1286.6 | 13849 | GIA | 32750 | Ilfords T1 / Knutsford T1 / Mobberley T1 / Radbroke Hall T1 | nearest-substation | 43.72 | ELWORTH GT1 / ELWORTH GT2 / KNUTSFORD GT1 / KNUTSFORD GT2 | CARRINGTON - FIDDLERS FERRY | SPM | 14.7 | primary | 14.665 | Green | 30 | 14.758 | thermal | 2.3 | 1.3 | 2 | 3.6 | 12.3 | ELWORTH GT1 / ELWORTH GT2 / KNUTSFORD GT1 / KNUTSFORD GT2 | 26.603 | GREEN | 0 |  |  | 0 | 0 | 0 | 30 |  |  |  |  | Green (Over 5% headroom) | 104813 | 100 | 2.04 | 32 | 54 | 2693215 | [9 empty] | Fiddlers Ferry | CARRINGTON | 5 | 2186.9 | 2186.9 | 0 | 0 | 930 | 2026-05 | 10093782884 | B8 Storage or Distribution | 438 | E | Grid Supplied Electricity | 3 |  | Heating and Natural Ventilation | 2018-04-06 |  | 0.67 | FALSE | 53.2693 | -2.272 | SPM-ILFORDS_T1_KNUTSFORD_T1_MOBBERLEY_T1_RADBROKE_HALL_T1 | 5331306000 | SP Energy Networks open data (API key): NDP SPM primary-group polygons + Capacity Heatmaps Information Model SPM + LTDS appendices 3/6 + NSHR
1070 | 49.6 | 175, FERNHILL ROAD | BOOTLE | L20 9DU | Sefton |  | Workshop And Premises | industrial | 1 | 1283.82 | 13819 | GIA | 31250 | Bootle Grid T2 / Orrell Mount T1 / Scarisbrick Ave T1 / Tatton Rd T1 | inside-area | 0.42 | BOOTLE GT1 / LITHERLAND GT1A | KIRKBY | SPM | 14.7 | primary | 14.72 | Green | 30 | 15.28 | thermal | 0 | 5.3 | 1.6 | 5.3 | 10.8 | BOOTLE GT1 / LITHERLAND GT1B | 21.4789 | GREEN | 0 |  |  | 0 | 0 | 0 | 30 |  |  |  |  | Green (Over 5% headroom) | 104813 | 100 | 2.04 | 58 | 12 | 455880 | [9 empty] | Lister Drive | KIRKBY | 4 | 514 | 514 | 400 | 0 | 0 | 2027-08 | 41031424 | B2 to B7 General Industrial and Special Industrial Groups | 1318 | D | Natural Gas | 3 |  | Heating and Natural Ventilation | 2020-10-03 |  | 1 | FALSE | 53.4571 | -2.9795 | SPM-BOOTLE_GRID_T2_ORRELL_MOUNT_T1_SCARISBRICK_AVE_T1_TATTON_RD_ | 4267134 | SP Energy Networks open data (API key): NDP SPM primary-group polygons + Capacity Heatmaps Information Model SPM + LTDS appendices 3/6 + NSHR
1071 | 49.6 | UNIT 2 ITALIA PARK ESTATE, ATLANTIC STREET | ALTRINCHAM | WA14 5EJ | Trafford |  | Warehouse And Premises | industrial | 1 | 1218.05 | 13111 | GIA | 55500 | Ilfords T1 / Knutsford T1 / Mobberley T1 / Radbroke Hall T1 | nearest-substation | 43.35 | ELWORTH GT1 / ELWORTH GT2 / KNUTSFORD GT1 / KNUTSFORD GT2 | CARRINGTON - FIDDLERS FERRY | SPM | 14.7 | primary | 14.665 | Green | 30 | 14.758 | thermal | 2.3 | 1.3 | 2 | 3.6 | 12.3 | ELWORTH GT1 / ELWORTH GT2 / KNUTSFORD GT1 / KNUTSFORD GT2 | 26.603 | GREEN | 0 |  |  | 0 | 0 | 0 | 30 |  |  |  |  | Green (Over 5% headroom) | 104813 | 100 | 1.94 | 30 | 54 | 2693953 | [9 empty] | Fiddlers Ferry | CARRINGTON | 5 | 2186.9 | 2186.9 | 0 | 0 | 930 | 2026-05 | [12 empty] | 53.3977 | -2.3601 | SPM-ILFORDS_T1_KNUTSFORD_T1_MOBBERLEY_T1_RADBROKE_HALL_T1 | 10400142000 | SP Energy Networks open data (API key): NDP SPM primary-group polygons + Capacity Heatmaps Information Model SPM + LTDS appendices 3/6 + NSHR
1072 | 49.6 | FARRAT ISOLEVEL LTD, BALMORAL ROAD | ALTRINCHAM | WA15 8HJ | Trafford |  | Factory And Premises | industrial | 1 | 1213.31 | 13060 | GIA | 86000 | Ilfords T1 / Knutsford T1 / Mobberley T1 / Radbroke Hall T1 | nearest-substation | 43.78 | ELWORTH GT1 / ELWORTH GT2 / KNUTSFORD GT1 / KNUTSFORD GT2 | CARRINGTON - FIDDLERS FERRY | SPM | 14.7 | primary | 14.665 | Green | 30 | 14.758 | thermal | 2.3 | 1.3 | 2 | 3.6 | 12.3 | ELWORTH GT1 / ELWORTH GT2 / KNUTSFORD GT1 / KNUTSFORD GT2 | 26.603 | GREEN | 0 |  |  | 0 | 0 | 0 | 30 |  |  |  |  | Green (Over 5% headroom) | 104813 | 100 | 1.93 | 73 | 54 | 2694004 | [9 empty] | Fiddlers Ferry | CARRINGTON | 5 | 2186.9 | 2186.9 | 0 | 0 | 930 | 2026-05 | 100012800798 | B1 Offices and Workshop businesses | 549 | D | Natural Gas | 3 |  | Heating and Natural Ventilation | 2015-10-02 |  | 1 | FALSE | 53.3877 | -2.3428 | SPM-ILFORDS_T1_KNUTSFORD_T1_MOBBERLEY_T1_RADBROKE_HALL_T1 | 14653012000 | SP Energy Networks open data (API key): NDP SPM primary-group polygons + Capacity Heatmaps Information Model SPM + LTDS appendices 3/6 + NSHR
1073 | 49.6 | MOSS FARM, MOSS LANE | KNUTSFORD | WA16 7BS | Cheshire East |  | Workshop And Premises | industrial | 1 | 1173.3 | 12629 | GIA | 50500 | Ilfords T1 / Knutsford T1 / Mobberley T1 / Radbroke Hall T1 | inside-area | 44.02 | ELWORTH GT1 / ELWORTH GT2 / KNUTSFORD GT1 / KNUTSFORD GT2 | CARRINGTON - FIDDLERS FERRY | SPM | 14.7 | primary | 14.665 | Green | 30 | 14.758 | thermal | 2.3 | 1.3 | 2 | 3.6 | 12.3 | ELWORTH GT1 / ELWORTH GT2 / KNUTSFORD GT1 / KNUTSFORD GT2 | 26.603 | GREEN | 0 |  |  | 0 | 0 | 0 | 30 |  |  |  |  | Green (Over 5% headroom) | 104813 | 100 | 1.86 | 53 | 54 | 2694435 | [9 empty] | Fiddlers Ferry | CARRINGTON | 5 | 2186.9 | 2186.9 | 0 | 0 | 930 | 2026-05 | [12 empty] | 53.3157 | -2.2869 | SPM-ILFORDS_T1_KNUTSFORD_T1_MOBBERLEY_T1_RADBROKE_HALL_T1 | 63004133 | SP Energy Networks open data (API key): NDP SPM primary-group polygons + Capacity Heatmaps Information Model SPM + LTDS appendices 3/6 + NSHR
1074 | 49.6 | B3, KINGFISHER BUSINESS PARK, HAWTHORNE ROAD | LIVERPOOL | L20 6PF | Sefton |  | Factory And Premises | industrial | 1 | 1172.05 | 12616 | GIA | 69500 | Bootle Grid T2 / Orrell Mount T1 / Scarisbrick Ave T1 / Tatton Rd T1 | inside-area | 1.18 | BOOTLE GT1 / LITHERLAND GT1A | KIRKBY | SPM | 14.7 | primary | 14.72 | Green | 30 | 15.28 | thermal | 0 | 5.3 | 1.6 | 5.3 | 10.8 | BOOTLE GT1 / LITHERLAND GT1B | 21.4789 | GREEN | 0 |  |  | 0 | 0 | 0 | 30 |  |  |  |  | Green (Over 5% headroom) | 104813 | 100 | 1.86 | 70 | 12 | 457083 | [9 empty] | Lister Drive | KIRKBY | 4 | 514 | 514 | 400 | 0 | 0 | 2027-08 | 41115475 | B8 Storage or Distribution | 1165 | B | Natural Gas | 3 |  | Heating and Natural Ventilation | 2018-04-25 |  | 1 | FALSE | 53.4659 | -2.9944 | SPM-BOOTLE_GRID_T2_ORRELL_MOUNT_T1_SCARISBRICK_AVE_T1_TATTON_RD_ | 13746797000 | SP Energy Networks open data (API key): NDP SPM primary-group polygons + Capacity Heatmaps Information Model SPM + LTDS appendices 3/6 + NSHR
1075 | 49.6 | A5/A6, KINGFISHER BUSINESS PARK, HAWTHORNE ROAD | LIVERPOOL | L20 6PF | Sefton |  | Workshop And Premises | industrial | 1 | 1123.72 | 12096 | GIA | 65500 | Bootle Grid T2 / Orrell Mount T1 / Scarisbrick Ave T1 / Tatton Rd T1 | inside-area | 1.18 | BOOTLE GT1 / LITHERLAND GT1A | KIRKBY | SPM | 14.7 | primary | 14.72 | Green | 30 | 15.28 | thermal | 0 | 5.3 | 1.6 | 5.3 | 10.8 | BOOTLE GT1 / LITHERLAND GT1B | 21.4789 | GREEN | 0 |  |  | 0 | 0 | 0 | 30 |  |  |  |  | Green (Over 5% headroom) | 104813 | 100 | 1.79 | 51 | 12 | 457603 | [9 empty] | Lister Drive | KIRKBY | 4 | 514 | 514 | 400 | 0 | 0 | 2027-08 | 41115482 | B2 to B7 General Industrial and Special Industrial Groups | 386 | C | Natural Gas | 3 |  | Heating and Natural Ventilation | 2020-09-29 |  | 0.67 | FALSE | 53.4659 | -2.9944 | SPM-BOOTLE_GRID_T2_ORRELL_MOUNT_T1_SCARISBRICK_AVE_T1_TATTON_RD_ | 2280915000 | SP Energy Networks open data (API key): NDP SPM primary-group polygons + Capacity Heatmaps Information Model SPM + LTDS appendices 3/6 + NSHR
1076 | 49.6 | UNIT 1, HAIG CLOSE, PARKGATE INDUSTRIAL ESTATE | KNUTSFORD | WA16 8DX | Cheshire East |  | Workshop And Premises | industrial | 1 | 1071.89 | 11538 | GIA | 86000 | Ilfords T1 / Knutsford T1 / Mobberley T1 / Radbroke Hall T1 | inside-area | 39.6 | ELWORTH GT1 / ELWORTH GT2 / KNUTSFORD GT1 / KNUTSFORD GT2 | CARRINGTON - FIDDLERS FERRY | SPM | 14.7 | primary | 14.665 | Green | 30 | 14.758 | thermal | 2.3 | 1.3 | 2 | 3.6 | 12.3 | ELWORTH GT1 / ELWORTH GT2 / KNUTSFORD GT1 / KNUTSFORD GT2 | 26.603 | GREEN | 0 |  |  | 0 | 0 | 0 | 30 |  |  |  |  | Green (Over 5% headroom) | 104813 | 100 | 1.7 | 48 | 54 | 2695526 | [9 empty] | Fiddlers Ferry | CARRINGTON | 5 | 2186.9 | 2186.9 | 0 | 0 | 930 | 2026-05 | 100012802711 | B2 to B7 General Industrial and Special Industrial Groups | 948 | D | Natural Gas | 3 |  | Heating and Natural Ventilation | 2019-12-21 |  | 1 | FALSE | 53.3127 | -2.3553 | SPM-ILFORDS_T1_KNUTSFORD_T1_MOBBERLEY_T1_RADBROKE_HALL_T1 | 11975154000 | SP Energy Networks open data (API key): NDP SPM primary-group polygons + Capacity Heatmaps Information Model SPM + LTDS appendices 3/6 + NSHR
1077 | 49.6 | SHELDON DAIRY UNIT 1, HAIG ROAD, PARKGATE INDUSTRIAL ESTATE | KNUTSFORD | WA16 8DX | Cheshire East |  | Storage Depot And Premises | industrial | 1 | 1044.95 | 11248 | GIA | 79000 | Ilfords T1 / Knutsford T1 / Mobberley T1 / Radbroke Hall T1 | inside-area | 39.6 | ELWORTH GT1 / ELWORTH GT2 / KNUTSFORD GT1 / KNUTSFORD GT2 | CARRINGTON - FIDDLERS FERRY | SPM | 14.7 | primary | 14.665 | Green | 30 | 14.758 | thermal | 2.3 | 1.3 | 2 | 3.6 | 12.3 | ELWORTH GT1 / ELWORTH GT2 / KNUTSFORD GT1 / KNUTSFORD GT2 | 26.603 | GREEN | 0 |  |  | 0 | 0 | 0 | 30 |  |  |  |  | Green (Over 5% headroom) | 104813 | 100 | 1.66 | 26 | 54 | 2695816 | [9 empty] | Fiddlers Ferry | CARRINGTON | 5 | 2186.9 | 2186.9 | 0 | 0 | 930 | 2026-05 | 100012802711 | B2 to B7 General Industrial and Special Industrial Groups | 948 | D | Natural Gas | 3 |  | Heating and Natural Ventilation | 2019-12-21 |  | 1 | FALSE | 53.3127 | -2.3553 | SPM-ILFORDS_T1_KNUTSFORD_T1_MOBBERLEY_T1_RADBROKE_HALL_T1 | 3282965000 | SP Energy Networks open data (API key): NDP SPM primary-group polygons + Capacity Heatmaps Information Model SPM + LTDS appendices 3/6 + NSHR
1078 | 49.6 | UNITS 10-12, WOLFE CLOSE, PARKGATE INDUSTRIAL ESTATE | KNUTSFORD | WA16 8XJ | Cheshire East |  | Warehouse And Premises | industrial | 1 | 1018.4 | 10962 | GIA | 69000 | Ilfords T1 / Knutsford T1 / Mobberley T1 / Radbroke Hall T1 | inside-area | 39.41 | ELWORTH GT1 / ELWORTH GT2 / KNUTSFORD GT1 / KNUTSFORD GT2 | CARRINGTON - FIDDLERS FERRY | SPM | 14.7 | primary | 14.665 | Green | 30 | 14.758 | thermal | 2.3 | 1.3 | 2 | 3.6 | 12.3 | ELWORTH GT1 / ELWORTH GT2 / KNUTSFORD GT1 / KNUTSFORD GT2 | 26.603 | GREEN | 0 |  |  | 0 | 0 | 0 | 30 |  |  |  |  | Green (Over 5% headroom) | 104813 | 100 | 1.62 | 25 | 54 | 2696102 | [9 empty] | Fiddlers Ferry | CARRINGTON | 5 | 2186.9 | 2186.9 | 0 | 0 | 930 | 2026-05 | 10007946214 | General Industrial and Special Industrial Groups | 421 | C | Natural Gas | 3 |  | Heating and Natural Ventilation | 2023-08-05 |  | 1 | FALSE | 53.3117 | -2.3578 | SPM-ILFORDS_T1_KNUTSFORD_T1_MOBBERLEY_T1_RADBROKE_HALL_T1 | 10039821000 | SP Energy Networks open data (API key): NDP SPM primary-group polygons + Capacity Heatmaps Information Model SPM + LTDS appendices 3/6 + NSHR
1079 | 49.5 | NEWHALL PUBLICATIONS, NEW HALL LANE | WIRRAL | CH47 4BQ | Wirral |  | Offices And Premises | office | 1 | 1930.48 | 20779 | NIA | 76500 | Caldy T1 / Hoylake T1 / Meols T1 / West Kirby South T1 | inside-area | 1.69 | HESWALL GT1 / HOYLAKE GT2 / PRENTON GRID GT3 | BIRKENHEAD | SPM | 14.6 | primary | 14.5872 | Green | 30 | 15.2328 | thermal | 0.7 | 0 | 0 | 0.7 | 11.3 | HESWALL GT1 / HOYLAKE GT2 / PRENTON GRID GT3 | 21.2835 | GREEN | 0 |  |  | 0 | 0 | 0 | 30 |  |  |  |  | Green (Over 5% headroom) | 104100 | 100 | 3.07 | 135 | 3 | 69957 | [9 empty] | Birkenhead | BIRKENHEAD | 0 | 0 | 0 | 0 | 0 | 90 |  | 42162374 | Offices and Workshop Businesses | 2485 | C | Natural Gas | 3 | 134 | Heating and Natural Ventilation | 2022-07-28 |  | 0.75 | FALSE | 53.3891 | -3.1749 | SPM-CALDY_T1_HOYLAKE_T1_MEOLS_T1_WEST_KIRBY_SOUTH_T1 | 8276579000 | SP Energy Networks open data (API key): NDP SPM primary-group polygons + Capacity Heatmaps Information Model SPM + LTDS appendices 3/6 + NSHR
1080 | 49.5 | UNITS 2 & 3, CARHAM ROAD | WIRRAL | CH47 4FF | Wirral |  | Warehouse And Premises | industrial | 1 | 1283.78 | 13818 | GIA | 44000 | Caldy T1 / Hoylake T1 / Meols T1 / West Kirby South T1 | inside-area | 1.41 | HESWALL GT1 / HOYLAKE GT2 / PRENTON GRID GT3 | BIRKENHEAD | SPM | 14.6 | primary | 14.5872 | Green | 30 | 15.2328 | thermal | 0.7 | 0 | 0 | 0.7 | 11.3 | HESWALL GT1 / HOYLAKE GT2 / PRENTON GRID GT3 | 21.2835 | GREEN | 0 |  |  | 0 | 0 | 0 | 30 |  |  |  |  | Green (Over 5% headroom) | 104100 | 100 | 2.04 | 32 | 3 | 76918 | [9 empty] | Birkenhead | BIRKENHEAD | 0 | 0 | 0 | 0 | 0 | 90 |  | 42167727 | Storage or Distribution | 1460 | E | Natural Gas | 3 |  | Heating and Natural Ventilation | 2024-02-12 |  | 1 | FALSE | 53.3915 | -3.1728 | SPM-CALDY_T1_HOYLAKE_T1_MEOLS_T1_WEST_KIRBY_SOUTH_T1 | 9145702000 | SP Energy Networks open data (API key): NDP SPM primary-group polygons + Capacity Heatmaps Information Model SPM + LTDS appendices 3/6 + NSHR
1081 | 49.5 | FTS DEMOLITIONS UNIT 35, CARSTHORNE ROAD | WIRRAL | CH47 4FB | Wirral |  | Workshop And Premises | industrial | 1 | 1021.43 | 10995 | OTH | 11000 | Caldy T1 / Hoylake T1 / Meols T1 / West Kirby South T1 | inside-area | 1.34 | HESWALL GT1 / HOYLAKE GT2 / PRENTON GRID GT3 | BIRKENHEAD | SPM | 14.6 | primary | 14.5872 | Green | 30 | 15.2328 | thermal | 0.7 | 0 | 0 | 0.7 | 11.3 | HESWALL GT1 / HOYLAKE GT2 / PRENTON GRID GT3 | 21.2835 | GREEN | 0 |  |  | 0 | 0 | 0 | 30 |  |  |  |  | Green (Over 5% headroom) | 104100 | 100 | 1.62 | 46 | 3 | 79741 | [9 empty] | Birkenhead | BIRKENHEAD | 0 | 0 | 0 | 0 | 0 | 90 | [13 empty] | 53.3911 | -3.171 | SPM-CALDY_T1_HOYLAKE_T1_MEOLS_T1_WEST_KIRBY_SOUTH_T1 | 6410418000 | SP Energy Networks open data (API key): NDP SPM primary-group polygons + Capacity Heatmaps Information Model SPM + LTDS appendices 3/6 + NSHR
1082 | 49.5 | 23-33, BLACKSTOCK STREET | LIVERPOOL | L3 6EP | Liverpool |  | Factory And Premises; Workshop And Premises | industrial | 2 | 11846.83 | 127518 | GIA | 199000 | Everton Brow T1 / Gardners Row T1 / Sheil Pk T1 | inside-area | 0.91 | BOOTLE GT2A / BURLINGTON ST GT1 / LISTER DV A GT2 | LISTER DRIVE | SPM | 7.1 | primary | 7.058 | Green | 17.5 | 10.442 | thermal | 0 | 1.1 | 7.4 | 1.1 | 5.2 | BOOTLE GT2A / BURLINGTON ST GT1 / LISTER DV A GT2 | 61.868 | GREEN | 0 |  |  | 0 | 0 | 0 | 17.5 |  |  |  |  | Green (Over 5% headroom) | 50624 | 40 | 18.83 | 711 | 20 | 601713 | [9 empty] | Lister Drive | LISTER DRIVE | 2 | 114 | 114 | 0 | 57 | 20 | 2026-09 | [12 empty] | 53.4152 | -2.988 | SPM-EVERTON_BROW_T1_GARDNERS_ROW_T1_SHEIL_PK_T1 | 10406576000;523336134 | SP Energy Networks open data (API key): NDP SPM primary-group polygons + Capacity Heatmaps Information Model SPM + LTDS appendices 3/6 + NSHR
1083 | 49.5 | UNITS 1-6 LEC HOUSE, ALFRED STREET | LIVERPOOL | L15 4LH | Liverpool |  | Factory And Premises | industrial | 1 | 10260.01 | 110438 | GIA | 223000 | Arundel T1 / Grove Pk T1 / Wavertree Vale T1 | inside-area | 1.49 | LISTER DV B GT3 / SPARLING ST GT1 / WAVERTREE GT2 | LISTER DRIVE | SPM | 7.1 | primary | 7.053 | Green | 17.5 | 10.447 | thermal | 0 | 0 | 0 | 0 | 5.4 | LISTER DV B GT3 / SPARLING ST GT1 / WAVERTREE GT2 | 51.671 | GREEN | 0 |  |  | 0 | 0 | 0 | 17.5 |  |  |  |  | Green (Over 5% headroom) | 50624 | 46 | 16.3 | 616 | 3 | 252983 | [9 empty] | Lister Drive | LISTER DRIVE | 2 | 114 | 114 | 0 | 57 | 20 | 2026-09 | [12 empty] | 53.4017 | -2.9346 | SPM-ARUNDEL_T1_GROVE_PK_T1_WAVERTREE_VALE_T1 | 8016243000 | SP Energy Networks open data (API key): NDP SPM primary-group polygons + Capacity Heatmaps Information Model SPM + LTDS appendices 3/6 + NSHR
1084 | 49.5 | BESTWAY CASH & CARRY LTD, KINGSWAY PARK, ST ANNE STREET | LIVERPOOL | L3 3JA | Liverpool |  | Wholesale Warehouse And Premises | industrial | 1 | 9566.3 | 102971 | GIA | 467500 | Everton Brow T1 / Gardners Row T1 / Sheil Pk T1 | inside-area | 0.5 | BOOTLE GT2A / BURLINGTON ST GT1 / LISTER DV A GT2 | LISTER DRIVE | SPM | 7.1 | primary | 7.058 | Green | 17.5 | 10.442 | thermal | 0 | 1.1 | 7.4 | 1.1 | 5.2 | BOOTLE GT2A / BURLINGTON ST GT1 / LISTER DV A GT2 | 61.868 | GREEN | 0 |  |  | 0 | 0 | 0 | 17.5 |  |  |  |  | Green (Over 5% headroom) | 50624 | 49 | 15.2 | 239 | 20 | 626260 | [9 empty] | Lister Drive | LISTER DRIVE | 2 | 114 | 114 | 0 | 57 | 20 | 2026-09 | 38180057 | A1/A2 Retail and Financial/Professional services | 9789 | C | Natural Gas | 3 |  | Heating and Natural Ventilation | 2021-12-29 |  | 1 | FALSE | 53.4176 | -2.9812 | SPM-EVERTON_BROW_T1_GARDNERS_ROW_T1_SHEIL_PK_T1 | 3163327000 | SP Energy Networks open data (API key): NDP SPM primary-group polygons + Capacity Heatmaps Information Model SPM + LTDS appendices 3/6 + NSHR
1085 | 49.5 | WILBRAHAM STREET | LIVERPOOL | L5 5BQ | Liverpool | CENTRAL TIN CANISTER CO LTD | Works And Premises | industrial | 1 | 5686.76 | 61212 | GIA | 58500 | Everton Brow T1 / Gardners Row T1 / Sheil Pk T1 | inside-area | 0.74 | BOOTLE GT2A / BURLINGTON ST GT1 / LISTER DV A GT2 | LISTER DRIVE | SPM | 7.1 | primary | 7.058 | Green | 17.5 | 10.442 | thermal | 0 | 1.1 | 7.4 | 1.1 | 5.2 | BOOTLE GT2A / BURLINGTON ST GT1 / LISTER DV A GT2 | 61.868 | GREEN | 0 |  |  | 0 | 0 | 0 | 17.5 |  |  |  |  | Green (Over 5% headroom) | 50624 | 83 | 9.04 | 341 | 20 | 668019 | [9 empty] | Lister Drive | LISTER DRIVE | 2 | 114 | 114 | 0 | 57 | 20 | 2026-09 | [12 empty] | 53.4214 | -2.98 | SPM-EVERTON_BROW_T1_GARDNERS_ROW_T1_SHEIL_PK_T1 | 401198134 | SP Energy Networks open data (API key): NDP SPM primary-group polygons + Capacity Heatmaps Information Model SPM + LTDS appendices 3/6 + NSHR
1086 | 49.5 | 72, ST ANNE STREET | LIVERPOOL | L3 3DY | Liverpool |  | Warehouse And Premises; Workshop And Premises | industrial | 3 | 5082.72 | 54710 | GIA | 158750 | Everton Brow T1 / Gardners Row T1 / Sheil Pk T1 | inside-area | 0.28 | BOOTLE GT2A / BURLINGTON ST GT1 / LISTER DV A GT2 | LISTER DRIVE | SPM | 7.1 | primary | 7.058 | Green | 17.5 | 10.442 | thermal | 0 | 1.1 | 7.4 | 1.1 | 5.2 | BOOTLE GT2A / BURLINGTON ST GT1 / LISTER DV A GT2 | 61.868 | GREEN | 0 |  |  | 0 | 0 | 0 | 17.5 |  |  |  |  | Green (Over 5% headroom) | 50624 | 93 | 8.08 | 229 | 20 | 674521 | [9 empty] | Lister Drive | LISTER DRIVE | 2 | 114 | 114 | 0 | 57 | 20 | 2026-09 | 38132410 | B8 Storage or Distribution | 1592 | C | Grid Supplied Electricity | 3 | 11 | Heating and Natural Ventilation | 2018-06-28 |  | 0.5 | FALSE | 53.4139 | -2.9773 | SPM-EVERTON_BROW_T1_GARDNERS_ROW_T1_SHEIL_PK_T1 | 15029436000;410372134;9391345000 | SP Energy Networks open data (API key): NDP SPM primary-group polygons + Capacity Heatmaps Information Model SPM + LTDS appendices 3/6 + NSHR
1087 | 49.5 | A G PARFET & SONS LTD, LARCH LEA | LIVERPOOL | L6 5BN | Liverpool | A G PARFET & SONS LTD | Warehouse And Premises | industrial | 1 | 3171.69 | 34140 | GIA | 96500 | Everton Brow T1 / Gardners Row T1 / Sheil Pk T1 | inside-area | 1.67 | BOOTLE GT2A / BURLINGTON ST GT1 / LISTER DV A GT2 | LISTER DRIVE | SPM | 7.1 | primary | 7.058 | Green | 17.5 | 10.442 | thermal | 0 | 1.1 | 7.4 | 1.1 | 5.2 | BOOTLE GT2A / BURLINGTON ST GT1 / LISTER DV A GT2 | 61.868 | GREEN | 0 |  |  | 0 | 0 | 0 | 17.5 |  |  |  |  | Green (Over 5% headroom) | 50624 | 100 | 5.04 | 79 | 20 | 695091 | [9 empty] | Lister Drive | LISTER DRIVE | 2 | 114 | 114 | 0 | 57 | 20 | 2026-09 | [12 empty] | 53.4225 | -2.9519 | SPM-EVERTON_BROW_T1_GARDNERS_ROW_T1_SHEIL_PK_T1 | 486543134 | SP Energy Networks open data (API key): NDP SPM primary-group polygons + Capacity Heatmaps Information Model SPM + LTDS appendices 3/6 + NSHR
1088 | 49.5 | TOPAZ HAIR COSMETICS LTD, GUILDEN SUTTON LANE | CHESTER | CH3 7EX | Cheshire West And Chester |  | Workshop And Premises | industrial | 1 | 2928.41 | 31521 | GIA | 79000 | Associated Lead T1 / Great Boughton T1 / Pipers Ash T1 | inside-area | 2.57 | CHESTER MAIN GT4 / CRANE BANK GT1 / GUILDEN SUTTON GT1 / SALTNEY G2A | CAPENHURST | SPM | 7.1 | primary | 7.089 | Green | 20 | 12.911 | thermal | 0 | 2.4 | 0 | 2.4 | 3.9 | CHESTER MAIN GT4 / CRANE BANK GT1 / GUILDEN SUTTON GT1 / SALTNEY G2A | 31.649 | GREEN | 39.8 |  |  | 0 | 0 | 0 | 20 |  |  |  |  | Green (Over 5% headroom) | 50624 | 100 | 4.65 | 132 | 2 | 146186 | [9 empty] | Capenhurst | CAPENHURST | 4 | 896.6 | 896.6 | 0 | 0 | 304 | 2029-10 | [12 empty] | 53.2072 | -2.8425 | SPM-ASSOCIATED_LEAD_T1_GREAT_BOUGHTON_T1_PIPERS_ASH_T1 | 285881132 | SP Energy Networks open data (API key): NDP SPM primary-group polygons + Capacity Heatmaps Information Model SPM + LTDS appendices 3/6 + NSHR
1089 | 49.5 | INCL 3 WAKEFIELD STREET 46-48, ST ANNE STREET | LIVERPOOL | L3 3DY | Liverpool |  | Workshop And Premises | industrial | 1 | 2839.75 | 30567 | GIA | 41750 | Everton Brow T1 / Gardners Row T1 / Sheil Pk T1 | inside-area | 0.28 | BOOTLE GT2A / BURLINGTON ST GT1 / LISTER DV A GT2 | LISTER DRIVE | SPM | 7.1 | primary | 7.058 | Green | 17.5 | 10.442 | thermal | 0 | 1.1 | 7.4 | 1.1 | 5.2 | BOOTLE GT2A / BURLINGTON ST GT1 / LISTER DV A GT2 | 61.868 | GREEN | 0 |  |  | 0 | 0 | 0 | 17.5 |  |  |  |  | Green (Over 5% headroom) | 50624 | 100 | 4.51 | 128 | 20 | 698664 | [9 empty] | Lister Drive | LISTER DRIVE | 2 | 114 | 114 | 0 | 57 | 20 | 2026-09 | 38132410 | B8 Storage or Distribution | 1592 | C | Grid Supplied Electricity | 3 | 11 | Heating and Natural Ventilation | 2018-06-28 |  | 0.5 | FALSE | 53.4139 | -2.9773 | SPM-EVERTON_BROW_T1_GARDNERS_ROW_T1_SHEIL_PK_T1 | 237682134 | SP Energy Networks open data (API key): NDP SPM primary-group polygons + Capacity Heatmaps Information Model SPM + LTDS appendices 3/6 + NSHR
1090 | 49.5 | CROSSLING CBM LTD 91-93, ROSE PLACE | LIVERPOOL | L3 3BN | Liverpool |  | Factory And Premises | industrial | 1 | 2507.69 | 26993 | GIA | 62500 | Everton Brow T1 / Gardners Row T1 / Sheil Pk T1 | inside-area | 0.21 | BOOTLE GT2A / BURLINGTON ST GT1 / LISTER DV A GT2 | LISTER DRIVE | SPM | 7.1 | primary | 7.058 | Green | 17.5 | 10.442 | thermal | 0 | 1.1 | 7.4 | 1.1 | 5.2 | BOOTLE GT2A / BURLINGTON ST GT1 / LISTER DV A GT2 | 61.868 | GREEN | 0 |  |  | 0 | 0 | 0 | 17.5 |  |  |  |  | Green (Over 5% headroom) | 50624 | 100 | 3.99 | 150 | 20 | 702238 | [9 empty] | Lister Drive | LISTER DRIVE | 2 | 114 | 114 | 0 | 57 | 20 | 2026-09 | 38129614 | Storage or Distribution | 2355 | C | Natural Gas | 3 |  | Heating and Natural Ventilation | 2023-12-04 |  | 0.75 | FALSE | 53.4159 | -2.9776 | SPM-EVERTON_BROW_T1_GARDNERS_ROW_T1_SHEIL_PK_T1 | 3558771000 | SP Energy Networks open data (API key): NDP SPM primary-group polygons + Capacity Heatmaps Information Model SPM + LTDS appendices 3/6 + NSHR
1091 | 49.5 | 10A-12A, FORD STREET | LIVERPOOL | L3 6EX | Liverpool |  | Warehouse And Premises | industrial | 1 | 2343.75 | 25228 | GIA | 30250 | Everton Brow T1 / Gardners Row T1 / Sheil Pk T1 | inside-area | 0.98 | BOOTLE GT2A / BURLINGTON ST GT1 / LISTER DV A GT2 | LISTER DRIVE | SPM | 7.1 | primary | 7.058 | Green | 17.5 | 10.442 | thermal | 0 | 1.1 | 7.4 | 1.1 | 5.2 | BOOTLE GT2A / BURLINGTON ST GT1 / LISTER DV A GT2 | 61.868 | GREEN | 0 |  |  | 0 | 0 | 0 | 17.5 |  |  |  |  | Green (Over 5% headroom) | 50624 | 100 | 3.72 | 59 | 20 | 704003 | [9 empty] | Lister Drive | LISTER DRIVE | 2 | 114 | 114 | 0 | 57 | 20 | 2026-09 | [12 empty] | 53.4157 | -2.9892 | SPM-EVERTON_BROW_T1_GARDNERS_ROW_T1_SHEIL_PK_T1 | 411039134 | SP Energy Networks open data (API key): NDP SPM primary-group polygons + Capacity Heatmaps Information Model SPM + LTDS appendices 3/6 + NSHR
1092 | 49.5 | 25, CARRUTHERS STREET | LIVERPOOL | L3 6BY | Liverpool |  | Warehouse And Premises | industrial | 1 | 2159.2 | 23241 | GIA | 174000 | Everton Brow T1 / Gardners Row T1 / Sheil Pk T1 | inside-area | 1.16 | BOOTLE GT2A / BURLINGTON ST GT1 / LISTER DV A GT2 | LISTER DRIVE | SPM | 7.1 | primary | 7.058 | Green | 17.5 | 10.442 | thermal | 0 | 1.1 | 7.4 | 1.1 | 5.2 | BOOTLE GT2A / BURLINGTON ST GT1 / LISTER DV A GT2 | 61.868 | GREEN | 0 |  |  | 0 | 0 | 0 | 17.5 |  |  |  |  | Green (Over 5% headroom) | 50624 | 100 | 3.43 | 54 | 20 | 705990 | [9 empty] | Lister Drive | LISTER DRIVE | 2 | 114 | 114 | 0 | 57 | 20 | 2026-09 | 38336114 | B8 Storage or Distribution | 2179 | A | Natural Gas | 5 |  | Heating and Natural Ventilation | 2020-03-13 |  | 1 | FALSE | 53.4155 | -2.9918 | SPM-EVERTON_BROW_T1_GARDNERS_ROW_T1_SHEIL_PK_T1 | 13600400000 | SP Energy Networks open data (API key): NDP SPM primary-group polygons + Capacity Heatmaps Information Model SPM + LTDS appendices 3/6 + NSHR
1093 | 49.5 | 130 & 136, RICHMOND ROW | LIVERPOOL | L3 3BL | Liverpool |  | Store & Premises | industrial | 1 | 2155.47 | 23201 | GIA | 44250 | Everton Brow T1 / Gardners Row T1 / Sheil Pk T1 | inside-area | 0.16 | BOOTLE GT2A / BURLINGTON ST GT1 / LISTER DV A GT2 | LISTER DRIVE | SPM | 7.1 | primary | 7.058 | Green | 17.5 | 10.442 | thermal | 0 | 1.1 | 7.4 | 1.1 | 5.2 | BOOTLE GT2A / BURLINGTON ST GT1 / LISTER DV A GT2 | 61.868 | GREEN | 0 |  |  | 0 | 0 | 0 | 17.5 |  |  |  |  | Green (Over 5% headroom) | 50624 | 100 | 3.43 | 54 | 20 | 706030 | [9 empty] | Lister Drive | LISTER DRIVE | 2 | 114 | 114 | 0 | 57 | 20 | 2026-09 | 38292271 | B1 Offices and Workshop businesses | 732 | D | Natural Gas | 3 |  | Heating and Mechanical Ventilation | 2013-11-11 |  | 0.67 | FALSE | 53.415 | -2.9764 | SPM-EVERTON_BROW_T1_GARDNERS_ROW_T1_SHEIL_PK_T1 | 409751134 | SP Energy Networks open data (API key): NDP SPM primary-group polygons + Capacity Heatmaps Information Model SPM + LTDS appendices 3/6 + NSHR
1094 | 49.5 | 63-65 | LIVERPOOL | L7 8UY | Liverpool |  | Vehicle Repair Workshop And Premises | industrial | 1 | 1890.9 | 20353 | GIA | 56000 | Everton Brow T1 / Gardners Row T1 / Sheil Pk T1 | inside-area | 1.2 | BOOTLE GT2A / BURLINGTON ST GT1 / LISTER DV A GT2 | LISTER DRIVE | SPM | 7.1 | primary | 7.058 | Green | 17.5 | 10.442 | thermal | 0 | 1.1 | 7.4 | 1.1 | 5.2 | BOOTLE GT2A / BURLINGTON ST GT1 / LISTER DV A GT2 | 61.868 | GREEN | 0 |  |  | 0 | 0 | 0 | 17.5 |  |  |  |  | Green (Over 5% headroom) | 50624 | 100 | 3 | 85 | 20 | 708878 | [9 empty] | Lister Drive | LISTER DRIVE | 2 | 114 | 114 | 0 | 57 | 20 | 2026-09 | [12 empty] | 53.4117 | -2.9576 | SPM-EVERTON_BROW_T1_GARDNERS_ROW_T1_SHEIL_PK_T1 | 13562613000 | SP Energy Networks open data (API key): NDP SPM primary-group polygons + Capacity Heatmaps Information Model SPM + LTDS appendices 3/6 + NSHR
1095 | 49.4 | UNIT 8, SPEKE HALL AVENUE | LIVERPOOL | L24 1UU | Liverpool |  | Factory And Premises | industrial | 1 | 27973.09 | 301100 | GIA | 1200000 | Airport T1 / Alderwood Ave (Croyde Rd) T1 / Harefield Rd T1 / Metal Box (Speke) T1 | inside-area | 0.37 | GARSTON GT2 / SPEKE GT3 / WAVERTREE GT1A | LISTER DRIVE | SPM | 20.2 | primary | 20.2021 | Green | 30 | 9.7979 | thermal | 0 | 0 | 0 | 0 | 17.2 | GARSTON GT2 / SPEKE GT3 / WAVERTREE GT1A | 54.021 | GREEN | 0 |  |  | 0 | 0 | 0 | 30 |  |  |  |  | Green (Over 5% headroom) | 144029 | 48 | 44.45 | 1678 | 16 | 793903 | [9 empty] | Frodsham | LISTER DRIVE | 2 | 114 | 114 | 0 | 57 | 20 | 2026-09 | [12 empty] | 53.3375 | -2.8508 | SPM-AIRPORT_T1_ALDERWOOD_AVE_CROYDE_RD_T1_HAREFIELD_RD_T1_METAL_ | 15006758000 | SP Energy Networks open data (API key): NDP SPM primary-group polygons + Capacity Heatmaps Information Model SPM + LTDS appendices 3/6 + NSHR
1096 | 49.4 | MORRISONS SUPERMARKET PLC, MARSH ROAD | RHYL | LL18 2DF | Denbighshire |  | Superstore And Premises | bigbox | 2 | 13223.44 | 142336 | GIA | 2240000 | Dyserth Rd T1 / Ffordd Las T1 / Ffordd Las T2 / Westbourne Ave T1 | inside-area | 2.18 | HOLYWELL GT1 / RHYL GT1 / ST ASAPH GT2 / ST ASAPH GT4 | CONNAHS QUAY - PENTIR - ST ASAPH | SPM | 10.8 | primary | 10.8185 | Green | 30 | 17.069 | thermal | 8.4 | 5.3 | 13 | 13.7 | 9 | HOLYWELL GT1 / RHYL GT1 / ST ASAPH GT2 / ST ASAPH GT4 | 22.4768 | GREEN | 0 |  |  | 0 | 0 | 0 | 30 |  |  |  |  | Green (Over 5% headroom) | 77005 | 54 | 21.01 | 1190 | 12 | 535005 | [9 empty] | Connahs Quay / SASA | [8 empty] | 200004314741 | Retail/Financial and Professional Services | 6780 | B | Natural Gas | 4 | 2 | Air Conditioning | 2023-07-21 |  | 1 | FALSE | 53.3167 | -3.4897 | SPM-DYSERTH_RD_T1_FFORDD_LAS_T1_FFORDD_LAS_T2_WESTBOURNE_AVE_T1 | 15106748000;14791628000 | SP Energy Networks open data (API key): NDP SPM primary-group polygons + Capacity Heatmaps Information Model SPM + LTDS appendices 3/6 + NSHR
1097 | 49.4 | UNIT 1, MARINA QUAY, WELLINGTON ROAD | RHYL | LL18 1LQ | Denbighshire |  | Large Foodstore; Retail Warehouse And Premises | bigbox | 3 | 7894.55 | 84976 | GIA | 952500 | Dyserth Rd T1 / Ffordd Las T1 / Ffordd Las T2 / Westbourne Ave T1 | inside-area | 3.16 | HOLYWELL GT1 / RHYL GT1 / ST ASAPH GT2 / ST ASAPH GT4 | CONNAHS QUAY - PENTIR - ST ASAPH | SPM | 10.8 | primary | 10.8185 | Green | 30 | 17.069 | thermal | 8.4 | 5.3 | 13 | 13.7 | 9 | HOLYWELL GT1 / RHYL GT1 / ST ASAPH GT2 / ST ASAPH GT4 | 22.4768 | GREEN | 0 |  |  | 0 | 0 | 0 | 30 |  |  |  |  | Green (Over 5% headroom) | 77005 | 91 | 12.55 | 711 | 12 | 592365 | [9 empty] | Connahs Quay / SASA | [8 empty] | 10091599721 | A1/A2 Retail and Financial/Professional services | 3307 | A | Natural Gas | 4 |  | Heating and Natural Ventilation | 2017-06-12 |  | 1 | FALSE | 53.3148 | -3.5042 | SPM-DYSERTH_RD_T1_FFORDD_LAS_T1_FFORDD_LAS_T2_WESTBOURNE_AVE_T1 | 11390519000;13304888000;12293995000 | SP Energy Networks open data (API key): NDP SPM primary-group polygons + Capacity Heatmaps Information Model SPM + LTDS appendices 3/6 + NSHR
1098 | 49.4 | ASDA SUPERSTORE, ST ASAPH AVENUE NORTH | RHYL | LL18 5DJ | Conwy |  | Superstore And Premises | bigbox | 1 | 6710.5 | 72231 | GIA | 810000 | Dyserth Rd T1 / Ffordd Las T1 / Ffordd Las T2 / Westbourne Ave T1 | inside-area | 4.34 | HOLYWELL GT1 / RHYL GT1 / ST ASAPH GT2 / ST ASAPH GT4 | CONNAHS QUAY - PENTIR - ST ASAPH | SPM | 10.8 | primary | 10.8185 | Green | 30 | 17.069 | thermal | 8.4 | 5.3 | 13 | 13.7 | 9 | HOLYWELL GT1 / RHYL GT1 / ST ASAPH GT2 / ST ASAPH GT4 | 22.4768 | GREEN | 0 |  |  | 0 | 0 | 0 | 30 |  |  |  |  | Green (Over 5% headroom) | 77005 | 100 | 10.66 | 604 | 12 | 605110 | [9 empty] | Connahs Quay / SASA | [20 empty] | 53.3107 | -3.5209 | SPM-DYSERTH_RD_T1_FFORDD_LAS_T1_FFORDD_LAS_T2_WESTBOURNE_AVE_T1 | 8875498000 | SP Energy Networks open data (API key): NDP SPM primary-group polygons + Capacity Heatmaps Information Model SPM + LTDS appendices 3/6 + NSHR
1099 | 49.4 | MATALAN, GREENFIELD PLACE | RHYL | LL18 2BP | Denbighshire |  | Retail Warehouse And Premises | bigbox | 2 | 6662.88 | 71719 | GIA | 650000 | Dyserth Rd T1 / Ffordd Las T1 / Ffordd Las T2 / Westbourne Ave T1 | inside-area | 1.93 | HOLYWELL GT1 / RHYL GT1 / ST ASAPH GT2 / ST ASAPH GT4 | CONNAHS QUAY - PENTIR - ST ASAPH | SPM | 10.8 | primary | 10.8185 | Green | 30 | 17.069 | thermal | 8.4 | 5.3 | 13 | 13.7 | 9 | HOLYWELL GT1 / RHYL GT1 / ST ASAPH GT2 / ST ASAPH GT4 | 22.4768 | GREEN | 0 |  |  | 0 | 0 | 0 | 30 |  |  |  |  | Green (Over 5% headroom) | 77005 | 100 | 10.59 | 600 | 12 | 605622 | [9 empty] | Connahs Quay / SASA | [8 empty] | 200004316551 | Retail/Financial and Professional Services | 4248 | C | Natural Gas | 3 | 1 | Heating and Natural Ventilation | 2024-04-09 |  | 1 | FALSE | 53.3187 | -3.4862 | SPM-DYSERTH_RD_T1_FFORDD_LAS_T1_FFORDD_LAS_T2_WESTBOURNE_AVE_T1 | 2689687000;2689687000 | SP Energy Networks open data (API key): NDP SPM primary-group polygons + Capacity Heatmaps Information Model SPM + LTDS appendices 3/6 + NSHR
1100 | 49.4 | J SAINSBURY PLC, RHYL ROAD | RHYL | LL18 2TJ | Denbighshire |  | Superstore And Premises | bigbox | 1 | 5600.63 | 60285 | GIA | 1000000 | Dyserth Rd T1 / Ffordd Las T1 / Ffordd Las T2 / Westbourne Ave T1 | inside-area | 1.92 | HOLYWELL GT1 / RHYL GT1 / ST ASAPH GT2 / ST ASAPH GT4 | CONNAHS QUAY - PENTIR - ST ASAPH | SPM | 10.8 | primary | 10.8185 | Green | 30 | 17.069 | thermal | 8.4 | 5.3 | 13 | 13.7 | 9 | HOLYWELL GT1 / RHYL GT1 / ST ASAPH GT2 / ST ASAPH GT4 | 22.4768 | GREEN | 0 |  |  | 0 | 0 | 0 | 30 |  |  |  |  | Green (Over 5% headroom) | 77005 | 100 | 8.9 | 504 | 12 | 617056 | [9 empty] | Connahs Quay / SASA | [20 empty] | 53.3036 | -3.4695 | SPM-DYSERTH_RD_T1_FFORDD_LAS_T1_FFORDD_LAS_T2_WESTBOURNE_AVE_T1 | 12800331000 | SP Energy Networks open data (API key): NDP SPM primary-group polygons + Capacity Heatmaps Information Model SPM + LTDS appendices 3/6 + NSHR
1101 | 49.4 | ROGER W. JONES, CEFNDY ROAD | RHYL | LL18 2PD | Denbighshire |  | Builders Merchants And Premises | bigbox | 1 | 5168.77 | 55636 | GIA | 230000 | Dyserth Rd T1 / Ffordd Las T1 / Ffordd Las T2 / Westbourne Ave T1 | inside-area | 1.56 | HOLYWELL GT1 / RHYL GT1 / ST ASAPH GT2 / ST ASAPH GT4 | CONNAHS QUAY - PENTIR - ST ASAPH | SPM | 10.8 | primary | 10.8185 | Green | 30 | 17.069 | thermal | 8.4 | 5.3 | 13 | 13.7 | 9 | HOLYWELL GT1 / RHYL GT1 / ST ASAPH GT2 / ST ASAPH GT4 | 22.4768 | GREEN | 0 |  |  | 0 | 0 | 0 | 30 |  |  |  |  | Green (Over 5% headroom) | 77005 | 100 | 8.21 | 465 | 12 | 621705 | [9 empty] | Connahs Quay / SASA | [20 empty] | 53.3162 | -3.4801 | SPM-DYSERTH_RD_T1_FFORDD_LAS_T1_FFORDD_LAS_T2_WESTBOURNE_AVE_T1 | 2876693000 | SP Energy Networks open data (API key): NDP SPM primary-group polygons + Capacity Heatmaps Information Model SPM + LTDS appendices 3/6 + NSHR
1102 | 49.4 | CADER HOUSE, CADER AVENUE | RHYL | LL18 5HU | Conwy |  | Builders Merchant And Premises | bigbox | 1 | 4341.04 | 46727 | GIA | 213000 | Dyserth Rd T1 / Ffordd Las T1 / Ffordd Las T2 / Westbourne Ave T1 | inside-area | 4.51 | HOLYWELL GT1 / RHYL GT1 / ST ASAPH GT2 / ST ASAPH GT4 | CONNAHS QUAY - PENTIR - ST ASAPH | SPM | 10.8 | primary | 10.8185 | Green | 30 | 17.069 | thermal | 8.4 | 5.3 | 13 | 13.7 | 9 | HOLYWELL GT1 / RHYL GT1 / ST ASAPH GT2 / ST ASAPH GT4 | 22.4768 | GREEN | 0 |  |  | 0 | 0 | 0 | 30 |  |  |  |  | Green (Over 5% headroom) | 77005 | 100 | 6.9 | 391 | 12 | 630614 | [9 empty] | Connahs Quay / SASA | [9 empty] | B1 Offices and Workshop businesses | 4386 | C | Natural Gas | 3 |  | Heating and Natural Ventilation | 2021-10-27 |  | 1 | FALSE | 53.3052 | -3.5209 | SPM-DYSERTH_RD_T1_FFORDD_LAS_T1_FFORDD_LAS_T2_WESTBOURNE_AVE_T1 | 14209692000 | SP Energy Networks open data (API key): NDP SPM primary-group polygons + Capacity Heatmaps Information Model SPM + LTDS appendices 3/6 + NSHR
1103 | 49.4 | UNIT 1, CLWYD RETAIL PARK, RHYL ROAD | RHYL | LL18 2TJ | Denbighshire | B & Q | Retail Warehouse And Premises | bigbox | 1 | 3879.65 | 41760 | GIA | 505000 | Dyserth Rd T1 / Ffordd Las T1 / Ffordd Las T2 / Westbourne Ave T1 | inside-area | 1.92 | HOLYWELL GT1 / RHYL GT1 / ST ASAPH GT2 / ST ASAPH GT4 | CONNAHS QUAY - PENTIR - ST ASAPH | SPM | 10.8 | primary | 10.8185 | Green | 30 | 17.069 | thermal | 8.4 | 5.3 | 13 | 13.7 | 9 | HOLYWELL GT1 / RHYL GT1 / ST ASAPH GT2 / ST ASAPH GT4 | 22.4768 | GREEN | 0 |  |  | 0 | 0 | 0 | 30 |  |  |  |  | Green (Over 5% headroom) | 77005 | 100 | 6.17 | 349 | 12 | 635581 | [9 empty] | Connahs Quay / SASA | [8 empty] | 200004299646 | A1/A2 Retail and Financial/Professional services | 4120 | B | Natural Gas | 4 |  | Heating and Natural Ventilation | 2022-07-29 |  | 0.75 | FALSE | 53.3036 | -3.4695 | SPM-DYSERTH_RD_T1_FFORDD_LAS_T1_FFORDD_LAS_T2_WESTBOURNE_AVE_T1 | 257590206 | SP Energy Networks open data (API key): NDP SPM primary-group polygons + Capacity Heatmaps Information Model SPM + LTDS appendices 3/6 + NSHR
1104 | 49.3 | NESTLE PURINA PETCARE (UK) LTD 204, LONGMOOR LANE | LIVERPOOL | L9 0EW | Liverpool |  | Factory And Premises | industrial | 1 | 12526.72 | 134836 | GIA | 161000 | Fazakerley Hospital T1 / Jacobs T1 / Jacobs T2 / Seeds La T1 | inside-area | 0.78 | AINTREE GT2 / FAZAKERLEY GT1 / GILLMOSS GT2 | KIRKBY | SPM | 7 | bsp | 16.709 | Green | 30 | 13.291 | thermal | 0 | 0 | 0 | 0 | 14.6 | AINTREE GT2 / FAZAKERLEY GT1 / GILLMOSS GT2 | 7.016 | GREEN | 0 |  |  | 0 | 0 | 0 | 30 |  |  |  |  | Green (Over 5% headroom) | 49911 | 37 | 19.91 | 752 | 21 | 706284 | [9 empty] | Lister Drive | KIRKBY | 4 | 514 | 514 | 400 | 0 | 0 | 2027-08 | 38094241 | B2 to B7 General Industrial and Special Industrial Groups | 11605 | D | Natural Gas | 3 |  | Heating and Natural Ventilation | 2018-04-04 |  | 1 | FALSE | 53.4662 | -2.95 | SPM-FAZAKERLEY_HOSPITAL_T1_JACOBS_T1_JACOBS_T2_SEEDS_LA_T1 | 7281541000 | SP Energy Networks open data (API key): NDP SPM primary-group polygons + Capacity Heatmaps Information Model SPM + LTDS appendices 3/6 + NSHR
1105 | 49.3 | UNIT 15, STONEBRIDGE BUSINESS PARK, SUGARBROOK DRIVE | LIVERPOOL | L11 2BD | Liverpool |  | Warehouse And Premises | industrial | 3 | 11495.65 | 123738 | GIA | 699500 | Orb Cl T1 / Stonebridge La T1 / Stonebridge La T2 | inside-area | 0.23 | AINTREE GT2 / FAZAKERLEY GT1 / GILLMOSS GT2 | KIRKBY | SPM | 7 | bsp | 10.743 | Green | 20 | 9.257 | thermal | 0 | 0 | 0 | 0 | 8.5 | AINTREE GT2 / FAZAKERLEY GT1 / GILLMOSS GT2 | 7.016 | GREEN | 0 |  |  | 0 | 0 | 0 | 20 |  |  |  |  | Green (Over 5% headroom) | 49911 | 40 | 18.27 | 287 | 4 | 173152 | [9 empty] | Lister Drive | KIRKBY | 4 | 514 | 514 | 400 | 0 | 0 | 2027-08 | 38315299 | B2 to B7 General Industrial and Special Industrial Groups | 286 | A | Natural Gas | 4 |  | Heating and Natural Ventilation | 2017-05-18 |  | 1 | FALSE | 53.4582 | -2.9141 | SPM-ORB_CL_T1_STONEBRIDGE_LA_T1_STONEBRIDGE_LA_T2 | 13429829000;10194386000;12136434000 | SP Energy Networks open data (API key): NDP SPM primary-group polygons + Capacity Heatmaps Information Model SPM + LTDS appendices 3/6 + NSHR
1106 | 49.3 | A G PARFETT & SONS LTD RACECOURSE INDUSTRIAL ESTATE, ORMSKIRK ROAD | LIVERPOOL | L9 5AD | Sefton |  | Warehouse And Premises | industrial | 1 | 10723.42 | 115426 | GIA | 315000 | Fazakerley Hospital T1 / Jacobs T1 / Jacobs T2 / Seeds La T1 | inside-area | 1.91 | AINTREE GT2 / FAZAKERLEY GT1 / GILLMOSS GT2 | KIRKBY | SPM | 7 | bsp | 16.709 | Green | 30 | 13.291 | thermal | 0 | 0 | 0 | 0 | 14.6 | AINTREE GT2 / FAZAKERLEY GT1 / GILLMOSS GT2 | 7.016 | GREEN | 0 |  |  | 0 | 0 | 0 | 30 |  |  |  |  | Green (Over 5% headroom) | 49911 | 43 | 17.04 | 268 | 21 | 725694 | [9 empty] | Lister Drive | KIRKBY | 4 | 514 | 514 | 400 | 0 | 0 | 2027-08 | [12 empty] | 53.4761 | -2.9552 | SPM-FAZAKERLEY_HOSPITAL_T1_JACOBS_T1_JACOBS_T2_SEEDS_LA_T1 | 9139744000 | SP Energy Networks open data (API key): NDP SPM primary-group polygons + Capacity Heatmaps Information Model SPM + LTDS appendices 3/6 + NSHR
1107 | 49.3 | TRIGON SNACKS TRADING LTD, ATHERTON ROAD | LIVERPOOL | L9 7EL | Liverpool |  | Factory And Premises | industrial | 1 | 10463.01 | 112623 | GIA | 241000 | Fazakerley Hospital T1 / Jacobs T1 / Jacobs T2 / Seeds La T1 | inside-area | 0.4 | AINTREE GT2 / FAZAKERLEY GT1 / GILLMOSS GT2 | KIRKBY | SPM | 7 | bsp | 16.709 | Green | 30 | 13.291 | thermal | 0 | 0 | 0 | 0 | 14.6 | AINTREE GT2 / FAZAKERLEY GT1 / GILLMOSS GT2 | 7.016 | GREEN | 0 |  |  | 0 | 0 | 0 | 30 |  |  |  |  | Green (Over 5% headroom) | 49911 | 44 | 16.63 | 628 | 21 | 728497 | [9 empty] | Lister Drive | KIRKBY | 4 | 514 | 514 | 400 | 0 | 0 | 2027-08 | [12 empty] | 53.4616 | -2.9453 | SPM-FAZAKERLEY_HOSPITAL_T1_JACOBS_T1_JACOBS_T2_SEEDS_LA_T1 | 9188367000 | SP Energy Networks open data (API key): NDP SPM primary-group polygons + Capacity Heatmaps Information Model SPM + LTDS appendices 3/6 + NSHR
1108 | 49.3 | UNIT 1, STONEBRIDGE PARK, ELECTRIC AVENUE | LIVERPOOL | L11 0EL | Liverpool |  | Warehouse And Premises | industrial | 4 | 6178.32 | 66503 | GIA | 488000 | Orb Cl T1 / Stonebridge La T1 / Stonebridge La T2 | inside-area | 0.49 | AINTREE GT2 / FAZAKERLEY GT1 / GILLMOSS GT2 | KIRKBY | SPM | 7 | bsp | 10.743 | Green | 20 | 9.257 | thermal | 0 | 0 | 0 | 0 | 8.5 | AINTREE GT2 / FAZAKERLEY GT1 / GILLMOSS GT2 | 7.016 | GREEN | 0 |  |  | 0 | 0 | 0 | 20 |  |  |  |  | Green (Over 5% headroom) | 49911 | 75 | 9.82 | 154 | 4 | 230387 | [9 empty] | Lister Drive | KIRKBY | 4 | 514 | 514 | 400 | 0 | 0 | 2027-08 | 38330588 | B1 Offices and Workshop businesses | 1204 | C | Natural Gas | 4 |  | Heating and Mechanical Ventilation | 2022-04-19 |  | 1 | FALSE | 53.4611 | -2.9045 | SPM-ORB_CL_T1_STONEBRIDGE_LA_T1_STONEBRIDGE_LA_T2 | 11455326000;11455327000;7922501000;11186006000 | SP Energy Networks open data (API key): NDP SPM primary-group polygons + Capacity Heatmaps Information Model SPM + LTDS appendices 3/6 + NSHR
1109 | 49.3 | UNIT C, LIVER INDUSTRIAL ESTATE, LONG LANE | LIVERPOOL | L9 7ES | Liverpool |  | Warehouse And Premises | industrial | 1 | 5861.75 | 63095 | GIA | 317500 | Bemrose T1 / Carr La East T1 / Lucas (Fazakerley) T1 / Norris Green T1 / West Derby T1 | inside-area | 1.45 | AINTREE GT2 / FAZAKERLEY GT1 / GILLMOSS GT2 | KIRKBY | SPM | 7 | bsp | 14.643 | Green | 37.5 | 22.857 | thermal | 0 | 0 | 0 | 0 | 9.5 | AINTREE GT2 / FAZAKERLEY GT1 / GILLMOSS GT2 | 7.016 | GREEN | 0 |  |  | 0 | 0 | 0 | 37.5 |  |  |  |  | Green (Over 5% headroom) | 49911 | 79 | 9.31 | 147 | 16 | 460510 | [9 empty] | Lister Drive | KIRKBY | 4 | 514 | 514 | 400 | 0 | 0 | 2027-08 | 38185437 | Storage or Distribution | 5837 | A | Grid Supplied Electricity | 3 |  | Heating and Natural Ventilation | 2026-06-03 |  | 1 | FALSE | 53.4522 | -2.9464 | SPM-BEMROSE_T1_CARR_LA_EAST_T1_LUCAS_FAZAKERLEY_T1_NORRIS_GREEN_ | 392290134 | SP Energy Networks open data (API key): NDP SPM primary-group polygons + Capacity Heatmaps Information Model SPM + LTDS appendices 3/6 + NSHR
1110 | 49.3 | HAYES & FINCH LTD (INC EX KWIKFORM SITE), HANSON ROAD | LIVERPOOL | L9 7BP | Liverpool |  | Factory And Premises | industrial | 1 | 5832 | 62775 | GIA | 166000 | Bemrose T1 / Carr La East T1 / Lucas (Fazakerley) T1 / Norris Green T1 / West Derby T1 | inside-area | 1.87 | AINTREE GT2 / FAZAKERLEY GT1 / GILLMOSS GT2 | KIRKBY | SPM | 7 | bsp | 14.643 | Green | 37.5 | 22.857 | thermal | 0 | 0 | 0 | 0 | 9.5 | AINTREE GT2 / FAZAKERLEY GT1 / GILLMOSS GT2 | 7.016 | GREEN | 0 |  |  | 0 | 0 | 0 | 37.5 |  |  |  |  | Green (Over 5% headroom) | 49911 | 80 | 9.27 | 350 | 16 | 460830 | [9 empty] | Lister Drive | KIRKBY | 4 | 514 | 514 | 400 | 0 | 0 | 2027-08 | 38273937 | General Industrial and Special Industrial Groups | 4323 | E | Natural Gas | 3 |  | Heating and Natural Ventilation | 2023-09-07 |  | 1 | FALSE | 53.4577 | -2.9446 | SPM-BEMROSE_T1_CARR_LA_EAST_T1_LUCAS_FAZAKERLEY_T1_NORRIS_GREEN_ | 8301711000 | SP Energy Networks open data (API key): NDP SPM primary-group polygons + Capacity Heatmaps Information Model SPM + LTDS appendices 3/6 + NSHR
1111 | 49.3 | UNIT A, LIVER INDUSTRIAL ESTATE, LONG LANE | LIVERPOOL | L9 7ES | Liverpool |  | Warehouse And Premises | industrial | 1 | 5660.45 | 60929 | GIA | 327500 | Bemrose T1 / Carr La East T1 / Lucas (Fazakerley) T1 / Norris Green T1 / West Derby T1 | inside-area | 1.45 | AINTREE GT2 / FAZAKERLEY GT1 / GILLMOSS GT2 | KIRKBY | SPM | 7 | bsp | 14.643 | Green | 37.5 | 22.857 | thermal | 0 | 0 | 0 | 0 | 9.5 | AINTREE GT2 / FAZAKERLEY GT1 / GILLMOSS GT2 | 7.016 | GREEN | 0 |  |  | 0 | 0 | 0 | 37.5 |  |  |  |  | Green (Over 5% headroom) | 49911 | 82 | 9 | 142 | 16 | 462676 | [9 empty] | Lister Drive | KIRKBY | 4 | 514 | 514 | 400 | 0 | 0 | 2027-08 | [12 empty] | 53.4522 | -2.9464 | SPM-BEMROSE_T1_CARR_LA_EAST_T1_LUCAS_FAZAKERLEY_T1_NORRIS_GREEN_ | 14602417000 | SP Energy Networks open data (API key): NDP SPM primary-group polygons + Capacity Heatmaps Information Model SPM + LTDS appendices 3/6 + NSHR
1112 | 49.3 | 1, CARRAWAY ROAD | LIVERPOOL | L11 0EE | Liverpool |  | Warehouse And Premises | industrial | 1 | 5341.3 | 57493 | GIA | 380000 | Orb Cl T1 / Stonebridge La T1 / Stonebridge La T2 | inside-area | 0.59 | AINTREE GT2 / FAZAKERLEY GT1 / GILLMOSS GT2 | KIRKBY | SPM | 7 | bsp | 10.743 | Green | 20 | 9.257 | thermal | 0 | 0 | 0 | 0 | 8.5 | AINTREE GT2 / FAZAKERLEY GT1 / GILLMOSS GT2 | 7.016 | GREEN | 0 |  |  | 0 | 0 | 0 | 20 |  |  |  |  | Green (Over 5% headroom) | 49911 | 87 | 8.49 | 134 | 4 | 239397 | [9 empty] | Lister Drive | KIRKBY | 4 | 514 | 514 | 400 | 0 | 0 | 2027-08 | 38332780 | B8 Storage or Distribution | 5119 | A | Grid Supplied Electricity | 5 | 2 | Air Conditioning | 2019-10-18 |  | 1 | FALSE | 53.4629 | -2.9046 | SPM-ORB_CL_T1_STONEBRIDGE_LA_T1_STONEBRIDGE_LA_T2 | 14949528000 | SP Energy Networks open data (API key): NDP SPM primary-group polygons + Capacity Heatmaps Information Model SPM + LTDS appendices 3/6 + NSHR
1113 | 49.3 | UNIT 4-7, GRAYLAW TRADING ESTATE, WAREING ROAD | LIVERPOOL | L9 7AU | Liverpool |  | Warehouse And Premises | industrial | 2 | 3687.34 | 39690 | GIA | 129500 | Fazakerley Hospital T1 / Jacobs T1 / Jacobs T2 / Seeds La T1 | inside-area | 0.4 | AINTREE GT2 / FAZAKERLEY GT1 / GILLMOSS GT2 | KIRKBY | SPM | 7 | bsp | 16.709 | Green | 30 | 13.291 | thermal | 0 | 0 | 0 | 0 | 14.6 | AINTREE GT2 / FAZAKERLEY GT1 / GILLMOSS GT2 | 7.016 | GREEN | 0 |  |  | 0 | 0 | 0 | 30 |  |  |  |  | Green (Over 5% headroom) | 49911 | 100 | 5.86 | 92 | 21 | 801430 | [9 empty] | Lister Drive | KIRKBY | 4 | 514 | 514 | 400 | 0 | 0 | 2027-08 | 38289237 | Storage or Distribution | 360 | B | Grid Supplied Electricity | 3 |  | Heating and Natural Ventilation | 2024-05-29 |  | 1 | FALSE | 53.4623 | -2.9468 | SPM-FAZAKERLEY_HOSPITAL_T1_JACOBS_T1_JACOBS_T2_SEEDS_LA_T1 | 8707094000;8835812000 | SP Energy Networks open data (API key): NDP SPM primary-group polygons + Capacity Heatmaps Information Model SPM + LTDS appendices 3/6 + NSHR
1114 | 49.3 | WALTON HOUSE 55, CHARNOCK ROAD | LIVERPOOL | L9 7DA | Liverpool |  | Warehouse And Premises | industrial | 1 | 3509 | 37771 | GIA | 118000 | Bemrose T1 / Carr La East T1 / Lucas (Fazakerley) T1 / Norris Green T1 / West Derby T1 | inside-area | 1.22 | AINTREE GT2 / FAZAKERLEY GT1 / GILLMOSS GT2 | KIRKBY | SPM | 7 | bsp | 14.643 | Green | 37.5 | 22.857 | thermal | 0 | 0 | 0 | 0 | 9.5 | AINTREE GT2 / FAZAKERLEY GT1 / GILLMOSS GT2 | 7.016 | GREEN | 0 |  |  | 0 | 0 | 0 | 37.5 |  |  |  |  | Green (Over 5% headroom) | 49911 | 100 | 5.58 | 88 | 16 | 485834 | [9 empty] | Lister Drive | KIRKBY | 4 | 514 | 514 | 400 | 0 | 0 | 2027-08 | [12 empty] | 53.4507 | -2.9441 | SPM-BEMROSE_T1_CARR_LA_EAST_T1_LUCAS_FAZAKERLEY_T1_NORRIS_GREEN_ | 3037026000 | SP Energy Networks open data (API key): NDP SPM primary-group polygons + Capacity Heatmaps Information Model SPM + LTDS appendices 3/6 + NSHR
1115 | 49.3 | UNIVERSAL MOULDINGS LTD, ATHERTON ROAD | LIVERPOOL | L9 7EL | Liverpool |  | Store And Premises | industrial | 1 | 3266.69 | 35162 | GIA | 84500 | Fazakerley Hospital T1 / Jacobs T1 / Jacobs T2 / Seeds La T1 | inside-area | 0.4 | AINTREE GT2 / FAZAKERLEY GT1 / GILLMOSS GT2 | KIRKBY | SPM | 7 | bsp | 16.709 | Green | 30 | 13.291 | thermal | 0 | 0 | 0 | 0 | 14.6 | AINTREE GT2 / FAZAKERLEY GT1 / GILLMOSS GT2 | 7.016 | GREEN | 0 |  |  | 0 | 0 | 0 | 30 |  |  |  |  | Green (Over 5% headroom) | 49911 | 100 | 5.19 | 82 | 21 | 805958 | [9 empty] | Lister Drive | KIRKBY | 4 | 514 | 514 | 400 | 0 | 0 | 2027-08 | [12 empty] | 53.4616 | -2.9453 | SPM-FAZAKERLEY_HOSPITAL_T1_JACOBS_T1_JACOBS_T2_SEEDS_LA_T1 | 7004095000 | SP Energy Networks open data (API key): NDP SPM primary-group polygons + Capacity Heatmaps Information Model SPM + LTDS appendices 3/6 + NSHR
1116 | 49.3 | (INC R/O 44 HALL LANE) 77 & 110-116, ALBANY ROAD | LIVERPOOL | L9 0EY | Liverpool |  | Workshop And Premises | industrial | 1 | 3241.76 | 34894 | GIA | 92500 | Fazakerley Hospital T1 / Jacobs T1 / Jacobs T2 / Seeds La T1 | inside-area | 0.95 | AINTREE GT2 / FAZAKERLEY GT1 / GILLMOSS GT2 | KIRKBY | SPM | 7 | bsp | 16.709 | Green | 30 | 13.291 | thermal | 0 | 0 | 0 | 0 | 14.6 | AINTREE GT2 / FAZAKERLEY GT1 / GILLMOSS GT2 | 7.016 | GREEN | 0 |  |  | 0 | 0 | 0 | 30 |  |  |  |  | Green (Over 5% headroom) | 49911 | 100 | 5.15 | 146 | 21 | 806226 | [9 empty] | Lister Drive | KIRKBY | 4 | 514 | 514 | 400 | 0 | 0 | 2027-08 | [12 empty] | 53.4676 | -2.9519 | SPM-FAZAKERLEY_HOSPITAL_T1_JACOBS_T1_JACOBS_T2_SEEDS_LA_T1 | 492384134 | SP Energy Networks open data (API key): NDP SPM primary-group polygons + Capacity Heatmaps Information Model SPM + LTDS appendices 3/6 + NSHR
1117 | 49.3 | 37, STOPGATE LANE | LIVERPOOL | L9 6AN | Liverpool | AINTREE PLASTICS LTD | Factory And Premises | industrial | 1 | 3068.36 | 33028 | GIA | 143000 | Bemrose T1 / Carr La East T1 / Lucas (Fazakerley) T1 / Norris Green T1 / West Derby T1 | inside-area | 1.05 | AINTREE GT2 / FAZAKERLEY GT1 / GILLMOSS GT2 | KIRKBY | SPM | 7 | bsp | 14.643 | Green | 37.5 | 22.857 | thermal | 0 | 0 | 0 | 0 | 9.5 | AINTREE GT2 / FAZAKERLEY GT1 / GILLMOSS GT2 | 7.016 | GREEN | 0 |  |  | 0 | 0 | 0 | 37.5 |  |  |  |  | Green (Over 5% headroom) | 49911 | 100 | 4.88 | 184 | 16 | 490577 | [9 empty] | Lister Drive | KIRKBY | 4 | 514 | 514 | 400 | 0 | 0 | 2027-08 | [12 empty] | 53.4517 | -2.9376 | SPM-BEMROSE_T1_CARR_LA_EAST_T1_LUCAS_FAZAKERLEY_T1_NORRIS_GREEN_ | 523417134 | SP Energy Networks open data (API key): NDP SPM primary-group polygons + Capacity Heatmaps Information Model SPM + LTDS appendices 3/6 + NSHR
1118 | 49.3 | UNIT H, LIVER INDUSTRIAL ESTATE, LONG LANE | LIVERPOOL | L9 7ES | Liverpool |  | Warehouse And Premises | industrial | 1 | 3059.31 | 32930 | GIA | 156000 | Bemrose T1 / Carr La East T1 / Lucas (Fazakerley) T1 / Norris Green T1 / West Derby T1 | inside-area | 1.45 | AINTREE GT2 / FAZAKERLEY GT1 / GILLMOSS GT2 | KIRKBY | SPM | 7 | bsp | 14.643 | Green | 37.5 | 22.857 | thermal | 0 | 0 | 0 | 0 | 9.5 | AINTREE GT2 / FAZAKERLEY GT1 / GILLMOSS GT2 | 7.016 | GREEN | 0 |  |  | 0 | 0 | 0 | 37.5 |  |  |  |  | Green (Over 5% headroom) | 49911 | 100 | 4.86 | 76 | 16 | 490675 | [9 empty] | Lister Drive | KIRKBY | 4 | 514 | 514 | 400 | 0 | 0 | 2027-08 | 38291676 | B1 Offices and Workshop businesses | 67 | B | Grid Supplied Electricity | 4 |  | Heating and Natural Ventilation | 2013-07-17 |  | 1 | FALSE | 53.4522 | -2.9464 | SPM-BEMROSE_T1_CARR_LA_EAST_T1_LUCAS_FAZAKERLEY_T1_NORRIS_GREEN_ | 392306134 | SP Energy Networks open data (API key): NDP SPM primary-group polygons + Capacity Heatmaps Information Model SPM + LTDS appendices 3/6 + NSHR
1119 | 49.3 | UNITS B4 AND C 1, GRAYLAW TRADING ESTATE, WAREING ROAD | LIVERPOOL | L9 7AU | Liverpool |  | Warehouse And Premises | industrial | 1 | 2950.2 | 31756 | GIA | 120000 | Fazakerley Hospital T1 / Jacobs T1 / Jacobs T2 / Seeds La T1 | inside-area | 0.4 | AINTREE GT2 / FAZAKERLEY GT1 / GILLMOSS GT2 | KIRKBY | SPM | 7 | bsp | 16.709 | Green | 30 | 13.291 | thermal | 0 | 0 | 0 | 0 | 14.6 | AINTREE GT2 / FAZAKERLEY GT1 / GILLMOSS GT2 | 7.016 | GREEN | 0 |  |  | 0 | 0 | 0 | 30 |  |  |  |  | Green (Over 5% headroom) | 49911 | 100 | 4.69 | 74 | 21 | 809364 | [9 empty] | Lister Drive | KIRKBY | 4 | 514 | 514 | 400 | 0 | 0 | 2027-08 | 38289234 | Storage or Distribution | 677 | B | Grid Supplied Electricity | 3 |  | Heating and Natural Ventilation | 2024-12-04 |  | 1 | FALSE | 53.4623 | -2.9468 | SPM-FAZAKERLEY_HOSPITAL_T1_JACOBS_T1_JACOBS_T2_SEEDS_LA_T1 | 12519426000 | SP Energy Networks open data (API key): NDP SPM primary-group polygons + Capacity Heatmaps Information Model SPM + LTDS appendices 3/6 + NSHR
1120 | 49.3 | UNIT 1, STONEBRIDGE PARK, LIVERPOOL FOOD HUB, ELECTRIC AVENUE | LIVERPOOL | L11 0EL | Liverpool |  | Warehouse And Premises | industrial | 1 | 2949.8 | 31751 | GIA | 206000 | Orb Cl T1 / Stonebridge La T1 / Stonebridge La T2 | inside-area | 0.49 | AINTREE GT2 / FAZAKERLEY GT1 / GILLMOSS GT2 | KIRKBY | SPM | 7 | bsp | 10.743 | Green | 20 | 9.257 | thermal | 0 | 0 | 0 | 0 | 8.5 | AINTREE GT2 / FAZAKERLEY GT1 / GILLMOSS GT2 | 7.016 | GREEN | 0 |  |  | 0 | 0 | 0 | 20 |  |  |  |  | Green (Over 5% headroom) | 49911 | 100 | 4.69 | 74 | 4 | 265139 | [9 empty] | Lister Drive | KIRKBY | 4 | 514 | 514 | 400 | 0 | 0 | 2027-08 | 38352486 | A1/A2 Retail and Financial/Professional services | 182 | B | Grid Supplied Electricity | 3 |  | Heating and Mechanical Ventilation | 2017-11-06 |  | 1 | FALSE | 53.4611 | -2.9045 | SPM-ORB_CL_T1_STONEBRIDGE_LA_T1_STONEBRIDGE_LA_T2 | 11306583000 | SP Energy Networks open data (API key): NDP SPM primary-group polygons + Capacity Heatmaps Information Model SPM + LTDS appendices 3/6 + NSHR
1121 | 49.3 | UNITS 5-7, ATHERTON ROAD | LIVERPOOL | L9 7EL | Liverpool |  | Warehouse And Premises | industrial | 1 | 1984.93 | 21366 | GIA | 68500 | Fazakerley Hospital T1 / Jacobs T1 / Jacobs T2 / Seeds La T1 | inside-area | 0.4 | AINTREE GT2 / FAZAKERLEY GT1 / GILLMOSS GT2 | KIRKBY | SPM | 7 | bsp | 16.709 | Green | 30 | 13.291 | thermal | 0 | 0 | 0 | 0 | 14.6 | AINTREE GT2 / FAZAKERLEY GT1 / GILLMOSS GT2 | 7.016 | GREEN | 0 |  |  | 0 | 0 | 0 | 30 |  |  |  |  | Green (Over 5% headroom) | 49911 | 100 | 3.15 | 50 | 21 | 819754 | [9 empty] | Lister Drive | KIRKBY | 4 | 514 | 514 | 400 | 0 | 0 | 2027-08 | 38350374 | B1 Offices and Workshop businesses | 333 | C | Natural Gas | 3 |  | Heating and Natural Ventilation | 2018-02-16 |  | 1 | FALSE | 53.4616 | -2.9453 | SPM-FAZAKERLEY_HOSPITAL_T1_JACOBS_T1_JACOBS_T2_SEEDS_LA_T1 | 406445134 | SP Energy Networks open data (API key): NDP SPM primary-group polygons + Capacity Heatmaps Information Model SPM + LTDS appendices 3/6 + NSHR
1122 | 49.3 | TRANSCOM HOUSE, HANSON ROAD | LIVERPOOL | L9 7BP | Liverpool | G JENKINS TRANSPORT | Store And Premises | industrial | 1 | 1965.9 | 21161 | GIA | 54000 | Bemrose T1 / Carr La East T1 / Lucas (Fazakerley) T1 / Norris Green T1 / West Derby T1 | inside-area | 1.87 | AINTREE GT2 / FAZAKERLEY GT1 / GILLMOSS GT2 | KIRKBY | SPM | 7 | bsp | 14.643 | Green | 37.5 | 22.857 | thermal | 0 | 0 | 0 | 0 | 9.5 | AINTREE GT2 / FAZAKERLEY GT1 / GILLMOSS GT2 | 7.016 | GREEN | 0 |  |  | 0 | 0 | 0 | 37.5 |  |  |  |  | Green (Over 5% headroom) | 49911 | 100 | 3.12 | 49 | 16 | 502444 | [9 empty] | Lister Drive | KIRKBY | 4 | 514 | 514 | 400 | 0 | 0 | 2027-08 | [12 empty] | 53.4577 | -2.9446 | SPM-BEMROSE_T1_CARR_LA_EAST_T1_LUCAS_FAZAKERLEY_T1_NORRIS_GREEN_ | 427513134 | SP Energy Networks open data (API key): NDP SPM primary-group polygons + Capacity Heatmaps Information Model SPM + LTDS appendices 3/6 + NSHR
1123 | 49.3 | UNIT D, GRAYLAW TRADING ESTATE, WAREING ROAD | LIVERPOOL | L9 7AU | Liverpool |  | Warehouse And Premises | industrial | 1 | 1871.1 | 20140 | GIA | 83000 | Fazakerley Hospital T1 / Jacobs T1 / Jacobs T2 / Seeds La T1 | inside-area | 0.4 | AINTREE GT2 / FAZAKERLEY GT1 / GILLMOSS GT2 | KIRKBY | SPM | 7 | bsp | 16.709 | Green | 30 | 13.291 | thermal | 0 | 0 | 0 | 0 | 14.6 | AINTREE GT2 / FAZAKERLEY GT1 / GILLMOSS GT2 | 7.016 | GREEN | 0 |  |  | 0 | 0 | 0 | 30 |  |  |  |  | Green (Over 5% headroom) | 49911 | 100 | 2.97 | 47 | 21 | 820980 | [9 empty] | Lister Drive | KIRKBY | 4 | 514 | 514 | 400 | 0 | 0 | 2027-08 | 38160034 | Storage or Distribution | 1886 | B | Other | 3 |  | Unconditioned | 2025-06-10 |  | 1 | FALSE | 53.4623 | -2.9468 | SPM-FAZAKERLEY_HOSPITAL_T1_JACOBS_T1_JACOBS_T2_SEEDS_LA_T1 | 10713446000 | SP Energy Networks open data (API key): NDP SPM primary-group polygons + Capacity Heatmaps Information Model SPM + LTDS appendices 3/6 + NSHR
1124 | 49.2 | UNIT 13, BRINDLEY ROAD, REGINALD ROAD INDUSTRIAL ESTATE | ST HELENS | WA9 4HY | St Helens | LIN PAC; PROFIX ROOFING SYSTEMS LTD | Factory And Premises; Warehouse And Premises; Workshop And Premises | industrial | 5 | 23346.95 | 251304 | GIA | 781750 | Clockface T1 / Gec St Helens T1 / Hills Moss T1 / Ncb Sutton Manor T2 | inside-area | 3.04 | BOLD G2A / PRESCOT GT1B / WIDNES GT1 / WIDNES GT2 | RAINHILL | SPM | 14.4 | primary | 14.426 | Green | 30 | 15.574 | thermal | 0 | 4.6 | 0 | 4.6 | 11 | BOLD G4A / PRESCOT GT1B / WIDNES GT1 / WIDNES GT2 | 23.6331 | GREEN | 4.9 |  |  | 0 | 0 | 0 | 30 |  |  |  |  | Green (Over 5% headroom) | 102674 | 41 | 37.1 | 1401 | 60 | 6328788 | [9 empty] | Rainhill | RAINHILL | 1 | 85.5 | 85.5 | 0 | 0 | 57 | 2026-09 | 39077768 | B8 Storage or Distribution | 378 | D | Grid Supplied Electricity | 3 |  | Heating and Natural Ventilation | 2021-06-15 |  | 1 | FALSE | 53.4288 | -2.7005 | SPM-CLOCKFACE_T1_GEC_ST_HELENS_T1_HILLS_MOSS_T1_NCB_SUTTON_MANOR | 6375558000;2747468000;2747523000;2758735000;2747451000 | SP Energy Networks open data (API key): NDP SPM primary-group polygons + Capacity Heatmaps Information Model SPM + LTDS appendices 3/6 + NSHR
1125 | 49.2 | ABBOTSFIELD ROAD | ST HELENS | WA9 4HU | St Helens | KIRKBY STEEL TUBES LTD | Factory And Premises; Offices And Premises; Warehouse And Premises; Workshop And Premises | industrial | 5 | 23218.88 | 249926 | GIA | 1056000 | Clockface T1 / Gec St Helens T1 / Hills Moss T1 / Ncb Sutton Manor T2 | inside-area | 2.71 | BOLD G2A / PRESCOT GT1B / WIDNES GT1 / WIDNES GT2 | RAINHILL | SPM | 14.4 | primary | 14.426 | Green | 30 | 15.574 | thermal | 0 | 4.6 | 0 | 4.6 | 11 | BOLD G4A / PRESCOT GT1B / WIDNES GT1 / WIDNES GT2 | 23.6331 | GREEN | 4.9 |  |  | 0 | 0 | 0 | 30 |  |  |  |  | Green (Over 5% headroom) | 102674 | 41 | 36.9 | 1393 | 60 | 6330166 | [9 empty] | Rainhill | RAINHILL | 1 | 85.5 | 85.5 | 0 | 0 | 57 | 2026-09 | 39086402 | B8 Storage or Distribution | 1766 | C | Natural Gas | 3 |  | Heating and Natural Ventilation | 2014-07-01 |  | 1 | FALSE | 53.4267 | -2.7042 | SPM-CLOCKFACE_T1_GEC_ST_HELENS_T1_HILLS_MOSS_T1_NCB_SUTTON_MANOR | 671758000;5556578000;12925879000;6334829000;10003667000 | SP Energy Networks open data (API key): NDP SPM primary-group polygons + Capacity Heatmaps Information Model SPM + LTDS appendices 3/6 + NSHR
1126 | 49.2 | UNIT 8 BOLD INDUSTRIAL PARK, NEILLS ROAD | ST HELENS | WA9 4TU | St Helens | P P PROFILES | Factory And Premises; Warehouse And Premises; Workshop And Premises | industrial | 9 | 22591.27 | 243170 | GIA | 757250 | Clockface T1 / Gec St Helens T1 / Hills Moss T1 / Ncb Sutton Manor T2 | inside-area | 4.32 | BOLD G2A / PRESCOT GT1B / WIDNES GT1 / WIDNES GT2 | RAINHILL | SPM | 14.4 | primary | 14.426 | Green | 30 | 15.574 | thermal | 0 | 4.6 | 0 | 4.6 | 11 | BOLD G4A / PRESCOT GT1B / WIDNES GT1 / WIDNES GT2 | 23.6331 | GREEN | 4.9 |  |  | 0 | 0 | 0 | 30 |  |  |  |  | Green (Over 5% headroom) | 102674 | 42 | 35.9 | 1355 | 60 | 6336922 | [9 empty] | Rainhill | RAINHILL | 1 | 85.5 | 85.5 | 0 | 0 | 57 | 2026-09 | 39090575 | B8 Storage or Distribution | 1066 | C | Other | 3 |  | Unconditioned | 2019-07-15 |  | 1 | FALSE | 53.4299 | -2.6801 | SPM-CLOCKFACE_T1_GEC_ST_HELENS_T1_HILLS_MOSS_T1_NCB_SUTTON_MANOR | 8363933000;6310611000;8364457000;6412651000;5660410000;8255759000;6367547000;6412654000;8255759000 | SP Energy Networks open data (API key): NDP SPM primary-group polygons + Capacity Heatmaps Information Model SPM + LTDS appendices 3/6 + NSHR
1127 | 49.2 | LEA GREEN ROAD | ST HELENS | WA9 4PR | St Helens | NGF EUROPE LTD | Factory And Premises | industrial | 1 | 17340.85 | 186655 | GIA | 740000 | Clockface T1 / Gec St Helens T1 / Hills Moss T1 / Ncb Sutton Manor T2 | inside-area | 0.38 | BOLD G2A / PRESCOT GT1B / WIDNES GT1 / WIDNES GT2 | RAINHILL | SPM | 14.4 | primary | 14.426 | Green | 30 | 15.574 | thermal | 0 | 4.6 | 0 | 4.6 | 11 | BOLD G4A / PRESCOT GT1B / WIDNES GT1 / WIDNES GT2 | 23.6331 | GREEN | 4.9 |  |  | 0 | 0 | 0 | 30 |  |  |  |  | Green (Over 5% headroom) | 102674 | 55 | 27.56 | 1040 | 60 | 6393437 | [9 empty] | Rainhill | RAINHILL | 1 | 85.5 | 85.5 | 0 | 0 | 57 | 2026-09 | [12 empty] | 53.418 | -2.7363 | SPM-CLOCKFACE_T1_GEC_ST_HELENS_T1_HILLS_MOSS_T1_NCB_SUTTON_MANOR | 634606137 | SP Energy Networks open data (API key): NDP SPM primary-group polygons + Capacity Heatmaps Information Model SPM + LTDS appendices 3/6 + NSHR
1128 | 49.2 | 151 PRODUCTS LTD, ABBOTSFIELD ROAD | ST HELENS | WA9 4HU | St Helens |  | Warehouse And Premises | industrial | 1 | 16947.41 | 182420 | GIA | 485000 | Clockface T1 / Gec St Helens T1 / Hills Moss T1 / Ncb Sutton Manor T2 | inside-area | 2.71 | BOLD G2A / PRESCOT GT1B / WIDNES GT1 / WIDNES GT2 | RAINHILL | SPM | 14.4 | primary | 14.426 | Green | 30 | 15.574 | thermal | 0 | 4.6 | 0 | 4.6 | 11 | BOLD G4A / PRESCOT GT1B / WIDNES GT1 / WIDNES GT2 | 23.6331 | GREEN | 4.9 |  |  | 0 | 0 | 0 | 30 |  |  |  |  | Green (Over 5% headroom) | 102674 | 56 | 26.93 | 424 | 60 | 6397672 | [9 empty] | Rainhill | RAINHILL | 1 | 85.5 | 85.5 | 0 | 0 | 57 | 2026-09 | 39077872 | Storage or Distribution | 17014 | B | Grid Supplied Electricity | 3 |  | Heating and Natural Ventilation | 2023-08-04 |  | 1 | FALSE | 53.4267 | -2.7042 | SPM-CLOCKFACE_T1_GEC_ST_HELENS_T1_HILLS_MOSS_T1_NCB_SUTTON_MANOR | 7537213000 | SP Energy Networks open data (API key): NDP SPM primary-group polygons + Capacity Heatmaps Information Model SPM + LTDS appendices 3/6 + NSHR
1129 | 49.2 | 202, LEASIDE | ST HELENS | WA9 5XH | St Helens |  | Warehouse And Premises | industrial | 6 | 15318.67 | 164889 | GIA | 1297500 | Clockface T1 / Gec St Helens T1 / Hills Moss T1 / Ncb Sutton Manor T2 | inside-area | 1.05 | BOLD G2A / PRESCOT GT1B / WIDNES GT1 / WIDNES GT2 | RAINHILL | SPM | 14.4 | primary | 14.426 | Green | 30 | 15.574 | thermal | 0 | 4.6 | 0 | 4.6 | 11 | BOLD G4A / PRESCOT GT1B / WIDNES GT1 / WIDNES GT2 | 23.6331 | GREEN | 4.9 |  |  | 0 | 0 | 0 | 30 |  |  |  |  | Green (Over 5% headroom) | 102674 | 62 | 24.34 | 383 | 60 | 6415203 | [9 empty] | Rainhill | RAINHILL | 1 | 85.5 | 85.5 | 0 | 0 | 57 | 2026-09 | 39097627 | B1 Offices and Workshop businesses | 2013 | A | Natural Gas | 4 |  | Heating and Mechanical Ventilation | 2018-06-22 |  | 1 | FALSE | 53.4258 | -2.7411 | SPM-CLOCKFACE_T1_GEC_ST_HELENS_T1_HILLS_MOSS_T1_NCB_SUTTON_MANOR | 12624997000;12625084000;11872280000;11690668000;12625086000;11690665000 | SP Energy Networks open data (API key): NDP SPM primary-group polygons + Capacity Heatmaps Information Model SPM + LTDS appendices 3/6 + NSHR
1130 | 49.2 | UNIT 1, OMEGA BOULEVARD | WARRINGTON | WA5 3ZL | Warrington |  | Warehouse And Premises | industrial | 1 | 15082.63 | 162348 | GIA | 1030000 | Clockface T1 / Gec St Helens T1 / Hills Moss T1 / Ncb Sutton Manor T2 | inside-area | 4.82 | BOLD G2A / PRESCOT GT1B / WIDNES GT1 / WIDNES GT2 | RAINHILL | SPM | 14.4 | primary | 14.426 | Green | 30 | 15.574 | thermal | 0 | 4.6 | 0 | 4.6 | 11 | BOLD G4A / PRESCOT GT1B / WIDNES GT1 / WIDNES GT2 | 23.6331 | GREEN | 4.9 |  |  | 0 | 0 | 0 | 30 |  |  |  |  | Green (Over 5% headroom) | 102674 | 63 | 23.97 | 377 | 60 | 6417744 | [9 empty] | Rainhill | RAINHILL | 1 | 85.5 | 85.5 | 0 | 0 | 57 | 2026-09 | 10008657682 | Offices and Workshop Businesses | 15690 | A | Grid Supplied Electricity | 4 |  | Heating and Natural Ventilation | 2023-04-24 |  | 1 | FALSE | 53.407 | -2.6703 | SPM-CLOCKFACE_T1_GEC_ST_HELENS_T1_HILLS_MOSS_T1_NCB_SUTTON_MANOR | 14885266000 | SP Energy Networks open data (API key): NDP SPM primary-group polygons + Capacity Heatmaps Information Model SPM + LTDS appendices 3/6 + NSHR
1131 | 49.2 | UNIT 5 THE WILLOWS, OLD BOSTON TRADING ESTATE, WILCOCK ROAD | ST HELENS | WA11 9SR | St Helens |  | Warehouse And Premises; Workshop And Premises | industrial | 4 | 14524.72 | 156343 | GIA | 1133000 | Clockface T1 / Gec St Helens T1 / Hills Moss T1 / Ncb Sutton Manor T2 | nearest-substation | 9.28 | BOLD G2A / PRESCOT GT1B / WIDNES GT1 / WIDNES GT2 | RAINHILL | SPM | 14.4 | primary | 14.426 | Green | 30 | 15.574 | thermal | 0 | 4.6 | 0 | 4.6 | 11 | BOLD G4A / PRESCOT GT1B / WIDNES GT1 / WIDNES GT2 | 23.6331 | GREEN | 4.9 |  |  | 0 | 0 | 0 | 30 |  |  |  |  | Green (Over 5% headroom) | 102674 | 66 | 23.08 | 654 | 60 | 6423749 | [9 empty] | Rainhill | RAINHILL | 1 | 85.5 | 85.5 | 0 | 0 | 57 | 2026-09 | 39175244 | Storage or Distribution | 1214 | B | Grid Supplied Electricity | 3 |  | Heating and Natural Ventilation | 2024-08-01 |  | 1 | FALSE | 53.4746 | -2.6409 | SPM-CLOCKFACE_T1_GEC_ST_HELENS_T1_HILLS_MOSS_T1_NCB_SUTTON_MANOR | 13381744000;4202776000;13917698000;13916881000 | SP Energy Networks open data (API key): NDP SPM primary-group polygons + Capacity Heatmaps Information Model SPM + LTDS appendices 3/6 + NSHR
1132 | 49.2 | LAUREL HOUSE 5, WOODLANDS PARK, ASHTON ROAD | NEWTON-LE-WILLOWS | WA12 0HH | St Helens |  | Offices And Premises | office | 1 | 2578.3 | 27753 | NIA | 327500 | Clockface T1 / Gec St Helens T1 / Hills Moss T1 / Ncb Sutton Manor T2 | nearest-substation | 9.1 | BOLD G2A / PRESCOT GT1B / WIDNES GT1 / WIDNES GT2 | RAINHILL | SPM | 14.4 | primary | 14.426 | Green | 30 | 15.574 | thermal | 0 | 4.6 | 0 | 4.6 | 11 | BOLD G4A / PRESCOT GT1B / WIDNES GT1 / WIDNES GT2 | 23.6331 | GREEN | 4.9 |  |  | 0 | 0 | 0 | 30 |  |  |  |  | Green (Over 5% headroom) | 102674 | 100 | 4.1 | 180 | 60 | 6552339 | [9 empty] | Rainhill | RAINHILL | 1 | 85.5 | 85.5 | 0 | 0 | 57 | 2026-09 | [12 empty] | 53.4654 | -2.6313 | SPM-CLOCKFACE_T1_GEC_ST_HELENS_T1_HILLS_MOSS_T1_NCB_SUTTON_MANOR | 3601088000 | SP Energy Networks open data (API key): NDP SPM primary-group polygons + Capacity Heatmaps Information Model SPM + LTDS appendices 3/6 + NSHR
1133 | 49.2 | UNIT F AT 7, DIXON CLOSE | ST HELENS | WA11 9SL | St Helens |  | Warehouse And Premises | industrial | 1 | 1802.56 | 19403 | GIA | 177000 | Clockface T1 / Gec St Helens T1 / Hills Moss T1 / Ncb Sutton Manor T2 | nearest-substation | 9.03 | BOLD G2A / PRESCOT GT1B / WIDNES GT1 / WIDNES GT2 | RAINHILL | SPM | 14.4 | primary | 14.426 | Green | 30 | 15.574 | thermal | 0 | 4.6 | 0 | 4.6 | 11 | BOLD G4A / PRESCOT GT1B / WIDNES GT1 / WIDNES GT2 | 23.6331 | GREEN | 4.9 |  |  | 0 | 0 | 0 | 30 |  |  |  |  | Green (Over 5% headroom) | 102674 | 100 | 2.86 | 45 | 60 | 6560689 | [9 empty] | Rainhill | RAINHILL | 1 | 85.5 | 85.5 | 0 | 0 | 57 | 2026-09 | 39200383 | B1 Offices and Workshop businesses | 1951 | C | Natural Gas | 3 |  | Heating and Natural Ventilation | 2020-01-24 |  | 0.67 | FALSE | 53.4729 | -2.6434 | SPM-CLOCKFACE_T1_GEC_ST_HELENS_T1_HILLS_MOSS_T1_NCB_SUTTON_MANOR | 10310182000 | SP Energy Networks open data (API key): NDP SPM primary-group polygons + Capacity Heatmaps Information Model SPM + LTDS appendices 3/6 + NSHR
1134 | 49.2 | UNIT 6, OLD BOSTON TRADING ESTATE, PENNY LANE | ST HELENS | WA11 9SQ | St Helens |  | Warehouse And Premises | industrial | 1 | 1772.7 | 19081 | GIA | 115000 | Clockface T1 / Gec St Helens T1 / Hills Moss T1 / Ncb Sutton Manor T2 | nearest-substation | 9.08 | BOLD G2A / PRESCOT GT1B / WIDNES GT1 / WIDNES GT2 | RAINHILL | SPM | 14.4 | primary | 14.426 | Green | 30 | 15.574 | thermal | 0 | 4.6 | 0 | 4.6 | 11 | BOLD G4A / PRESCOT GT1B / WIDNES GT1 / WIDNES GT2 | 23.6331 | GREEN | 4.9 |  |  | 0 | 0 | 0 | 30 |  |  |  |  | Green (Over 5% headroom) | 102674 | 100 | 2.82 | 44 | 60 | 6561011 | [9 empty] | Rainhill | RAINHILL | 1 | 85.5 | 85.5 | 0 | 0 | 57 | 2026-09 | [12 empty] | 53.4723 | -2.6413 | SPM-CLOCKFACE_T1_GEC_ST_HELENS_T1_HILLS_MOSS_T1_NCB_SUTTON_MANOR | 4232866000 | SP Energy Networks open data (API key): NDP SPM primary-group polygons + Capacity Heatmaps Information Model SPM + LTDS appendices 3/6 + NSHR
1135 | 49.2 | JEFFORD & HART LTD, JUNCTION LANE | NEWTON-LE-WILLOWS | WA12 8DN | St Helens |  | Warehouse And Premises | industrial | 1 | 1674.85 | 18028 | GIA | 72000 | Clockface T1 / Gec St Helens T1 / Hills Moss T1 / Ncb Sutton Manor T2 | nearest-substation | 7.39 | BOLD G2A / PRESCOT GT1B / WIDNES GT1 / WIDNES GT2 | RAINHILL | SPM | 14.4 | primary | 14.426 | Green | 30 | 15.574 | thermal | 0 | 4.6 | 0 | 4.6 | 11 | BOLD G4A / PRESCOT GT1B / WIDNES GT1 / WIDNES GT2 | 23.6331 | GREEN | 4.9 |  |  | 0 | 0 | 0 | 30 |  |  |  |  | Green (Over 5% headroom) | 102674 | 100 | 2.66 | 42 | 60 | 6562064 | [9 empty] | Rainhill | RAINHILL | 1 | 85.5 | 85.5 | 0 | 0 | 57 | 2026-09 | [12 empty] | 53.448 | -2.6432 | SPM-CLOCKFACE_T1_GEC_ST_HELENS_T1_HILLS_MOSS_T1_NCB_SUTTON_MANOR | 12534558000 | SP Energy Networks open data (API key): NDP SPM primary-group polygons + Capacity Heatmaps Information Model SPM + LTDS appendices 3/6 + NSHR
1136 | 49.2 | 100B, EMPRESS PARK, PENNY LANE | ST HELENS | WA11 9DB | St Helens |  | Warehouse And Premises | industrial | 1 | 1535.18 | 16525 | GIA | 130000 | Clockface T1 / Gec St Helens T1 / Hills Moss T1 / Ncb Sutton Manor T2 | nearest-substation | 9.1 | BOLD G2A / PRESCOT GT1B / WIDNES GT1 / WIDNES GT2 | RAINHILL | SPM | 14.4 | primary | 14.426 | Green | 30 | 15.574 | thermal | 0 | 4.6 | 0 | 4.6 | 11 | BOLD G4A / PRESCOT GT1B / WIDNES GT1 / WIDNES GT2 | 23.6331 | GREEN | 4.9 |  |  | 0 | 0 | 0 | 30 |  |  |  |  | Green (Over 5% headroom) | 102674 | 100 | 2.44 | 38 | 60 | 6563567 | [9 empty] | Rainhill | RAINHILL | 1 | 85.5 | 85.5 | 0 | 0 | 57 | 2026-09 | 39085119 | B8 Storage or Distribution | 1714 | B | Natural Gas | 4 |  | Heating and Natural Ventilation | 2016-12-12 |  | 0.67 | FALSE | 53.4719 | -2.6405 | SPM-CLOCKFACE_T1_GEC_ST_HELENS_T1_HILLS_MOSS_T1_NCB_SUTTON_MANOR | 10005198000 | SP Energy Networks open data (API key): NDP SPM primary-group polygons + Capacity Heatmaps Information Model SPM + LTDS appendices 3/6 + NSHR
1137 | 49.2 | UNIT 4, SANKEY VALLEY IND ESTATE, ANGLEZARKE ROAD, JUNCTION LANE | NEWTON-LE-WILLOWS | WA12 8DN | St Helens |  | Workshop And Premises | industrial | 1 | 1464.6 | 15765 | GIA | 57500 | Clockface T1 / Gec St Helens T1 / Hills Moss T1 / Ncb Sutton Manor T2 | nearest-substation | 7.39 | BOLD G2A / PRESCOT GT1B / WIDNES GT1 / WIDNES GT2 | RAINHILL | SPM | 14.4 | primary | 14.426 | Green | 30 | 15.574 | thermal | 0 | 4.6 | 0 | 4.6 | 11 | BOLD G4A / PRESCOT GT1B / WIDNES GT1 / WIDNES GT2 | 23.6331 | GREEN | 4.9 |  |  | 0 | 0 | 0 | 30 |  |  |  |  | Green (Over 5% headroom) | 102674 | 100 | 2.33 | 66 | 60 | 6564327 | [9 empty] | Rainhill | RAINHILL | 1 | 85.5 | 85.5 | 0 | 0 | 57 | 2026-09 | 39099609 | B2 to B7 General Industrial and Special Industrial Groups | 830 | D | Natural Gas | 3 |  | Heating and Natural Ventilation | 2018-08-31 |  | 0.75 | FALSE | 53.448 | -2.6432 | SPM-CLOCKFACE_T1_GEC_ST_HELENS_T1_HILLS_MOSS_T1_NCB_SUTTON_MANOR | 10995101000 | SP Energy Networks open data (API key): NDP SPM primary-group polygons + Capacity Heatmaps Information Model SPM + LTDS appendices 3/6 + NSHR
1138 | 49.2 | UNIT D THE LEA, LEA GREEN ROAD | ST HELENS | WA9 4QD | St Helens |  | Warehouse And Premises | industrial | 1 | 1394.13 | 15006 | GIA | 68500 | Clockface T1 / Gec St Helens T1 / Hills Moss T1 / Ncb Sutton Manor T2 | inside-area | 0.44 | BOLD G2A / PRESCOT GT1B / WIDNES GT1 / WIDNES GT2 | RAINHILL | SPM | 14.4 | primary | 14.426 | Green | 30 | 15.574 | thermal | 0 | 4.6 | 0 | 4.6 | 11 | BOLD G4A / PRESCOT GT1B / WIDNES GT1 / WIDNES GT2 | 23.6331 | GREEN | 4.9 |  |  | 0 | 0 | 0 | 30 |  |  |  |  | Green (Over 5% headroom) | 102674 | 100 | 2.22 | 35 | 60 | 6565086 | [9 empty] | Rainhill | RAINHILL | 1 | 85.5 | 85.5 | 0 | 0 | 57 | 2026-09 | 39096373 | General Industrial and Special Industrial Groups | 1480 | C | Natural Gas | 3 |  | Heating and Natural Ventilation | 2025-02-07 |  | 1 | FALSE | 53.4192 | -2.7367 | SPM-CLOCKFACE_T1_GEC_ST_HELENS_T1_HILLS_MOSS_T1_NCB_SUTTON_MANOR | 9892312000 | SP Energy Networks open data (API key): NDP SPM primary-group polygons + Capacity Heatmaps Information Model SPM + LTDS appendices 3/6 + NSHR
1139 | 49.2 | RB FURNISHINGS LTD, EUROLINK | ST HELENS | WA9 4TT | St Helens |  | Factory And Premises | industrial | 1 | 1375.92 | 14810 | GIA | 70500 | Clockface T1 / Gec St Helens T1 / Hills Moss T1 / Ncb Sutton Manor T2 | inside-area | 0.14 | BOLD G2A / PRESCOT GT1B / WIDNES GT1 / WIDNES GT2 | RAINHILL | SPM | 14.4 | primary | 14.426 | Green | 30 | 15.574 | thermal | 0 | 4.6 | 0 | 4.6 | 11 | BOLD G4A / PRESCOT GT1B / WIDNES GT1 / WIDNES GT2 | 23.6331 | GREEN | 4.9 |  |  | 0 | 0 | 0 | 30 |  |  |  |  | Green (Over 5% headroom) | 102674 | 100 | 2.19 | 83 | 60 | 6565282 | [9 empty] | Rainhill | RAINHILL | 1 | 85.5 | 85.5 | 0 | 0 | 57 | 2026-09 | [12 empty] | 53.4169 | -2.7393 | SPM-CLOCKFACE_T1_GEC_ST_HELENS_T1_HILLS_MOSS_T1_NCB_SUTTON_MANOR | 13875386000 | SP Energy Networks open data (API key): NDP SPM primary-group polygons + Capacity Heatmaps Information Model SPM + LTDS appendices 3/6 + NSHR
1140 | 49.2 | CALEB HOUSE, ABBOTSFIELD ROAD | ST HELENS | WA9 4HU | St Helens | EXTERIOR SYSTEMS LTD | Warehouse And Premises | industrial | 1 | 1275.3 | 13727 | GIA | 57000 | Clockface T1 / Gec St Helens T1 / Hills Moss T1 / Ncb Sutton Manor T2 | inside-area | 2.71 | BOLD G2A / PRESCOT GT1B / WIDNES GT1 / WIDNES GT2 | RAINHILL | SPM | 14.4 | primary | 14.426 | Green | 30 | 15.574 | thermal | 0 | 4.6 | 0 | 4.6 | 11 | BOLD G4A / PRESCOT GT1B / WIDNES GT1 / WIDNES GT2 | 23.6331 | GREEN | 4.9 |  |  | 0 | 0 | 0 | 30 |  |  |  |  | Green (Over 5% headroom) | 102674 | 100 | 2.03 | 32 | 60 | 6566365 | [9 empty] | Rainhill | RAINHILL | 1 | 85.5 | 85.5 | 0 | 0 | 57 | 2026-09 | 39000079 | B1 Offices and Workshop businesses | 1400 | D | Natural Gas | 3 |  | Heating and Natural Ventilation | 2017-04-03 |  | 1 | FALSE | 53.4267 | -2.7042 | SPM-CLOCKFACE_T1_GEC_ST_HELENS_T1_HILLS_MOSS_T1_NCB_SUTTON_MANOR | 7050144000 | SP Energy Networks open data (API key): NDP SPM primary-group polygons + Capacity Heatmaps Information Model SPM + LTDS appendices 3/6 + NSHR
1141 | 49.2 | UNIT 1B, LEA GREEN BUSINESS PARK, EUROLINK | ST HELENS | WA9 4TR | St Helens |  | Workshop And Premises | industrial | 1 | 1211.52 | 13041 | GIA | 81000 | Clockface T1 / Gec St Helens T1 / Hills Moss T1 / Ncb Sutton Manor T2 | inside-area | 0.27 | BOLD G2A / PRESCOT GT1B / WIDNES GT1 / WIDNES GT2 | RAINHILL | SPM | 14.4 | primary | 14.426 | Green | 30 | 15.574 | thermal | 0 | 4.6 | 0 | 4.6 | 11 | BOLD G4A / PRESCOT GT1B / WIDNES GT1 / WIDNES GT2 | 23.6331 | GREEN | 4.9 |  |  | 0 | 0 | 0 | 30 |  |  |  |  | Green (Over 5% headroom) | 102674 | 100 | 1.93 | 55 | 60 | 6567051 | [9 empty] | Rainhill | RAINHILL | 1 | 85.5 | 85.5 | 0 | 0 | 57 | 2026-09 | 39093491 | General Industrial and Special Industrial Groups | 1301 | B | Grid Supplied Electricity | 3 | 2 | Air Conditioning | 2026-03-03 |  | 1 | FALSE | 53.4188 | -2.7423 | SPM-CLOCKFACE_T1_GEC_ST_HELENS_T1_HILLS_MOSS_T1_NCB_SUTTON_MANOR | 8451147000 | SP Energy Networks open data (API key): NDP SPM primary-group polygons + Capacity Heatmaps Information Model SPM + LTDS appendices 3/6 + NSHR
1142 | 49.2 | UNITS 1C & D LEA GREEN BUSINESS PARK, EUROLINK | ST HELENS | WA9 4TR | St Helens |  | Warehouse And Premises | industrial | 1 | 1196.98 | 12884 | GIA | 62500 | Clockface T1 / Gec St Helens T1 / Hills Moss T1 / Ncb Sutton Manor T2 | inside-area | 0.27 | BOLD G2A / PRESCOT GT1B / WIDNES GT1 / WIDNES GT2 | RAINHILL | SPM | 14.4 | primary | 14.426 | Green | 30 | 15.574 | thermal | 0 | 4.6 | 0 | 4.6 | 11 | BOLD G4A / PRESCOT GT1B / WIDNES GT1 / WIDNES GT2 | 23.6331 | GREEN | 4.9 |  |  | 0 | 0 | 0 | 30 |  |  |  |  | Green (Over 5% headroom) | 102674 | 100 | 1.9 | 30 | 60 | 6567208 | [9 empty] | Rainhill | RAINHILL | 1 | 85.5 | 85.5 | 0 | 0 | 57 | 2026-09 | 39100081 | B1 Offices and Workshop businesses | 738 | D | Natural Gas | 3 |  | Heating and Natural Ventilation | 2012-07-09 |  | 1 | FALSE | 53.4188 | -2.7423 | SPM-CLOCKFACE_T1_GEC_ST_HELENS_T1_HILLS_MOSS_T1_NCB_SUTTON_MANOR | 10017187000 | SP Energy Networks open data (API key): NDP SPM primary-group polygons + Capacity Heatmaps Information Model SPM + LTDS appendices 3/6 + NSHR
1143 | 49.2 | CUTLASS FASTENERS, OLD BOSTON TRADING ESTATE, WILCOCK ROAD | ST HELENS | WA11 9SR | St Helens |  | Workshop And Premises | industrial | 1 | 1154.3 | 12425 | GIA | 72500 | Clockface T1 / Gec St Helens T1 / Hills Moss T1 / Ncb Sutton Manor T2 | nearest-substation | 9.28 | BOLD G2A / PRESCOT GT1B / WIDNES GT1 / WIDNES GT2 | RAINHILL | SPM | 14.4 | primary | 14.426 | Green | 30 | 15.574 | thermal | 0 | 4.6 | 0 | 4.6 | 11 | BOLD G4A / PRESCOT GT1B / WIDNES GT1 / WIDNES GT2 | 23.6331 | GREEN | 4.9 |  |  | 0 | 0 | 0 | 30 |  |  |  |  | Green (Over 5% headroom) | 102674 | 100 | 1.83 | 52 | 60 | 6567667 | [9 empty] | Rainhill | RAINHILL | 1 | 85.5 | 85.5 | 0 | 0 | 57 | 2026-09 | 39090799 | B2 to B7 General Industrial and Special Industrial Groups | 1150 | E | Oil | 3 |  | Heating and Natural Ventilation | 2020-01-17 |  | 1 | FALSE | 53.4746 | -2.6409 | SPM-CLOCKFACE_T1_GEC_ST_HELENS_T1_HILLS_MOSS_T1_NCB_SUTTON_MANOR | 13381798000 | SP Energy Networks open data (API key): NDP SPM primary-group polygons + Capacity Heatmaps Information Model SPM + LTDS appendices 3/6 + NSHR
1144 | 49.2 | 3A & 3B, PYE CLOSE | ST HELENS | WA11 9SJ | St Helens |  | Warehouse And Premises | industrial | 1 | 1109.93 | 11947 | GIA | 64500 | Clockface T1 / Gec St Helens T1 / Hills Moss T1 / Ncb Sutton Manor T2 | nearest-substation | 9.18 | BOLD G2A / PRESCOT GT1B / WIDNES GT1 / WIDNES GT2 | RAINHILL | SPM | 14.4 | primary | 14.426 | Green | 30 | 15.574 | thermal | 0 | 4.6 | 0 | 4.6 | 11 | BOLD G4A / PRESCOT GT1B / WIDNES GT1 / WIDNES GT2 | 23.6331 | GREEN | 4.9 |  |  | 0 | 0 | 0 | 30 |  |  |  |  | Green (Over 5% headroom) | 102674 | 100 | 1.76 | 28 | 60 | 6568145 | [9 empty] | Rainhill | RAINHILL | 1 | 85.5 | 85.5 | 0 | 0 | 57 | 2026-09 | 39065755 | Retail/Financial and Professional Services | 329 | C | Grid Supplied Electricity | 3 | 1 | Heating and Natural Ventilation | 2024-08-30 |  | 0.5 | FALSE | 53.4731 | -2.6406 | SPM-CLOCKFACE_T1_GEC_ST_HELENS_T1_HILLS_MOSS_T1_NCB_SUTTON_MANOR | 15062251000 | SP Energy Networks open data (API key): NDP SPM primary-group polygons + Capacity Heatmaps Information Model SPM + LTDS appendices 3/6 + NSHR
1145 | 49.2 | UNIT 1A, LEA GREEN BUSINESS PARK, EUROLINK | ST HELENS | WA9 4TR | St Helens |  | Workshop And Premises | industrial | 1 | 1109.8 | 11946 | GIA | 73500 | Clockface T1 / Gec St Helens T1 / Hills Moss T1 / Ncb Sutton Manor T2 | inside-area | 0.27 | BOLD G2A / PRESCOT GT1B / WIDNES GT1 / WIDNES GT2 | RAINHILL | SPM | 14.4 | primary | 14.426 | Green | 30 | 15.574 | thermal | 0 | 4.6 | 0 | 4.6 | 11 | BOLD G4A / PRESCOT GT1B / WIDNES GT1 / WIDNES GT2 | 23.6331 | GREEN | 4.9 |  |  | 0 | 0 | 0 | 30 |  |  |  |  | Green (Over 5% headroom) | 102674 | 100 | 1.76 | 50 | 60 | 6568146 | [9 empty] | Rainhill | RAINHILL | 1 | 85.5 | 85.5 | 0 | 0 | 57 | 2026-09 | 39093497 | Storage or Distribution | 1268 | E | Natural Gas | 3 |  | Heating and Natural Ventilation | 2023-05-18 |  | 1 | FALSE | 53.4188 | -2.7423 | SPM-CLOCKFACE_T1_GEC_ST_HELENS_T1_HILLS_MOSS_T1_NCB_SUTTON_MANOR | 3627177000 | SP Energy Networks open data (API key): NDP SPM primary-group polygons + Capacity Heatmaps Information Model SPM + LTDS appendices 3/6 + NSHR
1146 | 49.2 | WEST LANCASHIRE STEEL SERVICES LTD, ABBOTSFIELD ROAD | ST HELENS | WA9 4HU | St Helens |  | Workshop And Premises | industrial | 1 | 1070.5 | 11523 | GIA | 54500 | Clockface T1 / Gec St Helens T1 / Hills Moss T1 / Ncb Sutton Manor T2 | inside-area | 2.71 | BOLD G2A / PRESCOT GT1B / WIDNES GT1 / WIDNES GT2 | RAINHILL | SPM | 14.4 | primary | 14.426 | Green | 30 | 15.574 | thermal | 0 | 4.6 | 0 | 4.6 | 11 | BOLD G4A / PRESCOT GT1B / WIDNES GT1 / WIDNES GT2 | 23.6331 | GREEN | 4.9 |  |  | 0 | 0 | 0 | 30 |  |  |  |  | Green (Over 5% headroom) | 102674 | 100 | 1.7 | 48 | 60 | 6568569 | [9 empty] | Rainhill | RAINHILL | 1 | 85.5 | 85.5 | 0 | 0 | 57 | 2026-09 | 39000079 | B1 Offices and Workshop businesses | 1400 | D | Natural Gas | 3 |  | Heating and Natural Ventilation | 2017-04-03 |  | 0.5 | FALSE | 53.4267 | -2.7042 | SPM-CLOCKFACE_T1_GEC_ST_HELENS_T1_HILLS_MOSS_T1_NCB_SUTTON_MANOR | 9326000 | SP Energy Networks open data (API key): NDP SPM primary-group polygons + Capacity Heatmaps Information Model SPM + LTDS appendices 3/6 + NSHR
1147 | 49.2 | UNITS 11B & 11D, BRINDLEY ROAD, REGINALD ROAD INDUSTRIAL ESTATE | ST HELENS | WA9 4HY | St Helens |  | Workshop And Premises | industrial | 1 | 1038.4 | 11177 | GIA | 43000 | Clockface T1 / Gec St Helens T1 / Hills Moss T1 / Ncb Sutton Manor T2 | inside-area | 3.04 | BOLD G2A / PRESCOT GT1B / WIDNES GT1 / WIDNES GT2 | RAINHILL | SPM | 14.4 | primary | 14.426 | Green | 30 | 15.574 | thermal | 0 | 4.6 | 0 | 4.6 | 11 | BOLD G4A / PRESCOT GT1B / WIDNES GT1 / WIDNES GT2 | 23.6331 | GREEN | 4.9 |  |  | 0 | 0 | 0 | 30 |  |  |  |  | Green (Over 5% headroom) | 102674 | 100 | 1.65 | 47 | 60 | 6568915 | [9 empty] | Rainhill | RAINHILL | 1 | 85.5 | 85.5 | 0 | 0 | 57 | 2026-09 | 39077766 | General Industrial and Special Industrial Groups | 1681 | C | Natural Gas | 3 | 2 | Heating and Natural Ventilation | 2025-05-09 |  | 1 | FALSE | 53.4288 | -2.7005 | SPM-CLOCKFACE_T1_GEC_ST_HELENS_T1_HILLS_MOSS_T1_NCB_SUTTON_MANOR | 2747479000 | SP Energy Networks open data (API key): NDP SPM primary-group polygons + Capacity Heatmaps Information Model SPM + LTDS appendices 3/6 + NSHR
1148 | 49.2 | FISCHBACH (UK) LTD, WARRINGTON ROAD | RUNCORN | WA7 5NH | Halton |  | Factory And Premises | industrial | 1 | 4941.96 | 53195 | GIA | 265000 | Halton Rd T1 / Murdishaw T1 / Percival La T4 / Runcorn Central T1 | inside-area | 0.56 | DUTTON GT2 / MOORE GT1 / PERCIVAL LA GT1 | FRODSHAM - INCE | SPM | 6.9 | primary | 6.937 | Green | 25 | 18.063 | thermal | 0 | 4.4 | 0 | 4.4 | 2.9 | DUTTON GT2 / MOORE GT1 / PERCIVAL LA GT1 | 32.616 | GREEN | 0 |  |  | 0 | 0 | 0 | 25 |  |  |  |  | Green (Over 5% headroom) | 49198 | 92 | 7.85 | 297 | 20 | 880377 | [9 empty] | Frodsham | FRODSHAM | 5 | 1090 | 1090 | 0 | 0 | 0 | 2029-04 | [12 empty] | 53.3388 | -2.7087 | SPM-HALTON_RD_T1_MURDISHAW_T1_PERCIVAL_LA_T4_RUNCORN_CENTRAL_T1 | 613940137 | SP Energy Networks open data (API key): NDP SPM primary-group polygons + Capacity Heatmaps Information Model SPM + LTDS appendices 3/6 + NSHR
1149 | 49.2 | WESTON WORKSHOPS | RUNCORN | WA7 4LH | Halton |  | Workshop And Premises | industrial | 1 | 4190.65 | 45108 | GIA | 88000 | Halton Rd T1 / Murdishaw T1 / Percival La T4 / Runcorn Central T1 | inside-area | 2.63 | DUTTON GT2 / MOORE GT1 / PERCIVAL LA GT1 | FRODSHAM - INCE | SPM | 6.9 | primary | 6.937 | Green | 25 | 18.063 | thermal | 0 | 4.4 | 0 | 4.4 | 2.9 | DUTTON GT2 / MOORE GT1 / PERCIVAL LA GT1 | 32.616 | GREEN | 0 |  |  | 0 | 0 | 0 | 25 |  |  |  |  | Green (Over 5% headroom) | 49198 | 100 | 6.66 | 189 | 20 | 888464 | [9 empty] | Frodsham | FRODSHAM | 5 | 1090 | 1090 | 0 | 0 | 0 | 2029-04 | [12 empty] | 53.3208 | -2.7408 | SPM-HALTON_RD_T1_MURDISHAW_T1_PERCIVAL_LA_T4_RUNCORN_CENTRAL_T1 | 474274000 | SP Energy Networks open data (API key): NDP SPM primary-group polygons + Capacity Heatmaps Information Model SPM + LTDS appendices 3/6 + NSHR
1150 | 49.2 | PICOW FARM ROAD | RUNCORN | WA7 4JB | Halton | HALTON FABRICATIONS LTD | Workshop And Premises | industrial | 1 | 2302.94 | 24789 | GIA | 83000 | Halton Rd T1 / Murdishaw T1 / Percival La T4 / Runcorn Central T1 | inside-area | 2.47 | DUTTON GT2 / MOORE GT1 / PERCIVAL LA GT1 | FRODSHAM - INCE | SPM | 6.9 | primary | 6.937 | Green | 25 | 18.063 | thermal | 0 | 4.4 | 0 | 4.4 | 2.9 | DUTTON GT2 / MOORE GT1 / PERCIVAL LA GT1 | 32.616 | GREEN | 0 |  |  | 0 | 0 | 0 | 25 |  |  |  |  | Green (Over 5% headroom) | 49198 | 100 | 3.66 | 104 | 20 | 908783 | [9 empty] | Frodsham | FRODSHAM | 5 | 1090 | 1090 | 0 | 0 | 0 | 2029-04 | 100012808961 | B2 to B7 General Industrial and Special Industrial Groups | 2125 | G | Oil | 3 |  | Heating and Natural Ventilation | 2015-07-27 |  | 1 | FALSE | 53.3321 | -2.7518 | SPM-HALTON_RD_T1_MURDISHAW_T1_PERCIVAL_LA_T4_RUNCORN_CENTRAL_T1 | 169768137 | SP Energy Networks open data (API key): NDP SPM primary-group polygons + Capacity Heatmaps Information Model SPM + LTDS appendices 3/6 + NSHR
1151 | 49.2 | PICOW FARM ROAD | RUNCORN | WA7 4UJ | Halton | EXPRESS TRANSFORMERS & CONTROLS LTD | Factory And Premises | industrial | 1 | 2132.99 | 22959 | GIA | 71000 | Halton Rd T1 / Murdishaw T1 / Percival La T4 / Runcorn Central T1 | inside-area | 2.14 | DUTTON GT2 / MOORE GT1 / PERCIVAL LA GT1 | FRODSHAM - INCE | SPM | 6.9 | primary | 6.937 | Green | 25 | 18.063 | thermal | 0 | 4.4 | 0 | 4.4 | 2.9 | DUTTON GT2 / MOORE GT1 / PERCIVAL LA GT1 | 32.616 | GREEN | 0 |  |  | 0 | 0 | 0 | 25 |  |  |  |  | Green (Over 5% headroom) | 49198 | 100 | 3.39 | 128 | 20 | 910613 | [9 empty] | Frodsham | FRODSHAM | 5 | 1090 | 1090 | 0 | 0 | 0 | 2029-04 | 100012808867 | B2 to B7 General Industrial and Special Industrial Groups | 2143 | D | Natural Gas | 3 |  | Heating and Natural Ventilation | 2017-11-14 |  | 1 | FALSE | 53.3352 | -2.7483 | SPM-HALTON_RD_T1_MURDISHAW_T1_PERCIVAL_LA_T4_RUNCORN_CENTRAL_T1 | 114968137 | SP Energy Networks open data (API key): NDP SPM primary-group polygons + Capacity Heatmaps Information Model SPM + LTDS appendices 3/6 + NSHR
1152 | 49.2 | HOWDENS JOINERY PROPERTIES LTD, PICOW FARM ROAD | RUNCORN | WA7 4UG | Halton |  | Warehouse And Premises | industrial | 1 | 2062.72 | 22203 | GIA | 92500 | Halton Rd T1 / Murdishaw T1 / Percival La T4 / Runcorn Central T1 | inside-area | 1.91 | DUTTON GT2 / MOORE GT1 / PERCIVAL LA GT1 | FRODSHAM - INCE | SPM | 6.9 | primary | 6.937 | Green | 25 | 18.063 | thermal | 0 | 4.4 | 0 | 4.4 | 2.9 | DUTTON GT2 / MOORE GT1 / PERCIVAL LA GT1 | 32.616 | GREEN | 0 |  |  | 0 | 0 | 0 | 25 |  |  |  |  | Green (Over 5% headroom) | 49198 | 100 | 3.28 | 52 | 20 | 911369 | [9 empty] | Frodsham | FRODSHAM | 5 | 1090 | 1090 | 0 | 0 | 0 | 2029-04 | 100012808727 | Retail/Financial and Professional Services | 1942 | D | Grid Supplied Electricity | 3 |  | Heating and Natural Ventilation | 2026-07-22 |  | 1 | FALSE | 53.3368 | -2.7453 | SPM-HALTON_RD_T1_MURDISHAW_T1_PERCIVAL_LA_T4_RUNCORN_CENTRAL_T1 | 10546351000 | SP Energy Networks open data (API key): NDP SPM primary-group polygons + Capacity Heatmaps Information Model SPM + LTDS appendices 3/6 + NSHR
1153 | 49.2 | INFLATA NATION AT ELITE HOUSE, SHAW STREET | RUNCORN | WA7 5TZ | Halton |  | Warehouse And Premises | industrial | 1 | 2027.5 | 21824 | GIA | 83500 | Halton Rd T1 / Murdishaw T1 / Percival La T4 / Runcorn Central T1 | inside-area | 1.49 | DUTTON GT2 / MOORE GT1 / PERCIVAL LA GT1 | FRODSHAM - INCE | SPM | 6.9 | primary | 6.937 | Green | 25 | 18.063 | thermal | 0 | 4.4 | 0 | 4.4 | 2.9 | DUTTON GT2 / MOORE GT1 / PERCIVAL LA GT1 | 32.616 | GREEN | 0 |  |  | 0 | 0 | 0 | 25 |  |  |  |  | Green (Over 5% headroom) | 49198 | 100 | 3.22 | 51 | 20 | 911748 | [9 empty] | Frodsham | FRODSHAM | 5 | 1090 | 1090 | 0 | 0 | 0 | 2029-04 | 200002860848 | B8 Storage or Distribution | 2007 | D | Natural Gas | 3 |  | Heating and Natural Ventilation | 2012-09-04 |  | 0.67 | FALSE | 53.3386 | -2.7393 | SPM-HALTON_RD_T1_MURDISHAW_T1_PERCIVAL_LA_T4_RUNCORN_CENTRAL_T1 | 12913804000 | SP Energy Networks open data (API key): NDP SPM primary-group polygons + Capacity Heatmaps Information Model SPM + LTDS appendices 3/6 + NSHR
1154 | 49.2 | HALTON BOROUGH COUNCIL DEPOT, PICOW FARM ROAD | RUNCORN | WA7 4UB | Halton |  | Store And Premises | industrial | 1 | 1975.55 | 21265 | GIA | 91000 | Halton Rd T1 / Murdishaw T1 / Percival La T4 / Runcorn Central T1 | inside-area | 2.06 | DUTTON GT2 / MOORE GT1 / PERCIVAL LA GT1 | FRODSHAM - INCE | SPM | 6.9 | primary | 6.937 | Green | 25 | 18.063 | thermal | 0 | 4.4 | 0 | 4.4 | 2.9 | DUTTON GT2 / MOORE GT1 / PERCIVAL LA GT1 | 32.616 | GREEN | 0 |  |  | 0 | 0 | 0 | 25 |  |  |  |  | Green (Over 5% headroom) | 49198 | 100 | 3.14 | 49 | 20 | 912307 | [9 empty] | Frodsham | FRODSHAM | 5 | 1090 | 1090 | 0 | 0 | 0 | 2029-04 | [12 empty] | 53.3366 | -2.7474 | SPM-HALTON_RD_T1_MURDISHAW_T1_PERCIVAL_LA_T4_RUNCORN_CENTRAL_T1 | 2326976000 | SP Energy Networks open data (API key): NDP SPM primary-group polygons + Capacity Heatmaps Information Model SPM + LTDS appendices 3/6 + NSHR
1155 | 49.1 | UNIT 8A, ROAD ONE, INDUSTRIAL ESTATE | WINSFORD | CW7 3PX | Cheshire West And Chester | HOWARD TENENS | Warehouse And Premises | industrial | 1 | 27373.89 | 294650 | GIA | 1380000 | Gravel T1 / Wcb Plastics T1 / Wharton T1 | inside-area | 0.2 | HARTFORD GT1 / LOSTOCK GT2 / WINSFORD GT1 / WINSFORD GT2 | CARRINGTON - FIDDLERS FERRY | SPM | 14.3 | primary | 14.274 | Green | 20 | 5.726 | thermal | 0 | 23.1 | 0 | 23.1 | 13.2 | HARTFORD GT1 / LOSTOCK GT2 / WINSFORD GT1 / WINSFORD GT2 | 35.88 | GREEN | 0 |  |  | 0 | 0 | 0 | 20 |  |  |  |  | Green (Over 5% headroom) | 101961 | 35 | 43.5 | 684 | 40 | 2185607 | [9 empty] | Frodsham | CARRINGTON | 5 | 2186.9 | 2186.9 | 0 | 0 | 930 | 2026-05 | [12 empty] | 53.1942 | -2.4908 | SPM-GRAVEL_T1_WCB_PLASTICS_T1_WHARTON_T1 | 9856310000 | SP Energy Networks open data (API key): NDP SPM primary-group polygons + Capacity Heatmaps Information Model SPM + LTDS appendices 3/6 + NSHR
1156 | 49.1 | CAR TRANSPLANTS, ROAD THREE, INDUSTRIAL ESTATE | WINSFORD | CW7 3RJ | Cheshire West And Chester |  | Warehouse And Premises | industrial | 1 | 19235.47 | 207049 | GIA | 635000 | Gravel T1 / Wcb Plastics T1 / Wharton T1 | inside-area | 0.24 | HARTFORD GT1 / LOSTOCK GT2 / WINSFORD GT1 / WINSFORD GT2 | CARRINGTON - FIDDLERS FERRY | SPM | 14.3 | primary | 14.274 | Green | 20 | 5.726 | thermal | 0 | 23.1 | 0 | 23.1 | 13.2 | HARTFORD GT1 / LOSTOCK GT2 / WINSFORD GT1 / WINSFORD GT2 | 35.88 | GREEN | 0 |  |  | 0 | 0 | 0 | 20 |  |  |  |  | Green (Over 5% headroom) | 101961 | 49 | 30.57 | 481 | 40 | 2273208 | [9 empty] | Frodsham | CARRINGTON | 5 | 2186.9 | 2186.9 | 0 | 0 | 930 | 2026-05 | [12 empty] | 53.1941 | -2.4868 | SPM-GRAVEL_T1_WCB_PLASTICS_T1_WHARTON_T1 | 8799639000 | SP Energy Networks open data (API key): NDP SPM primary-group polygons + Capacity Heatmaps Information Model SPM + LTDS appendices 3/6 + NSHR
1157 | 49.1 | MC3 & MC4, ROAD FIVE | WINSFORD | CW7 3QY | Cheshire West And Chester |  | Warehouse And Premises | industrial | 1 | 17535.81 | 188754 | GIA | 750000 | Gravel T1 / Wcb Plastics T1 / Wharton T1 | inside-area | 0.7 | HARTFORD GT1 / LOSTOCK GT2 / WINSFORD GT1 / WINSFORD GT2 | CARRINGTON - FIDDLERS FERRY | SPM | 14.3 | primary | 14.274 | Green | 20 | 5.726 | thermal | 0 | 23.1 | 0 | 23.1 | 13.2 | HARTFORD GT1 / LOSTOCK GT2 / WINSFORD GT1 / WINSFORD GT2 | 35.88 | GREEN | 0 |  |  | 0 | 0 | 0 | 20 |  |  |  |  | Green (Over 5% headroom) | 101961 | 54 | 27.87 | 438 | 40 | 2291503 | [9 empty] | Frodsham | CARRINGTON | 5 | 2186.9 | 2186.9 | 0 | 0 | 930 | 2026-05 | [12 empty] | 53.1989 | -2.489 | SPM-GRAVEL_T1_WCB_PLASTICS_T1_WHARTON_T1 | 14987346000 | SP Energy Networks open data (API key): NDP SPM primary-group polygons + Capacity Heatmaps Information Model SPM + LTDS appendices 3/6 + NSHR
1158 | 49.1 | P150, ROAD ONE, INDUSTRIAL ESTATE | WINSFORD | CW7 3RA | Cheshire West And Chester |  | Warehouse And Premises | industrial | 1 | 13972.97 | 150404 | GIA | 845000 | Gravel T1 / Wcb Plastics T1 / Wharton T1 | inside-area | 0.52 | HARTFORD GT1 / LOSTOCK GT2 / WINSFORD GT1 / WINSFORD GT2 | CARRINGTON - FIDDLERS FERRY | SPM | 14.3 | primary | 14.274 | Green | 20 | 5.726 | thermal | 0 | 23.1 | 0 | 23.1 | 13.2 | HARTFORD GT1 / LOSTOCK GT2 / WINSFORD GT1 / WINSFORD GT2 | 35.88 | GREEN | 0 |  |  | 0 | 0 | 0 | 20 |  |  |  |  | Green (Over 5% headroom) | 101961 | 68 | 22.2 | 349 | 40 | 2329853 | [9 empty] | Frodsham | CARRINGTON | 5 | 2186.9 | 2186.9 | 0 | 0 | 930 | 2026-05 | 100012603535 | Offices and Workshop Businesses | 633 | B | Grid Supplied Electricity | 3 |  | Heating and Natural Ventilation | 2023-10-12 |  | 1 | FALSE | 53.1954 | -2.4956 | SPM-GRAVEL_T1_WCB_PLASTICS_T1_WHARTON_T1 | 11524466000 | SP Energy Networks open data (API key): NDP SPM primary-group polygons + Capacity Heatmaps Information Model SPM + LTDS appendices 3/6 + NSHR
1159 | 49.1 | 302, CHILDWALL VALLEY ROAD | LIVERPOOL | L25 2UF | Liverpool |  | Offices And Premises | office | 1 | 2798.77 | 30126 | NIA | 139000 | Childwall T1 / Childwall Fiveways T1 / Lyndene Rd T1 / Middlemass Hey T1 / Naylors Rd T1 | inside-area | 2.83 | GATEACRE GT1 / HUYTON GT1 / KIRKBY GT3 / PRESCOT GT1A | RAINHILL | SPM | 14.3 | primary | 14.251 | Green | 37.5 | 23.249 | thermal | 0 | 0 | 0 | 0 | 9.8 | GATEACRE GT1 / HUYTON GT1 / KIRKBY GT3 / PRESCOT GT1A | 31.422 | GREEN | 0 |  |  | 0 | 0 | 0 | 37.5 |  |  |  |  | Green (Over 5% headroom) | 101961 | 100 | 4.45 | 196 | 7 | 268686 | [9 empty] | Lister Drive | RAINHILL | 1 | 85.5 | 85.5 | 0 | 0 | 57 | 2026-09 | 38032035 | B1 Offices and Workshop businesses | 3154 | D | Natural Gas | 4 | 12 | Heating and Natural Ventilation | 2017-01-26 |  | 1 | FALSE | 53.3909 | -2.8572 | SPM-CHILDWALL_T1_CHILDWALL_FIVEWAYS_T1_LYNDENE_RD_T1_MIDDLEMASS_ | 910170000 | SP Energy Networks open data (API key): NDP SPM primary-group polygons + Capacity Heatmaps Information Model SPM + LTDS appendices 3/6 + NSHR
1160 | 49.1 | BRIDGE BUILDING UNIT 2, ROAD TWO, INDUSTRIAL ESTATE | WINSFORD | CW7 3QL | Cheshire West And Chester |  | Workshop And Premises | industrial | 1 | 1839.3 | 19798 | GIA | 76500 | Gravel T1 / Wcb Plastics T1 / Wharton T1 | inside-area | 0.62 | HARTFORD GT1 / LOSTOCK GT2 / WINSFORD GT1 / WINSFORD GT2 | CARRINGTON - FIDDLERS FERRY | SPM | 14.3 | primary | 14.274 | Green | 20 | 5.726 | thermal | 0 | 23.1 | 0 | 23.1 | 13.2 | HARTFORD GT1 / LOSTOCK GT2 / WINSFORD GT1 / WINSFORD GT2 | 35.88 | GREEN | 0 |  |  | 0 | 0 | 0 | 20 |  |  |  |  | Green (Over 5% headroom) | 101961 | 100 | 2.92 | 83 | 40 | 2460459 | [9 empty] | Frodsham | CARRINGTON | 5 | 2186.9 | 2186.9 | 0 | 0 | 930 | 2026-05 | [12 empty] | 53.1955 | -2.4972 | SPM-GRAVEL_T1_WCB_PLASTICS_T1_WHARTON_T1 | 9182445000 | SP Energy Networks open data (API key): NDP SPM primary-group polygons + Capacity Heatmaps Information Model SPM + LTDS appendices 3/6 + NSHR
1161 | 49.1 | ROAD THREE OPERATIONS HUB, ROAD THREE | WINSFORD | CW7 3PD | Cheshire West And Chester |  | Workshop And Premises | industrial | 1 | 1769.63 | 19048 | GIA | 158000 | Gravel T1 / Wcb Plastics T1 / Wharton T1 | inside-area | 0.28 | HARTFORD GT1 / LOSTOCK GT2 / WINSFORD GT1 / WINSFORD GT2 | CARRINGTON - FIDDLERS FERRY | SPM | 14.3 | primary | 14.274 | Green | 20 | 5.726 | thermal | 0 | 23.1 | 0 | 23.1 | 13.2 | HARTFORD GT1 / LOSTOCK GT2 / WINSFORD GT1 / WINSFORD GT2 | 35.88 | GREEN | 0 |  |  | 0 | 0 | 0 | 20 |  |  |  |  | Green (Over 5% headroom) | 101961 | 100 | 2.81 | 80 | 40 | 2461209 | [9 empty] | Frodsham | CARRINGTON | 5 | 2186.9 | 2186.9 | 0 | 0 | 930 | 2026-05 | [12 empty] | 53.1924 | -2.4852 | SPM-GRAVEL_T1_WCB_PLASTICS_T1_WHARTON_T1 | 14198707000 | SP Energy Networks open data (API key): NDP SPM primary-group polygons + Capacity Heatmaps Information Model SPM + LTDS appendices 3/6 + NSHR
1162 | 49.1 | TRIPAK SERVICES, ROAD THREE, INDUSTRIAL ESTATE | WINSFORD | CW7 3PD | Cheshire West And Chester |  | Warehouse And Premises | industrial | 1 | 1710.6 | 18413 | GIA | 72500 | Gravel T1 / Wcb Plastics T1 / Wharton T1 | inside-area | 0.28 | HARTFORD GT1 / LOSTOCK GT2 / WINSFORD GT1 / WINSFORD GT2 | CARRINGTON - FIDDLERS FERRY | SPM | 14.3 | primary | 14.274 | Green | 20 | 5.726 | thermal | 0 | 23.1 | 0 | 23.1 | 13.2 | HARTFORD GT1 / LOSTOCK GT2 / WINSFORD GT1 / WINSFORD GT2 | 35.88 | GREEN | 0 |  |  | 0 | 0 | 0 | 20 |  |  |  |  | Green (Over 5% headroom) | 101961 | 100 | 2.72 | 43 | 40 | 2461844 | [9 empty] | Frodsham | CARRINGTON | 5 | 2186.9 | 2186.9 | 0 | 0 | 930 | 2026-05 | [12 empty] | 53.1924 | -2.4852 | SPM-GRAVEL_T1_WCB_PLASTICS_T1_WHARTON_T1 | 4045087000 | SP Energy Networks open data (API key): NDP SPM primary-group polygons + Capacity Heatmaps Information Model SPM + LTDS appendices 3/6 + NSHR
1163 | 49.1 | FLEXIFILM LTD, ROAD ONE, INDUSTRIAL ESTATE | WINSFORD | CW7 3QE | Cheshire West And Chester |  | Factory And Premises | industrial | 1 | 1706.39 | 18367 | GIA | 109000 | Gravel T1 / Wcb Plastics T1 / Wharton T1 | inside-area | 0.55 | HARTFORD GT1 / LOSTOCK GT2 / WINSFORD GT1 / WINSFORD GT2 | CARRINGTON - FIDDLERS FERRY | SPM | 14.3 | primary | 14.274 | Green | 20 | 5.726 | thermal | 0 | 23.1 | 0 | 23.1 | 13.2 | HARTFORD GT1 / LOSTOCK GT2 / WINSFORD GT1 / WINSFORD GT2 | 35.88 | GREEN | 0 |  |  | 0 | 0 | 0 | 20 |  |  |  |  | Green (Over 5% headroom) | 101961 | 100 | 2.71 | 102 | 40 | 2461890 | [9 empty] | Frodsham | CARRINGTON | 5 | 2186.9 | 2186.9 | 0 | 0 | 930 | 2026-05 | 200003236150 | B1 Offices and Workshop businesses | 1186 | B | Grid Supplied Electricity | 4 |  | Heating and Natural Ventilation | 2021-08-09 |  | 0.5 | FALSE | 53.1969 | -2.4936 | SPM-GRAVEL_T1_WCB_PLASTICS_T1_WHARTON_T1 | 314883000 | SP Energy Networks open data (API key): NDP SPM primary-group polygons + Capacity Heatmaps Information Model SPM + LTDS appendices 3/6 + NSHR
1164 | 49.1 | JOHNSONS BUSINESS MOVES LTD, ROAD THREE, INDUSTRIAL ESTATE | WINSFORD | CW7 3PD | Cheshire West And Chester |  | Warehouse And Premises | industrial | 1 | 1578.63 | 16992 | GIA | 86000 | Gravel T1 / Wcb Plastics T1 / Wharton T1 | inside-area | 0.28 | HARTFORD GT1 / LOSTOCK GT2 / WINSFORD GT1 / WINSFORD GT2 | CARRINGTON - FIDDLERS FERRY | SPM | 14.3 | primary | 14.274 | Green | 20 | 5.726 | thermal | 0 | 23.1 | 0 | 23.1 | 13.2 | HARTFORD GT1 / LOSTOCK GT2 / WINSFORD GT1 / WINSFORD GT2 | 35.88 | GREEN | 0 |  |  | 0 | 0 | 0 | 20 |  |  |  |  | Green (Over 5% headroom) | 101961 | 100 | 2.51 | 39 | 40 | 2463265 | [9 empty] | Frodsham | CARRINGTON | 5 | 2186.9 | 2186.9 | 0 | 0 | 930 | 2026-05 | 100012603613 | B8 Storage or Distribution | 1648 | D | Grid Supplied Electricity | 3 |  | Heating and Natural Ventilation | 2012-08-20 |  | 0.67 | FALSE | 53.1924 | -2.4852 | SPM-GRAVEL_T1_WCB_PLASTICS_T1_WHARTON_T1 | 8537224000 | SP Energy Networks open data (API key): NDP SPM primary-group polygons + Capacity Heatmaps Information Model SPM + LTDS appendices 3/6 + NSHR
1165 | 49.1 | 15, ROAD FIVE, INDUSTRIAL ESTATE | WINSFORD | CW7 3SG | Cheshire West And Chester |  | Workshop And Premises | industrial | 1 | 1483.38 | 15967 | GIA | 111000 | Gravel T1 / Wcb Plastics T1 / Wharton T1 | inside-area | 0.46 | HARTFORD GT1 / LOSTOCK GT2 / WINSFORD GT1 / WINSFORD GT2 | CARRINGTON - FIDDLERS FERRY | SPM | 14.3 | primary | 14.274 | Green | 20 | 5.726 | thermal | 0 | 23.1 | 0 | 23.1 | 13.2 | HARTFORD GT1 / LOSTOCK GT2 / WINSFORD GT1 / WINSFORD GT2 | 35.88 | GREEN | 0 |  |  | 0 | 0 | 0 | 20 |  |  |  |  | Green (Over 5% headroom) | 101961 | 100 | 2.36 | 67 | 40 | 2464290 | [9 empty] | Frodsham | CARRINGTON | 5 | 2186.9 | 2186.9 | 0 | 0 | 930 | 2026-05 | 10014508012 | B2 to B7 General Industrial and Special Industrial Groups | 1478 | C | Natural Gas | 3 |  | Heating and Natural Ventilation | 2020-08-04 |  | 1 | FALSE | 53.1967 | -2.4897 | SPM-GRAVEL_T1_WCB_PLASTICS_T1_WHARTON_T1 | 7231508000 | SP Energy Networks open data (API key): NDP SPM primary-group polygons + Capacity Heatmaps Information Model SPM + LTDS appendices 3/6 + NSHR
1166 | 49.1 | UNITS 8 AND 9, ROAD ONE, INDUSTRIAL ESTATE | WINSFORD | CW7 3PD | Cheshire West And Chester |  | Warehouse And Premises | industrial | 1 | 1387.1 | 14931 | GIA | 74500 | Gravel T1 / Wcb Plastics T1 / Wharton T1 | inside-area | 0.28 | HARTFORD GT1 / LOSTOCK GT2 / WINSFORD GT1 / WINSFORD GT2 | CARRINGTON - FIDDLERS FERRY | SPM | 14.3 | primary | 14.274 | Green | 20 | 5.726 | thermal | 0 | 23.1 | 0 | 23.1 | 13.2 | HARTFORD GT1 / LOSTOCK GT2 / WINSFORD GT1 / WINSFORD GT2 | 35.88 | GREEN | 0 |  |  | 0 | 0 | 0 | 20 |  |  |  |  | Green (Over 5% headroom) | 101961 | 100 | 2.2 | 35 | 40 | 2465326 | [9 empty] | Frodsham | CARRINGTON | 5 | 2186.9 | 2186.9 | 0 | 0 | 930 | 2026-05 | [12 empty] | 53.1924 | -2.4852 | SPM-GRAVEL_T1_WCB_PLASTICS_T1_WHARTON_T1 | 2588587000 | SP Energy Networks open data (API key): NDP SPM primary-group polygons + Capacity Heatmaps Information Model SPM + LTDS appendices 3/6 + NSHR
1167 | 49.1 | UNITY HOUSE, ROAD FIVE | WINSFORD | CW7 3RB | Cheshire West And Chester |  | Warehouse And Premises | industrial | 1 | 1300.07 | 13994 | GIA | 80500 | Gravel T1 / Wcb Plastics T1 / Wharton T1 | inside-area | 0.56 | HARTFORD GT1 / LOSTOCK GT2 / WINSFORD GT1 / WINSFORD GT2 | CARRINGTON - FIDDLERS FERRY | SPM | 14.3 | primary | 14.274 | Green | 20 | 5.726 | thermal | 0 | 23.1 | 0 | 23.1 | 13.2 | HARTFORD GT1 / LOSTOCK GT2 / WINSFORD GT1 / WINSFORD GT2 | 35.88 | GREEN | 0 |  |  | 0 | 0 | 0 | 20 |  |  |  |  | Green (Over 5% headroom) | 101961 | 100 | 2.07 | 33 | 40 | 2466263 | [9 empty] | Frodsham | CARRINGTON | 5 | 2186.9 | 2186.9 | 0 | 0 | 930 | 2026-05 | 200003236794 | Offices and Workshop Businesses | 1512 | C | Natural Gas | 3 | 2 | Heating and Natural Ventilation | 2024-03-26 |  | 1 | FALSE | 53.1975 | -2.4911 | SPM-GRAVEL_T1_WCB_PLASTICS_T1_WHARTON_T1 | 14170216000 | SP Energy Networks open data (API key): NDP SPM primary-group polygons + Capacity Heatmaps Information Model SPM + LTDS appendices 3/6 + NSHR
1168 | 49.1 | KAY AND JAY PACKAGING SERVICES, DIERDEN STREET | WINSFORD | CW7 3DL | Cheshire West And Chester |  | Workshop And Premises | industrial | 1 | 1239.1 | 13338 | GIA | 26250 | Gravel T1 / Wcb Plastics T1 / Wharton T1 | inside-area | 0.84 | HARTFORD GT1 / LOSTOCK GT2 / WINSFORD GT1 / WINSFORD GT2 | CARRINGTON - FIDDLERS FERRY | SPM | 14.3 | primary | 14.274 | Green | 20 | 5.726 | thermal | 0 | 23.1 | 0 | 23.1 | 13.2 | HARTFORD GT1 / LOSTOCK GT2 / WINSFORD GT1 / WINSFORD GT2 | 35.88 | GREEN | 0 |  |  | 0 | 0 | 0 | 20 |  |  |  |  | Green (Over 5% headroom) | 101961 | 100 | 1.97 | 56 | 40 | 2466919 | [9 empty] | Frodsham | CARRINGTON | 5 | 2186.9 | 2186.9 | 0 | 0 | 930 | 2026-05 | [12 empty] | 53.1904 | -2.5014 | SPM-GRAVEL_T1_WCB_PLASTICS_T1_WHARTON_T1 | 369840133 | SP Energy Networks open data (API key): NDP SPM primary-group polygons + Capacity Heatmaps Information Model SPM + LTDS appendices 3/6 + NSHR
1169 | 49.1 | VACANT UNITS R/O REFLEC, ROAD ONE, INDUSTRIAL ESTATE | WINSFORD | CW7 3PL | Cheshire West And Chester |  | Warehouse And Premises | industrial | 1 | 1197.8 | 12893 | GIA | 52500 | Gravel T1 / Wcb Plastics T1 / Wharton T1 | inside-area | 0.28 | HARTFORD GT1 / LOSTOCK GT2 / WINSFORD GT1 / WINSFORD GT2 | CARRINGTON - FIDDLERS FERRY | SPM | 14.3 | primary | 14.274 | Green | 20 | 5.726 | thermal | 0 | 23.1 | 0 | 23.1 | 13.2 | HARTFORD GT1 / LOSTOCK GT2 / WINSFORD GT1 / WINSFORD GT2 | 35.88 | GREEN | 0 |  |  | 0 | 0 | 0 | 20 |  |  |  |  | Green (Over 5% headroom) | 101961 | 100 | 1.9 | 30 | 40 | 2467364 | [9 empty] | Frodsham | CARRINGTON | 5 | 2186.9 | 2186.9 | 0 | 0 | 930 | 2026-05 | 10095483864 | B2 to B7 General Industrial and Special Industrial Groups | 1230 | D | Natural Gas | 3 | 1 | Heating and Natural Ventilation | 2017-12-18 |  | 0.5 | FALSE | 53.1937 | -2.4931 | SPM-GRAVEL_T1_WCB_PLASTICS_T1_WHARTON_T1 | 4540901000 | SP Energy Networks open data (API key): NDP SPM primary-group polygons + Capacity Heatmaps Information Model SPM + LTDS appendices 3/6 + NSHR
1170 | 49.1 | COMBINED TYRES LTD, ROAD FOUR, INDUSTRIAL ESTATE | WINSFORD | CW7 3QN | Cheshire West And Chester |  | Workshop And Premises | industrial | 1 | 1065.91 | 11473 | GIA | 53000 | Gravel T1 / Wcb Plastics T1 / Wharton T1 | inside-area | 0.8 | HARTFORD GT1 / LOSTOCK GT2 / WINSFORD GT1 / WINSFORD GT2 | CARRINGTON - FIDDLERS FERRY | SPM | 14.3 | primary | 14.274 | Green | 20 | 5.726 | thermal | 0 | 23.1 | 0 | 23.1 | 13.2 | HARTFORD GT1 / LOSTOCK GT2 / WINSFORD GT1 / WINSFORD GT2 | 35.88 | GREEN | 0 |  |  | 0 | 0 | 0 | 20 |  |  |  |  | Green (Over 5% headroom) | 101961 | 100 | 1.69 | 48 | 40 | 2468784 | [9 empty] | Frodsham | CARRINGTON | 5 | 2186.9 | 2186.9 | 0 | 0 | 930 | 2026-05 | 10091641355 | General Industrial and Special Industrial Groups | 899 | B | Grid Supplied Electricity | 3 |  | Air Conditioning | 2025-03-17 |  | 1 | FALSE | 53.1983 | -2.4966 | SPM-GRAVEL_T1_WCB_PLASTICS_T1_WHARTON_T1 | 7512883000 | SP Energy Networks open data (API key): NDP SPM primary-group polygons + Capacity Heatmaps Information Model SPM + LTDS appendices 3/6 + NSHR
1171 | 49.1 | BAM NUTTALL 9, ROAD THREE | WINSFORD | CW7 3PD | Cheshire West And Chester |  | Warehouse And Premises | industrial | 1 | 1046.94 | 11269 | GIA | 65000 | Gravel T1 / Wcb Plastics T1 / Wharton T1 | inside-area | 0.28 | HARTFORD GT1 / LOSTOCK GT2 / WINSFORD GT1 / WINSFORD GT2 | CARRINGTON - FIDDLERS FERRY | SPM | 14.3 | primary | 14.274 | Green | 20 | 5.726 | thermal | 0 | 23.1 | 0 | 23.1 | 13.2 | HARTFORD GT1 / LOSTOCK GT2 / WINSFORD GT1 / WINSFORD GT2 | 35.88 | GREEN | 0 |  |  | 0 | 0 | 0 | 20 |  |  |  |  | Green (Over 5% headroom) | 101961 | 100 | 1.66 | 26 | 40 | 2468988 | [9 empty] | Frodsham | CARRINGTON | 5 | 2186.9 | 2186.9 | 0 | 0 | 930 | 2026-05 | 10011724859 | B2 to B7 General Industrial and Special Industrial Groups | 281 | E | Natural Gas | 3 |  | Heating and Natural Ventilation | 2012-12-06 |  | 0.5 | FALSE | 53.1924 | -2.4852 | SPM-GRAVEL_T1_WCB_PLASTICS_T1_WHARTON_T1 | 14170041000 | SP Energy Networks open data (API key): NDP SPM primary-group polygons + Capacity Heatmaps Information Model SPM + LTDS appendices 3/6 + NSHR
1172 | 49 | TREBEIRDD, NERCWYS ROAD | MOLD | CH7 4ED | Flintshire | AMCOR | Factory And Premises | industrial | 1 | 37605.68 | 404784 | GIA | 1170000 | Bromfield T1 / Bromfield T2 / Ponterwyl T1 / Rhyd-Y-Goleu T1 / Synthite T1 | inside-area | 0.82 | BRYMBO GT2 / HAWARDEN GT2 / HOLYWELL GT2 | CONNAHS QUAY - PENTIR - ST ASAPH | SPM | 19.9 | bsp | 20.363 | Green | 37.5 | 17.137 | thermal | 0 | 0 | 1.1 | 0 | 16.3 | BRYMBO GT2 / HAWARDEN GT2 / HOLYWELL GT2 | 19.9178 | GREEN | 0 |  |  | 0 | 0 | 0 | 37.5 |  |  |  |  | Green (Over 5% headroom) | 141889 | 35 | 59.76 | 2256 | 19 | 731894 | [9 empty] | Connahs Quay / SASA | [20 empty] | 53.1511 | -3.1404 | SPM-BROMFIELD_T1_BROMFIELD_T2_PONTERWYL_T1_RHYD_Y_GOLEU_T1_SYNTH | 245705206 | SP Energy Networks open data (API key): NDP SPM primary-group polygons + Capacity Heatmaps Information Model SPM + LTDS appendices 3/6 + NSHR
1173 | 48.9 | CEREAL PARTNERS UK, PORT CAUSEWAY | WIRRAL | CH62 4TH | Wirral |  | Factory And Premises | industrial | 1 | 45307.58 | 487686 | GIA | 1240000 | Cereal Partners T1 / Lever Georgia Ave T1 / Pool La T1 / Uml Lever Bromborough T2 | inside-area | 1.12 | BROMBOROUGH GT3 / ROCK FERRY GT2 | BIRKENHEAD | SPM | 19.8 | primary | 19.766 | Green | 30 | 10.234 | thermal | 0 | 0 | 0 | 0 | 18.6 | BROMBOROUGH GT3 / ROCK FERRY GT2 | 21.814 | GREEN | 0 |  |  | 0 | 0 | 0 | 30 |  |  |  |  | Green (Over 5% headroom) | 141176 | 29 | 72 | 2718 | 29 | 1757487 | [9 empty] | Capenhurst | BIRKENHEAD | 0 | 0 | 0 | 0 | 0 | 90 | [13 empty] | 53.3456 | -2.9798 | SPM-CEREAL_PARTNERS_T1_LEVER_GEORGIA_AVE_T1_POOL_LA_T1_UML_LEVER | 285859132 | SP Energy Networks open data (API key): NDP SPM primary-group polygons + Capacity Heatmaps Information Model SPM + LTDS appendices 3/6 + NSHR
1174 | 48.9 | CRAIGMILLAR, STADIUM ROAD | WIRRAL | CH62 3NU | Wirral |  | Factory And Premises | industrial | 1 | 38464.7 | 414030 | GIA | 965000 | Cereal Partners T1 / Lever Georgia Ave T1 / Pool La T1 / Uml Lever Bromborough T2 | inside-area | 0.44 | BROMBOROUGH GT3 / ROCK FERRY GT2 | BIRKENHEAD | SPM | 19.8 | primary | 19.766 | Green | 30 | 10.234 | thermal | 0 | 0 | 0 | 0 | 18.6 | BROMBOROUGH GT3 / ROCK FERRY GT2 | 21.814 | GREEN | 0 |  |  | 0 | 0 | 0 | 30 |  |  |  |  | Green (Over 5% headroom) | 141176 | 34 | 61.12 | 2308 | 29 | 1831143 | [9 empty] | Capenhurst | BIRKENHEAD | 0 | 0 | 0 | 0 | 0 | 90 |  | 42170375 | General Industrial and Special Industrial Groups | 37984 | B | Grid Supplied Electricity | 3 |  | Heating and Natural Ventilation | 2024-12-16 |  | 0.5 | FALSE | 53.3391 | -2.9701 | SPM-CEREAL_PARTNERS_T1_LEVER_GEORGIA_AVE_T1_POOL_LA_T1_UML_LEVER | 230075132 | SP Energy Networks open data (API key): NDP SPM primary-group polygons + Capacity Heatmaps Information Model SPM + LTDS appendices 3/6 + NSHR
1175 | 48.9 | UNITS 1 & 2 OCEAN PLAZA, MARINE PARADE | SOUTHPORT | PR8 1RY | Sefton |  | Retail Warehouse And Premises | bigbox | 2 | 5524.75 | 59468 | GIA | 692500 | Nevill St T1 / Ocean Plaza T1 / York Rd T1 | inside-area | 0.42 | FORMBY GT2B / SOUTHPORT GT1 / SOUTHPORT GT2 | KIRKBY | SPM | 10.4 | primary | 10.426 | Green | 20 | 9.574 | thermal | 0 | 0 | 0.8 | 0 | 9.2 | FORMBY GT2B / SOUTHPORT GT1 / SOUTHPORT GT2 | 12.484 | GREEN | 0 |  |  | 0 | 0 | 0 | 20 |  |  |  |  | Green (Over 5% headroom) | 74153 | 100 | 8.78 | 497 | 6 | 262935 | [9 empty] | Lister Drive | KIRKBY | 4 | 514 | 514 | 400 | 0 | 0 | 2027-08 | 41227960 | General Assembly and Leisure, Night Clubs, and Theatres | 719 | C | Grid Supplied Electricity | 3 |  | Air Conditioning | 2023-05-02 |  | 1 | FALSE | 53.6534 | -3.0111 | SPM-NEVILL_ST_T1_OCEAN_PLAZA_T1_YORK_RD_T1 | 9411196000;9415004000 | SP Energy Networks open data (API key): NDP SPM primary-group polygons + Capacity Heatmaps Information Model SPM + LTDS appendices 3/6 + NSHR
1176 | 48.9 | EVERLAST GYMS, OCEAN PLAZA, MARINE PARADE | SOUTHPORT | PR8 1SB | Sefton |  | Leisure Centre & Premises | bigbox | 1 | 5240 | 56403 | GIA | 231000 | Nevill St T1 / Ocean Plaza T1 / York Rd T1 | inside-area | 0.45 | FORMBY GT2B / SOUTHPORT GT1 / SOUTHPORT GT2 | KIRKBY | SPM | 10.4 | primary | 10.426 | Green | 20 | 9.574 | thermal | 0 | 0 | 0.8 | 0 | 9.2 | FORMBY GT2B / SOUTHPORT GT1 / SOUTHPORT GT2 | 12.484 | GREEN | 0 |  |  | 0 | 0 | 0 | 20 |  |  |  |  | Green (Over 5% headroom) | 74153 | 100 | 8.33 | 419 | 6 | 266000 | [9 empty] | Lister Drive | KIRKBY | 4 | 514 | 514 | 400 | 0 | 0 | 2027-08 | [12 empty] | 53.652 | -3.0145 | SPM-NEVILL_ST_T1_OCEAN_PLAZA_T1_YORK_RD_T1 | 14547182000 | SP Energy Networks open data (API key): NDP SPM primary-group polygons + Capacity Heatmaps Information Model SPM + LTDS appendices 3/6 + NSHR
1177 | 48.9 | SAINSBURYS, LORD STREET | SOUTHPORT | PR9 0NP | Sefton |  | Superstore And Premises | bigbox | 1 | 3777.2 | 40657 | GIA | 515000 | Nevill St T1 / Ocean Plaza T1 / York Rd T1 | inside-area | 0.42 | FORMBY GT2B / SOUTHPORT GT1 / SOUTHPORT GT2 | KIRKBY | SPM | 10.4 | primary | 10.426 | Green | 20 | 9.574 | thermal | 0 | 0 | 0.8 | 0 | 9.2 | FORMBY GT2B / SOUTHPORT GT1 / SOUTHPORT GT2 | 12.484 | GREEN | 0 |  |  | 0 | 0 | 0 | 20 |  |  |  |  | Green (Over 5% headroom) | 74153 | 100 | 6 | 340 | 6 | 281746 | [9 empty] | Lister Drive | KIRKBY | 4 | 514 | 514 | 400 | 0 | 0 | 2027-08 | [12 empty] | 53.6495 | -3.0022 | SPM-NEVILL_ST_T1_OCEAN_PLAZA_T1_YORK_RD_T1 | 15095362000 | SP Energy Networks open data (API key): NDP SPM primary-group polygons + Capacity Heatmaps Information Model SPM + LTDS appendices 3/6 + NSHR
1178 | 48.9 | UNIT 20 PREMIER BOWL, OCEAN PLAZA, MARINE PARADE | SOUTHPORT | PR8 1RY | Sefton |  | Bowling Alley And Premises | bigbox | 1 | 2485 | 26748 | GIA | 146000 | Nevill St T1 / Ocean Plaza T1 / York Rd T1 | inside-area | 0.42 | FORMBY GT2B / SOUTHPORT GT1 / SOUTHPORT GT2 | KIRKBY | SPM | 10.4 | primary | 10.426 | Green | 20 | 9.574 | thermal | 0 | 0 | 0.8 | 0 | 9.2 | FORMBY GT2B / SOUTHPORT GT1 / SOUTHPORT GT2 | 12.484 | GREEN | 0 |  |  | 0 | 0 | 0 | 20 |  |  |  |  | Green (Over 5% headroom) | 74153 | 100 | 3.95 | 199 | 6 | 295655 | [9 empty] | Lister Drive | KIRKBY | 4 | 514 | 514 | 400 | 0 | 0 | 2027-08 | 41227960 | General Assembly and Leisure, Night Clubs, and Theatres | 719 | C | Grid Supplied Electricity | 3 |  | Air Conditioning | 2023-05-02 |  | 1 | FALSE | 53.6534 | -3.0111 | SPM-NEVILL_ST_T1_OCEAN_PLAZA_T1_YORK_RD_T1 | 14500595000 | SP Energy Networks open data (API key): NDP SPM primary-group polygons + Capacity Heatmaps Information Model SPM + LTDS appendices 3/6 + NSHR
1179 | 48.9 | BOOKER CASH & CARRY, UNION STREET | PRENTON | CH42 3TL | Wirral |  | Wholesale Warehouse And Premises | industrial | 1 | 3145.9 | 33862 | GIA | 115000 | Egerton T1 / Rock Ferry T1 / Shell Tranmere T1 | inside-area | 1.74 | PRENTON GRID GT1 / ROCK FERRY GT1 | BIRKENHEAD | SPM | 6.7 | primary | 6.67 | Green | 20 | 13.33 | thermal | 0 | 0 | 0 | 0 | 4.2 | PRENTON GRID GT1 / ROCK FERRY GT1 | 18.455 | GREEN | 0 |  |  | 0 | 0 | 0 | 20 |  |  |  |  | Green (Over 5% headroom) | 47772 | 100 | 5 | 79 | 10 | 175454 | [9 empty] | Birkenhead | BIRKENHEAD | 0 | 0 | 0 | 0 | 0 | 90 |  | 42118800 | A1/A2 Retail and Financial/Professional services | 3018 | C | Natural Gas | 3 |  | Heating and Natural Ventilation | 2015-11-25 |  | 1 | FALSE | 53.3788 | -3.015 | SPM-EGERTON_T1_ROCK_FERRY_T1_SHELL_TRANMERE_T1 | 291008132 | SP Energy Networks open data (API key): NDP SPM primary-group polygons + Capacity Heatmaps Information Model SPM + LTDS appendices 3/6 + NSHR
1180 | 48.9 | UNIT 3, TURBINE BUSINESS PARK, CAMPBELTOWN ROAD | BIRKENHEAD | CH41 9HP | Wirral |  | Warehouse And Premises | industrial | 2 | 2930.22 | 31541 | GIA | 176500 | Egerton T1 / Rock Ferry T1 / Shell Tranmere T1 | inside-area | 1.68 | PRENTON GRID GT1 / ROCK FERRY GT1 | BIRKENHEAD | SPM | 6.7 | primary | 6.67 | Green | 20 | 13.33 | thermal | 0 | 0 | 0 | 0 | 4.2 | PRENTON GRID GT1 / ROCK FERRY GT1 | 18.455 | GREEN | 0 |  |  | 0 | 0 | 0 | 20 |  |  |  |  | Green (Over 5% headroom) | 47772 | 100 | 4.66 | 73 | 10 | 177775 | [9 empty] | Birkenhead | BIRKENHEAD | 0 | 0 | 0 | 0 | 0 | 90 |  | 42189507 | Storage or Distribution | 786 | C | Grid Supplied Electricity | 5 |  | Heating and Mechanical Ventilation | 2023-06-22 |  | 0.67 | FALSE | 53.379 | -3.0107 | SPM-EGERTON_T1_ROCK_FERRY_T1_SHELL_TRANMERE_T1 | 10249551000;10242069000 | SP Energy Networks open data (API key): NDP SPM primary-group polygons + Capacity Heatmaps Information Model SPM + LTDS appendices 3/6 + NSHR
1181 | 48.9 | 1-2, RUSSELL ROAD | BIRKENHEAD | CH42 1RP | Wirral |  | Factory And Premises | industrial | 1 | 1866.95 | 20096 | GIA | 63500 | Egerton T1 / Rock Ferry T1 / Shell Tranmere T1 | inside-area | 1.27 | PRENTON GRID GT1 / ROCK FERRY GT1 | BIRKENHEAD | SPM | 6.7 | primary | 6.67 | Green | 20 | 13.33 | thermal | 0 | 0 | 0 | 0 | 4.2 | PRENTON GRID GT1 / ROCK FERRY GT1 | 18.455 | GREEN | 0 |  |  | 0 | 0 | 0 | 20 |  |  |  |  | Green (Over 5% headroom) | 47772 | 100 | 2.97 | 112 | 10 | 189220 | [9 empty] | Birkenhead | BIRKENHEAD | 0 | 0 | 0 | 0 | 0 | 90 |  | 42170373 | B8 Storage or Distribution | 824 | E | Natural Gas | 3 |  | Heating and Natural Ventilation | 2020-12-21 |  | 0.5 | FALSE | 53.3755 | -3.0087 | SPM-EGERTON_T1_ROCK_FERRY_T1_SHELL_TRANMERE_T1 | 5853058000 | SP Energy Networks open data (API key): NDP SPM primary-group polygons + Capacity Heatmaps Information Model SPM + LTDS appendices 3/6 + NSHR
1182 | 48.8 | BUCKLEY FOODS LTD, LITTLE MOUNTAIN INDUSTRIAL ESTATE, STATION ROAD | BUCKLEY | CH7 3AH | Flintshire |  | Factory And Premises | industrial | 1 | 7110.57 | 76537 | GIA | 210000 | Buckley T1 / Buckley T2 / Buckley Cross T1 | inside-area | 0.52 | CASTLE CEMENT GT1 / HAWARDEN GT1 / SALTNEY GT1 / SALTNEY G2B | CONNAHS QUAY - PENTIR - ST ASAPH | SPM | 6.6 | primary | 6.552 | Green | 20 | 11.448 | thermal | 6 | 0 | 0 | 6 | 5.3 | CASTLE CEMENT GT1 / HAWARDEN GT1 / SALTNEY GT1 / SALTNEY G2B | 32.76 | GREEN | 0 |  |  | 0 | 0 | 0 | 20 |  |  |  |  | Green (Over 5% headroom) | 47059 | 61 | 11.3 | 427 | 23 | 593975 | [9 empty] | Connahs Quay / SASA | [20 empty] | 53.1657 | -3.0631 | SPM-BUCKLEY_T1_BUCKLEY_T2_BUCKLEY_CROSS_T1 | 13912319000 | SP Energy Networks open data (API key): NDP SPM primary-group polygons + Capacity Heatmaps Information Model SPM + LTDS appendices 3/6 + NSHR
1183 | 48.8 | FIRE DOORS, PINFOLD LANE | MOLD | CH7 6NY | Flintshire |  | Warehouse And Premises | industrial | 1 | 6453.93 | 69469 | GIA | 139000 | Buckley T1 / Buckley T2 / Buckley Cross T1 | inside-area | 3.83 | CASTLE CEMENT GT1 / HAWARDEN GT1 / SALTNEY GT1 / SALTNEY G2B | CONNAHS QUAY - PENTIR - ST ASAPH | SPM | 6.6 | primary | 6.552 | Green | 20 | 11.448 | thermal | 6 | 0 | 0 | 6 | 5.3 | CASTLE CEMENT GT1 / HAWARDEN GT1 / SALTNEY GT1 / SALTNEY G2B | 32.76 | GREEN | 0 |  |  | 0 | 0 | 0 | 20 |  |  |  |  | Green (Over 5% headroom) | 47059 | 68 | 10.26 | 161 | 23 | 601043 | [9 empty] | Connahs Quay / SASA | [20 empty] | 53.1936 | -3.0859 | SPM-BUCKLEY_T1_BUCKLEY_T2_BUCKLEY_CROSS_T1 | 8135775000 | SP Energy Networks open data (API key): NDP SPM primary-group polygons + Capacity Heatmaps Information Model SPM + LTDS appendices 3/6 + NSHR
1184 | 48.8 | DRURY LANE INDUSTRIAL ESTATE, DRURY LANE | BUCKLEY | CH7 3DZ | Flintshire | GEM DISCOUNTS | Warehouse And Premises | industrial | 1 | 4646.24 | 50012 | GIA | 66000 | Buckley T1 / Buckley T2 / Buckley Cross T1 | inside-area | 1.12 | CASTLE CEMENT GT1 / HAWARDEN GT1 / SALTNEY GT1 / SALTNEY G2B | CONNAHS QUAY - PENTIR - ST ASAPH | SPM | 6.6 | primary | 6.552 | Green | 20 | 11.448 | thermal | 6 | 0 | 0 | 6 | 5.3 | CASTLE CEMENT GT1 / HAWARDEN GT1 / SALTNEY GT1 / SALTNEY G2B | 32.76 | GREEN | 0 |  |  | 0 | 0 | 0 | 20 |  |  |  |  | Green (Over 5% headroom) | 47059 | 94 | 7.38 | 116 | 23 | 620500 | [9 empty] | Connahs Quay / SASA | [8 empty] | 10023845937 | D2 General Assembly and Leisure plus Night Clubs and Theatres | 279 | E | Grid Supplied Electricity | 3 |  | Heating and Natural Ventilation | 2021-10-07 |  | 1 | FALSE | 53.1734 | -3.0628 | SPM-BUCKLEY_T1_BUCKLEY_T2_BUCKLEY_CROSS_T1 | 3390937000 | SP Energy Networks open data (API key): NDP SPM primary-group polygons + Capacity Heatmaps Information Model SPM + LTDS appendices 3/6 + NSHR
1185 | 48.8 | UNITS 1A-1C, SPENCER INDUSTRIAL ESTATE, MOUNT PLEASANT ROAD | BUCKLEY | CH7 3ET | Flintshire |  | Workshop And Premises | industrial | 1 | 3545.93 | 38168 | GIA | 82500 | Buckley T1 / Buckley T2 / Buckley Cross T1 | inside-area | 1.32 | CASTLE CEMENT GT1 / HAWARDEN GT1 / SALTNEY GT1 / SALTNEY G2B | CONNAHS QUAY - PENTIR - ST ASAPH | SPM | 6.6 | primary | 6.552 | Green | 20 | 11.448 | thermal | 6 | 0 | 0 | 6 | 5.3 | CASTLE CEMENT GT1 / HAWARDEN GT1 / SALTNEY GT1 / SALTNEY G2B | 32.76 | GREEN | 0 |  |  | 0 | 0 | 0 | 20 |  |  |  |  | Green (Over 5% headroom) | 47059 | 100 | 5.63 | 160 | 23 | 632344 | [9 empty] | Connahs Quay / SASA | [20 empty] | 53.1748 | -3.0647 | SPM-BUCKLEY_T1_BUCKLEY_T2_BUCKLEY_CROSS_T1 | 13847653000 | SP Energy Networks open data (API key): NDP SPM primary-group polygons + Capacity Heatmaps Information Model SPM + LTDS appendices 3/6 + NSHR
1186 | 48.8 | LESTER CLADDING LTD, GLOBE WAY | BUCKLEY | CH7 3FH | Flintshire |  | Warehouse And Premises | industrial | 1 | 2555.04 | 27502 | GIA | 99500 | Buckley T1 / Buckley T2 / Buckley Cross T1 | inside-area | 1.36 | CASTLE CEMENT GT1 / HAWARDEN GT1 / SALTNEY GT1 / SALTNEY G2B | CONNAHS QUAY - PENTIR - ST ASAPH | SPM | 6.6 | primary | 6.552 | Green | 20 | 11.448 | thermal | 6 | 0 | 0 | 6 | 5.3 | CASTLE CEMENT GT1 / HAWARDEN GT1 / SALTNEY GT1 / SALTNEY G2B | 32.76 | GREEN | 0 |  |  | 0 | 0 | 0 | 20 |  |  |  |  | Green (Over 5% headroom) | 47059 | 100 | 4.06 | 64 | 23 | 643010 | [9 empty] | Connahs Quay / SASA | [20 empty] | 53.1759 | -3.0623 | SPM-BUCKLEY_T1_BUCKLEY_T2_BUCKLEY_CROSS_T1 | 14288948000 | SP Energy Networks open data (API key): NDP SPM primary-group polygons + Capacity Heatmaps Information Model SPM + LTDS appendices 3/6 + NSHR
1187 | 48.8 | FACTORY AND PREMISES, DRURY NEW ROAD | BUCKLEY | CH7 3DS | Flintshire |  | Factory And Premises | industrial | 1 | 2533.16 | 27267 | GIA | 72000 | Buckley T1 / Buckley T2 / Buckley Cross T1 | inside-area | 0.74 | CASTLE CEMENT GT1 / HAWARDEN GT1 / SALTNEY GT1 / SALTNEY G2B | CONNAHS QUAY - PENTIR - ST ASAPH | SPM | 6.6 | primary | 6.552 | Green | 20 | 11.448 | thermal | 6 | 0 | 0 | 6 | 5.3 | CASTLE CEMENT GT1 / HAWARDEN GT1 / SALTNEY GT1 / SALTNEY G2B | 32.76 | GREEN | 0 |  |  | 0 | 0 | 0 | 20 |  |  |  |  | Green (Over 5% headroom) | 47059 | 100 | 4.03 | 152 | 23 | 643245 | [9 empty] | Connahs Quay / SASA | [9 empty] | Offices and Workshop Businesses | 2565 | B | Grid Supplied Electricity | 3 |  | Heating and Natural Ventilation | 2026-08-20 |  | 0.5 | FALSE | 53.1709 | -3.0571 | SPM-BUCKLEY_T1_BUCKLEY_T2_BUCKLEY_CROSS_T1 | 15084004000 | SP Energy Networks open data (API key): NDP SPM primary-group polygons + Capacity Heatmaps Information Model SPM + LTDS appendices 3/6 + NSHR
1188 | 48.8 | ALLTAMI DEPOT, MOLD ROAD | MOLD | CH7 6LG | Flintshire |  | Workshop And Premises | industrial | 1 | 2403.53 | 25871 | GIA | 69000 | Buckley T1 / Buckley T2 / Buckley Cross T1 | inside-area | 3.41 | CASTLE CEMENT GT1 / HAWARDEN GT1 / SALTNEY GT1 / SALTNEY G2B | CONNAHS QUAY - PENTIR - ST ASAPH | SPM | 6.6 | primary | 6.552 | Green | 20 | 11.448 | thermal | 6 | 0 | 0 | 6 | 5.3 | CASTLE CEMENT GT1 / HAWARDEN GT1 / SALTNEY GT1 / SALTNEY G2B | 32.76 | GREEN | 0 |  |  | 0 | 0 | 0 | 20 |  |  |  |  | Green (Over 5% headroom) | 47059 | 100 | 3.82 | 108 | 23 | 644641 | [9 empty] | Connahs Quay / SASA | [8 empty] | 10023846033 | B2 to B7 General Industrial and Special Industrial Groups | 515 | D | Natural Gas | 3 |  | Heating and Natural Ventilation | 2014-03-12 |  | 1 | FALSE | 53.1853 | -3.0928 | SPM-BUCKLEY_T1_BUCKLEY_T2_BUCKLEY_CROSS_T1 | 8869809000 | SP Energy Networks open data (API key): NDP SPM primary-group polygons + Capacity Heatmaps Information Model SPM + LTDS appendices 3/6 + NSHR
1189 | 48.8 | CUSTOM PRECISION JOINERY LTD, CATHERALLS INDUSTRIAL ESTATE, BROOKHILL WAY, PINFOLD LANE | BUCKLEY | CH7 3PS | Flintshire |  | Workshop And Premises | industrial | 1 | 2150.11 | 23144 | GIA | 60500 | Buckley T1 / Buckley T2 / Buckley Cross T1 | inside-area | 2.43 | CASTLE CEMENT GT1 / HAWARDEN GT1 / SALTNEY GT1 / SALTNEY G2B | CONNAHS QUAY - PENTIR - ST ASAPH | SPM | 6.6 | primary | 6.552 | Green | 20 | 11.448 | thermal | 6 | 0 | 0 | 6 | 5.3 | CASTLE CEMENT GT1 / HAWARDEN GT1 / SALTNEY GT1 / SALTNEY G2B | 32.76 | GREEN | 0 |  |  | 0 | 0 | 0 | 20 |  |  |  |  | Green (Over 5% headroom) | 47059 | 100 | 3.42 | 97 | 23 | 647368 | [9 empty] | Connahs Quay / SASA | [20 empty] | 53.18 | -3.0811 | SPM-BUCKLEY_T1_BUCKLEY_T2_BUCKLEY_CROSS_T1 | 214410206 | SP Energy Networks open data (API key): NDP SPM primary-group polygons + Capacity Heatmaps Information Model SPM + LTDS appendices 3/6 + NSHR
1190 | 48.7 | IOMA CLOTHING CO LTD, WOODEND AVENUE | LIVERPOOL | L24 9WF | Liverpool |  | Factory And Premises | industrial | 1 | 1675.29 | 18033 | GIA | 52500 | Conix T1 / Conix T2 / Medeva T1 | inside-area | 0.49 | HALEWOOD G1B / HALEWOOD G2B / HALEWOOD GT3 / SPEKE GT1A | RAINHILL | SPM | 14 | primary | 14.029 | Green | 20 | 5.971 | thermal | 0 | 0 | 0 | 0 | 13.7 | HALEWOOD GT3 / SPEKE GT1A | 37.9606 | GREEN | 0 |  |  | 0 | 0 | 0 | 20 |  |  |  |  | Green (Over 5% headroom) | 99822 | 100 | 2.66 | 101 | 5 | 408560 | [9 empty] | Lister Drive | RAINHILL | 1 | 85.5 | 85.5 | 0 | 0 | 57 | 2026-09 | [12 empty] | 53.3527 | -2.8509 | SPM-CONIX_T1_CONIX_T2_MEDEVA_T1 | 3606504000 | SP Energy Networks open data (API key): NDP SPM primary-group polygons + Capacity Heatmaps Information Model SPM + LTDS appendices 3/6 + NSHR
1191 | 48.7 | THE PRINT WORKS, WOODEND AVENUE | LIVERPOOL | L24 9NB | Liverpool |  | Workshop And Premises | industrial | 1 | 1110.13 | 11949 | GIA | 37750 | Conix T1 / Conix T2 / Medeva T1 | inside-area | 0.35 | HALEWOOD G1B / HALEWOOD G2B / HALEWOOD GT3 / SPEKE GT1A | RAINHILL | SPM | 14 | primary | 14.029 | Green | 20 | 5.971 | thermal | 0 | 0 | 0 | 0 | 13.7 | HALEWOOD GT3 / SPEKE GT1A | 37.9606 | GREEN | 0 |  |  | 0 | 0 | 0 | 20 |  |  |  |  | Green (Over 5% headroom) | 99822 | 100 | 1.76 | 50 | 5 | 414644 | [9 empty] | Lister Drive | RAINHILL | 1 | 85.5 | 85.5 | 0 | 0 | 57 | 2026-09 | [12 empty] | 53.3514 | -2.8501 | SPM-CONIX_T1_CONIX_T2_MEDEVA_T1 | 7760459000 | SP Energy Networks open data (API key): NDP SPM primary-group polygons + Capacity Heatmaps Information Model SPM + LTDS appendices 3/6 + NSHR
1192 | 48.7 | JEWSON LTD AT 300, PRICE STREET | BIRKENHEAD | CH41 3PX | Wirral |  | Builders Merchants And Premises | bigbox | 1 | 2126.92 | 22894 | GIA | 84500 | Bentinck St T1 / Bentinck St T2 / Chester St T1 | inside-area | 0.83 | PRENTON GRID GT1 / ROCK FERRY GT1 | BIRKENHEAD | SPM | 10.3 | primary | 10.3335 | Green | 18.2 | 7.8665 | thermal | 0 | 0 | 0 | 0 | 8.2 | PRENTON GRID GT1 / ROCK FERRY GT1 | 18.455 | GREEN | 0 |  |  | 0 | 0 | 0 | 18.2 |  |  |  |  | Green (Over 5% headroom) | 73440 | 100 | 3.38 | 191 | 32 | 1076957 | [9 empty] | Birkenhead | BIRKENHEAD | 0 | 0 | 0 | 0 | 0 | 90 |  | 42204809 | B1 Offices and Workshop businesses | 1966 | E | Natural Gas | 3 |  | Heating and Natural Ventilation | 2020-12-04 |  | 1 | FALSE | 53.3983 | -3.0334 | SPM-BENTINCK_ST_T1_BENTINCK_ST_T2_CHESTER_ST_T1 | 13395052000 | SP Energy Networks open data (API key): NDP SPM primary-group polygons + Capacity Heatmaps Information Model SPM + LTDS appendices 3/6 + NSHR
1193 | 48.5 | UNIT 3, PEEL ROAD INDUSTRIAL CENTRE, PEEL ROAD | SKELMERSDALE | WN8 9PT | West Lancashire |  | Warehouse And Premises; Workshop And Premises | industrial | 4 | 26404.6 | 284216 | GIA | 632500 | Carborundum T1 / Houghtons La T1 / Rainford T1 / Windlehurst T2 | nearest-substation | 8.06 | RAVENHEAD G1A1 / ST HELENS GT2B / WINDLE GT1 | RAINHILL | SPM | 13.9 | primary | 13.871 | Green | 30 | 15.129 | thermal | 4 | 0 | 0 | 4 | 12.1 | RAVENHEAD G1A1 / ST HELENS GT2B / WINDLE GT1 | 26.66 | GREEN | 17.1 |  |  | 0 | 0 | 0 | 30 |  |  |  |  | Green (Over 5% headroom) | 99109 | 35 | 41.96 | 1188 | 80 | 6497138 | [9 empty] | Kirkby (_D) | RAINHILL | 1 | 85.5 | 85.5 | 0 | 0 | 57 | 2026-09 | [12 empty] | 53.5308 | -2.7545 | SPM-CARBORUNDUM_T1_HOUGHTONS_LA_T1_RAINFORD_T1_WINDLEHURST_T2 | 238294126;184376126;5267935000;238293126 | SP Energy Networks open data (API key): NDP SPM primary-group polygons + Capacity Heatmaps Information Model SPM + LTDS appendices 3/6 + NSHR
1194 | 48.5 | 1, GLADDEN PLACE | SKELMERSDALE | WN8 9SX | West Lancashire |  | Factory And Premises; Workshop And Premises | industrial | 3 | 25914.65 | 278943 | GIA | 617000 | Carborundum T1 / Houghtons La T1 / Rainford T1 / Windlehurst T2 | nearest-substation | 9.48 | RAVENHEAD G1A1 / ST HELENS GT2B / WINDLE GT1 | RAINHILL | SPM | 13.9 | primary | 13.871 | Green | 30 | 15.129 | thermal | 4 | 0 | 0 | 4 | 12.1 | RAVENHEAD G1A1 / ST HELENS GT2B / WINDLE GT1 | 26.66 | GREEN | 17.1 |  |  | 0 | 0 | 0 | 30 |  |  |  |  | Green (Over 5% headroom) | 99109 | 36 | 41.18 | 1555 | 80 | 6502411 | [9 empty] | Kirkby (_D) | RAINHILL | 1 | 85.5 | 85.5 | 0 | 0 | 57 | 2026-09 | [12 empty] | 53.5453 | -2.7993 | SPM-CARBORUNDUM_T1_HOUGHTONS_LA_T1_RAINFORD_T1_WINDLEHURST_T2 | 161841126;161850126;14579277000 | SP Energy Networks open data (API key): NDP SPM primary-group polygons + Capacity Heatmaps Information Model SPM + LTDS appendices 3/6 + NSHR
1195 | 48.5 | 15 17 &19, PIT HEY PLACE | SKELMERSDALE | WN8 9PS | West Lancashire |  | Factory And Premises; Warehouse And Premises; Workshop And Premises | industrial | 7 | 21023.99 | 226300 | GIA | 794750 | Carborundum T1 / Houghtons La T1 / Rainford T1 / Windlehurst T2 | nearest-substation | 8.14 | RAVENHEAD G1A1 / ST HELENS GT2B / WINDLE GT1 | RAINHILL | SPM | 13.9 | primary | 13.871 | Green | 30 | 15.129 | thermal | 4 | 0 | 0 | 4 | 12.1 | RAVENHEAD G1A1 / ST HELENS GT2B / WINDLE GT1 | 26.66 | GREEN | 17.1 |  |  | 0 | 0 | 0 | 30 |  |  |  |  | Green (Over 5% headroom) | 99109 | 44 | 33.41 | 1261 | 80 | 6555054 | [9 empty] | Kirkby (_D) | RAINHILL | 1 | 85.5 | 85.5 | 0 | 0 | 57 | 2026-09 | 100012822173 | B8 Storage or Distribution | 1120 | E | Natural Gas | 3 |  | Heating and Natural Ventilation | 2016-04-25 |  | 1 | FALSE | 53.5327 | -2.7639 | SPM-CARBORUNDUM_T1_HOUGHTONS_LA_T1_RAINFORD_T1_WINDLEHURST_T2 | 9901414000;5348554000;4195467000;165315126;4195466000;5348556000;8675237000 | SP Energy Networks open data (API key): NDP SPM primary-group polygons + Capacity Heatmaps Information Model SPM + LTDS appendices 3/6 + NSHR
1196 | 48.5 | 9, PROSPECT PLACE | SKELMERSDALE | WN8 9QD | West Lancashire |  | Factory And Premises; Warehouse And Premises | industrial | 5 | 20537.66 | 221065 | GIA | 596250 | Carborundum T1 / Houghtons La T1 / Rainford T1 / Windlehurst T2 | nearest-substation | 8.32 | RAVENHEAD G1A1 / ST HELENS GT2B / WINDLE GT1 | RAINHILL | SPM | 13.9 | primary | 13.871 | Green | 30 | 15.129 | thermal | 4 | 0 | 0 | 4 | 12.1 | RAVENHEAD G1A1 / ST HELENS GT2B / WINDLE GT1 | 26.66 | GREEN | 17.1 |  |  | 0 | 0 | 0 | 30 |  |  |  |  | Green (Over 5% headroom) | 99109 | 45 | 32.64 | 1232 | 80 | 6560289 | [9 empty] | Kirkby (_D) | RAINHILL | 1 | 85.5 | 85.5 | 0 | 0 | 57 | 2026-09 | 100012846660 | B1 Offices and Workshop businesses | 1344 | C | Natural Gas | 3 |  | Heating and Natural Ventilation | 2019-03-07 |  | 1 | FALSE | 53.5317 | -2.745 | SPM-CARBORUNDUM_T1_HOUGHTONS_LA_T1_RAINFORD_T1_WINDLEHURST_T2 | 230183126;1491092000;165351126;14543866000;165347126 | SP Energy Networks open data (API key): NDP SPM primary-group polygons + Capacity Heatmaps Information Model SPM + LTDS appendices 3/6 + NSHR
1197 | 48.5 | WALKERS SNACK FOODS LIMITED, PENNINE PLACE | SKELMERSDALE | WN8 9QF | West Lancashire |  | Factory And Premises | industrial | 1 | 19105.06 | 205645 | GIA | 580000 | Carborundum T1 / Houghtons La T1 / Rainford T1 / Windlehurst T2 | nearest-substation | 8.32 | RAVENHEAD G1A1 / ST HELENS GT2B / WINDLE GT1 | RAINHILL | SPM | 13.9 | primary | 13.871 | Green | 30 | 15.129 | thermal | 4 | 0 | 0 | 4 | 12.1 | RAVENHEAD G1A1 / ST HELENS GT2B / WINDLE GT1 | 26.66 | GREEN | 17.1 |  |  | 0 | 0 | 0 | 30 |  |  |  |  | Green (Over 5% headroom) | 99109 | 48 | 30.36 | 1146 | 80 | 6575709 | [9 empty] | Kirkby (_D) | RAINHILL | 1 | 85.5 | 85.5 | 0 | 0 | 57 | 2026-09 | [12 empty] | 53.5349 | -2.77 | SPM-CARBORUNDUM_T1_HOUGHTONS_LA_T1_RAINFORD_T1_WINDLEHURST_T2 | 3950321000 | SP Energy Networks open data (API key): NDP SPM primary-group polygons + Capacity Heatmaps Information Model SPM + LTDS appendices 3/6 + NSHR
1198 | 48.5 | BEACONSFIELD FOOTWEAR LIMITED, PEEL ROAD | SKELMERSDALE | WN8 9PT | West Lancashire |  | Factory And Premises | industrial | 1 | 18078.3 | 194593 | GIA | 490000 | Carborundum T1 / Houghtons La T1 / Rainford T1 / Windlehurst T2 | nearest-substation | 8.06 | RAVENHEAD G1A1 / ST HELENS GT2B / WINDLE GT1 | RAINHILL | SPM | 13.9 | primary | 13.871 | Green | 30 | 15.129 | thermal | 4 | 0 | 0 | 4 | 12.1 | RAVENHEAD G1A1 / ST HELENS GT2B / WINDLE GT1 | 26.66 | GREEN | 17.1 |  |  | 0 | 0 | 0 | 30 |  |  |  |  | Green (Over 5% headroom) | 99109 | 51 | 28.73 | 1085 | 80 | 6586761 | [9 empty] | Kirkby (_D) | RAINHILL | 1 | 85.5 | 85.5 | 0 | 0 | 57 | 2026-09 | [12 empty] | 53.5308 | -2.7545 | SPM-CARBORUNDUM_T1_HOUGHTONS_LA_T1_RAINFORD_T1_WINDLEHURST_T2 | 4189387000 | SP Energy Networks open data (API key): NDP SPM primary-group polygons + Capacity Heatmaps Information Model SPM + LTDS appendices 3/6 + NSHR
1199 | 48.5 | 1, GRIMROD PLACE | SKELMERSDALE | WN8 9UU | West Lancashire |  | Factory And Premises; Warehouse And Premises | industrial | 4 | 18001.06 | 193762 | GIA | 609000 | Carborundum T1 / Houghtons La T1 / Rainford T1 / Windlehurst T2 | nearest-substation | 9.15 | RAVENHEAD G1A1 / ST HELENS GT2B / WINDLE GT1 | RAINHILL | SPM | 13.9 | primary | 13.871 | Green | 30 | 15.129 | thermal | 4 | 0 | 0 | 4 | 12.1 | RAVENHEAD G1A1 / ST HELENS GT2B / WINDLE GT1 | 26.66 | GREEN | 17.1 |  |  | 0 | 0 | 0 | 30 |  |  |  |  | Green (Over 5% headroom) | 99109 | 51 | 28.61 | 1080 | 80 | 6587592 | [9 empty] | Kirkby (_D) | RAINHILL | 1 | 85.5 | 85.5 | 0 | 0 | 57 | 2026-09 | 200001886255 | B8 Storage or Distribution | 6147 | C | Natural Gas | 3 | 2 | Heating and Natural Ventilation | 2012-05-31 |  | 0.67 | FALSE | 53.5427 | -2.7791 | SPM-CARBORUNDUM_T1_HOUGHTONS_LA_T1_RAINFORD_T1_WINDLEHURST_T2 | 11311849000;11311851000;11311866000;6840107000 | SP Energy Networks open data (API key): NDP SPM primary-group polygons + Capacity Heatmaps Information Model SPM + LTDS appendices 3/6 + NSHR
1200 | 48.5 | PART 1, PRIORSWOOD PLACE | SKELMERSDALE | WN8 9QB | West Lancashire |  | Factory And Premises; Warehouse And Premises; Workshop And Premises | industrial | 5 | 16160.31 | 173948 | GIA | 441500 | Carborundum T1 / Houghtons La T1 / Rainford T1 / Windlehurst T2 | nearest-substation | 8.06 | RAVENHEAD G1A1 / ST HELENS GT2B / WINDLE GT1 | RAINHILL | SPM | 13.9 | primary | 13.871 | Green | 30 | 15.129 | thermal | 4 | 0 | 0 | 4 | 12.1 | RAVENHEAD G1A1 / ST HELENS GT2B / WINDLE GT1 | 26.66 | GREEN | 17.1 |  |  | 0 | 0 | 0 | 30 |  |  |  |  | Green (Over 5% headroom) | 99109 | 57 | 25.68 | 970 | 80 | 6607406 | [9 empty] | Kirkby (_D) | RAINHILL | 1 | 85.5 | 85.5 | 0 | 0 | 57 | 2026-09 |  | B8 Storage or Distribution | 1582 | D | Grid Supplied Electricity | 3 |  | Air Conditioning | 2021-06-08 |  | 1 | FALSE | 53.5289 | -2.7435 | SPM-CARBORUNDUM_T1_HOUGHTONS_LA_T1_RAINFORD_T1_WINDLEHURST_T2 | 1922474000;1920763000;14294509000;165342126;165345126 | SP Energy Networks open data (API key): NDP SPM primary-group polygons + Capacity Heatmaps Information Model SPM + LTDS appendices 3/6 + NSHR
1201 | 48.5 | 1-3, GLEBE ROAD | SKELMERSDALE | WN8 9JP | West Lancashire |  | Factory And Premises; Warehouse And Premises | industrial | 6 | 15370.09 | 165442 | GIA | 439000 | Carborundum T1 / Houghtons La T1 / Rainford T1 / Windlehurst T2 | nearest-substation | 9.44 | RAVENHEAD G1A1 / ST HELENS GT2B / WINDLE GT1 | RAINHILL | SPM | 13.9 | primary | 13.871 | Green | 30 | 15.129 | thermal | 4 | 0 | 0 | 4 | 12.1 | RAVENHEAD G1A1 / ST HELENS GT2B / WINDLE GT1 | 26.66 | GREEN | 17.1 |  |  | 0 | 0 | 0 | 30 |  |  |  |  | Green (Over 5% headroom) | 99109 | 60 | 24.42 | 922 | 80 | 6615912 | [9 empty] | Kirkby (_D) | RAINHILL | 1 | 85.5 | 85.5 | 0 | 0 | 57 | 2026-09 | 100012821731 | B2 to B7 General Industrial and Special Industrial Groups | 7582 | D | Natural Gas | 5 |  | Heating and Natural Ventilation | 2021-03-24 |  | 1 | FALSE | 53.5453 | -2.7808 | SPM-CARBORUNDUM_T1_HOUGHTONS_LA_T1_RAINFORD_T1_WINDLEHURST_T2 | 182278126;182290126;9142587000;1231298000;1231295000;182291126 | SP Energy Networks open data (API key): NDP SPM primary-group polygons + Capacity Heatmaps Information Model SPM + LTDS appendices 3/6 + NSHR
1202 | 48.5 | DELPH HOUSE, SOUTHWAY | SKELMERSDALE | WN8 6NY | West Lancashire |  | Offices And Premises | office | 1 | 7183.2 | 77319 | NIA | 670000 | Carborundum T1 / Houghtons La T1 / Rainford T1 / Windlehurst T2 | nearest-substation | 9.99 | RAVENHEAD G1A1 / ST HELENS GT2B / WINDLE GT1 | RAINHILL | SPM | 13.9 | primary | 13.871 | Green | 30 | 15.129 | thermal | 4 | 0 | 0 | 4 | 12.1 | RAVENHEAD G1A1 / ST HELENS GT2B / WINDLE GT1 | 26.66 | GREEN | 17.1 |  |  | 0 | 0 | 0 | 30 |  |  |  |  | Green (Over 5% headroom) | 99109 | 100 | 11.41 | 503 | 80 | 6704035 | [9 empty] | Kirkby (_D) | RAINHILL | 1 | 85.5 | 85.5 | 0 | 0 | 57 | 2026-09 | 100012820875 | B1 Offices and Workshop businesses | 8937 | D | Natural Gas | 3 | 2 | Heating and Natural Ventilation | 2015-01-16 |  | 0.5 | FALSE | 53.5499 | -2.7689 | SPM-CARBORUNDUM_T1_HOUGHTONS_LA_T1_RAINFORD_T1_WINDLEHURST_T2 | 8828462000 | SP Energy Networks open data (API key): NDP SPM primary-group polygons + Capacity Heatmaps Information Model SPM + LTDS appendices 3/6 + NSHR
1203 | 48.5 | 2B, PENKETH PLACE | SKELMERSDALE | WN8 9QX | West Lancashire |  | Warehouse And Premises | industrial | 1 | 1837.82 | 19782 | GIA | 86500 | Carborundum T1 / Houghtons La T1 / Rainford T1 / Windlehurst T2 | nearest-substation | 8.03 | RAVENHEAD G1A1 / ST HELENS GT2B / WINDLE GT1 | RAINHILL | SPM | 13.9 | primary | 13.871 | Green | 30 | 15.129 | thermal | 4 | 0 | 0 | 4 | 12.1 | RAVENHEAD G1A1 / ST HELENS GT2B / WINDLE GT1 | 26.66 | GREEN | 17.1 |  |  | 0 | 0 | 0 | 30 |  |  |  |  | Green (Over 5% headroom) | 99109 | 100 | 2.92 | 46 | 80 | 6761572 | [9 empty] | Kirkby (_D) | RAINHILL | 1 | 85.5 | 85.5 | 0 | 0 | 57 | 2026-09 |  | B8 Storage or Distribution | 2628 | D | Grid Supplied Electricity | 3 |  | Heating and Natural Ventilation | 2017-12-12 |  | 1 | FALSE | 53.5322 | -2.7699 | SPM-CARBORUNDUM_T1_HOUGHTONS_LA_T1_RAINFORD_T1_WINDLEHURST_T2 | 11482541000 | SP Energy Networks open data (API key): NDP SPM primary-group polygons + Capacity Heatmaps Information Model SPM + LTDS appendices 3/6 + NSHR
1204 | 48.5 | WAREHOUSE AT 2, PADDOCK ROAD | SKELMERSDALE | WN8 9PL | West Lancashire |  | Factory And Premises | industrial | 1 | 1716.6 | 18477 | GIA | 53500 | Carborundum T1 / Houghtons La T1 / Rainford T1 / Windlehurst T2 | nearest-substation | 7.92 | RAVENHEAD G1A1 / ST HELENS GT2B / WINDLE GT1 | RAINHILL | SPM | 13.9 | primary | 13.871 | Green | 30 | 15.129 | thermal | 4 | 0 | 0 | 4 | 12.1 | RAVENHEAD G1A1 / ST HELENS GT2B / WINDLE GT1 | 26.66 | GREEN | 17.1 |  |  | 0 | 0 | 0 | 30 |  |  |  |  | Green (Over 5% headroom) | 99109 | 100 | 2.73 | 103 | 80 | 6762877 | [9 empty] | Kirkby (_D) | RAINHILL | 1 | 85.5 | 85.5 | 0 | 0 | 57 | 2026-09 | 100012822175 | General Industrial and Special Industrial Groups | 3072 | C | Natural Gas | 3 | 2 | Heating and Natural Ventilation | 2023-03-06 |  | 1 | FALSE | 53.5312 | -2.769 | SPM-CARBORUNDUM_T1_HOUGHTONS_LA_T1_RAINFORD_T1_WINDLEHURST_T2 | 14604146000 | SP Energy Networks open data (API key): NDP SPM primary-group polygons + Capacity Heatmaps Information Model SPM + LTDS appendices 3/6 + NSHR
1205 | 48.5 | UNIT 6A & 6L, PEEL ROAD INDUSTRIAL CENTRE, PEEL ROAD | SKELMERSDALE | WN8 9PT | West Lancashire |  | Workshop And Premises | industrial | 1 | 1572.8 | 16929 | GIA | 48250 | Carborundum T1 / Houghtons La T1 / Rainford T1 / Windlehurst T2 | nearest-substation | 8.06 | RAVENHEAD G1A1 / ST HELENS GT2B / WINDLE GT1 | RAINHILL | SPM | 13.9 | primary | 13.871 | Green | 30 | 15.129 | thermal | 4 | 0 | 0 | 4 | 12.1 | RAVENHEAD G1A1 / ST HELENS GT2B / WINDLE GT1 | 26.66 | GREEN | 17.1 |  |  | 0 | 0 | 0 | 30 |  |  |  |  | Green (Over 5% headroom) | 99109 | 100 | 2.5 | 71 | 80 | 6764425 | [9 empty] | Kirkby (_D) | RAINHILL | 1 | 85.5 | 85.5 | 0 | 0 | 57 | 2026-09 | 100012822079 | A1/A2 Retail and Financial/Professional services | 972 | C | Natural Gas | 3 |  | Heating and Natural Ventilation | 2013-03-06 |  | 0.5 | FALSE | 53.5308 | -2.7545 | SPM-CARBORUNDUM_T1_HOUGHTONS_LA_T1_RAINFORD_T1_WINDLEHURST_T2 | 9366183000 | SP Energy Networks open data (API key): NDP SPM primary-group polygons + Capacity Heatmaps Information Model SPM + LTDS appendices 3/6 + NSHR
1206 | 48.5 | 4 A, MILL LANE | ST HELENS | WA11 8LS | St Helens |  | Workshop Office And Premises | industrial | 1 | 1567.33 | 16871 | GIA | 72500 | Carborundum T1 / Houghtons La T1 / Rainford T1 / Windlehurst T2 | inside-area | 3.47 | RAVENHEAD G1A1 / ST HELENS GT2B / WINDLE GT1 | RAINHILL | SPM | 13.9 | primary | 13.871 | Green | 30 | 15.129 | thermal | 4 | 0 | 0 | 4 | 12.1 | RAVENHEAD G1A1 / ST HELENS GT2B / WINDLE GT1 | 26.66 | GREEN | 17.1 |  |  | 0 | 0 | 0 | 30 |  |  |  |  | Green (Over 5% headroom) | 99109 | 100 | 2.49 | 71 | 80 | 6764483 | [9 empty] | Kirkby (_D) | RAINHILL | 1 | 85.5 | 85.5 | 0 | 0 | 57 | 2026-09 | [12 empty] | 53.4904 | -2.7688 | SPM-CARBORUNDUM_T1_HOUGHTONS_LA_T1_RAINFORD_T1_WINDLEHURST_T2 | 11227615000 | SP Energy Networks open data (API key): NDP SPM primary-group polygons + Capacity Heatmaps Information Model SPM + LTDS appendices 3/6 + NSHR
1207 | 48.5 | UNITS 5 & 6 SANDWASH BUSINESS PARK, SANDWASH CLOSE, RAINFORD INDUSTRIAL ESTATE | ST HELENS | WA11 8SZ | St Helens |  | Warehouse And Premises | industrial | 1 | 1549.21 | 16676 | GIA | 74000 | Carborundum T1 / Houghtons La T1 / Rainford T1 / Windlehurst T2 | inside-area | 3.68 | RAVENHEAD G1A1 / ST HELENS GT2B / WINDLE GT1 | RAINHILL | SPM | 13.9 | primary | 13.871 | Green | 30 | 15.129 | thermal | 4 | 0 | 0 | 4 | 12.1 | RAVENHEAD G1A1 / ST HELENS GT2B / WINDLE GT1 | 26.66 | GREEN | 17.1 |  |  | 0 | 0 | 0 | 30 |  |  |  |  | Green (Over 5% headroom) | 99109 | 100 | 2.46 | 39 | 80 | 6764678 | [9 empty] | Kirkby (_D) | RAINHILL | 1 | 85.5 | 85.5 | 0 | 0 | 57 | 2026-09 | [12 empty] | 53.4928 | -2.7717 | SPM-CARBORUNDUM_T1_HOUGHTONS_LA_T1_RAINFORD_T1_WINDLEHURST_T2 | 14523297000 | SP Energy Networks open data (API key): NDP SPM primary-group polygons + Capacity Heatmaps Information Model SPM + LTDS appendices 3/6 + NSHR
1208 | 48.5 | MULL BARN AT WASH FARM, RAINFORD ROAD | ORMSKIRK | L39 0HF | West Lancashire |  | Workshop And Premises | industrial | 1 | 1506.33 | 16214 | GIA | 25500 | Carborundum T1 / Houghtons La T1 / Rainford T1 / Windlehurst T2 | nearest-substation | 8.43 | RAVENHEAD G1A1 / ST HELENS GT2B / WINDLE GT1 | RAINHILL | SPM | 13.9 | primary | 13.871 | Green | 30 | 15.129 | thermal | 4 | 0 | 0 | 4 | 12.1 | RAVENHEAD G1A1 / ST HELENS GT2B / WINDLE GT1 | 26.66 | GREEN | 17.1 |  |  | 0 | 0 | 0 | 30 |  |  |  |  | Green (Over 5% headroom) | 99109 | 100 | 2.39 | 68 | 80 | 6765140 | [9 empty] | Kirkby (_D) | RAINHILL | 1 | 85.5 | 85.5 | 0 | 0 | 57 | 2026-09 | [12 empty] | 53.534 | -2.8144 | SPM-CARBORUNDUM_T1_HOUGHTONS_LA_T1_RAINFORD_T1_WINDLEHURST_T2 | 12133210000 | SP Energy Networks open data (API key): NDP SPM primary-group polygons + Capacity Heatmaps Information Model SPM + LTDS appendices 3/6 + NSHR
1209 | 48.5 | HI TECH COATINGS (RAINFORD) LTD UNITS 22A 22B 22C 22D 30 & 31, MILL LANE, RAINFORD INDUSTRIAL ESTATE | ST HELENS | WA11 8LS | St Helens |  | Workshop And Premises | industrial | 1 | 1494.28 | 16084 | GIA | 55000 | Carborundum T1 / Houghtons La T1 / Rainford T1 / Windlehurst T2 | inside-area | 3.47 | RAVENHEAD G1A1 / ST HELENS GT2B / WINDLE GT1 | RAINHILL | SPM | 13.9 | primary | 13.871 | Green | 30 | 15.129 | thermal | 4 | 0 | 0 | 4 | 12.1 | RAVENHEAD G1A1 / ST HELENS GT2B / WINDLE GT1 | 26.66 | GREEN | 17.1 |  |  | 0 | 0 | 0 | 30 |  |  |  |  | Green (Over 5% headroom) | 99109 | 100 | 2.37 | 67 | 80 | 6765270 | [9 empty] | Kirkby (_D) | RAINHILL | 1 | 85.5 | 85.5 | 0 | 0 | 57 | 2026-09 | 39080378 | General Industrial and Special Industrial Groups | 4016 | E | Natural Gas | 3 | 2 | Heating and Natural Ventilation | 2026-05-29 |  | 1 | FALSE | 53.4904 | -2.7688 | SPM-CARBORUNDUM_T1_HOUGHTONS_LA_T1_RAINFORD_T1_WINDLEHURST_T2 | 4479701000 | SP Energy Networks open data (API key): NDP SPM primary-group polygons + Capacity Heatmaps Information Model SPM + LTDS appendices 3/6 + NSHR
1210 | 48.5 | UNIT 1, PENDLE COURT | SKELMERSDALE | WN8 9RN | West Lancashire |  | Workshop And Premises | industrial | 1 | 1414.95 | 15230 | GIA | 72500 | Carborundum T1 / Houghtons La T1 / Rainford T1 / Windlehurst T2 | nearest-substation | 7.46 | RAVENHEAD G1A1 / ST HELENS GT2B / WINDLE GT1 | RAINHILL | SPM | 13.9 | primary | 13.871 | Green | 30 | 15.129 | thermal | 4 | 0 | 0 | 4 | 12.1 | RAVENHEAD G1A1 / ST HELENS GT2B / WINDLE GT1 | 26.66 | GREEN | 17.1 |  |  | 0 | 0 | 0 | 30 |  |  |  |  | Green (Over 5% headroom) | 99109 | 100 | 2.25 | 64 | 80 | 6766124 | [9 empty] | Kirkby (_D) | RAINHILL | 1 | 85.5 | 85.5 | 0 | 0 | 57 | 2026-09 | [12 empty] | 53.5261 | -2.7596 | SPM-CARBORUNDUM_T1_HOUGHTONS_LA_T1_RAINFORD_T1_WINDLEHURST_T2 | 7378967000 | SP Energy Networks open data (API key): NDP SPM primary-group polygons + Capacity Heatmaps Information Model SPM + LTDS appendices 3/6 + NSHR
1211 | 48.5 | JURA BARN AT WASH FARM, RAINFORD ROAD | ORMSKIRK | L39 0HF | West Lancashire |  | Store And Premises | industrial | 1 | 1406.48 | 15139 | GIA | 23750 | Carborundum T1 / Houghtons La T1 / Rainford T1 / Windlehurst T2 | nearest-substation | 8.43 | RAVENHEAD G1A1 / ST HELENS GT2B / WINDLE GT1 | RAINHILL | SPM | 13.9 | primary | 13.871 | Green | 30 | 15.129 | thermal | 4 | 0 | 0 | 4 | 12.1 | RAVENHEAD G1A1 / ST HELENS GT2B / WINDLE GT1 | 26.66 | GREEN | 17.1 |  |  | 0 | 0 | 0 | 30 |  |  |  |  | Green (Over 5% headroom) | 99109 | 100 | 2.23 | 35 | 80 | 6766215 | [9 empty] | Kirkby (_D) | RAINHILL | 1 | 85.5 | 85.5 | 0 | 0 | 57 | 2026-09 | [12 empty] | 53.534 | -2.8144 | SPM-CARBORUNDUM_T1_HOUGHTONS_LA_T1_RAINFORD_T1_WINDLEHURST_T2 | 12816357000 | SP Energy Networks open data (API key): NDP SPM primary-group polygons + Capacity Heatmaps Information Model SPM + LTDS appendices 3/6 + NSHR
1212 | 48.5 | 12, LORDS FOLD | ST HELENS | WA11 8HP | St Helens |  | Warehouse And Premises | industrial | 1 | 1360.3 | 14642 | GIA | 78000 | Carborundum T1 / Houghtons La T1 / Rainford T1 / Windlehurst T2 | inside-area | 5.15 | RAVENHEAD G1A1 / ST HELENS GT2B / WINDLE GT1 | RAINHILL | SPM | 13.9 | primary | 13.871 | Green | 30 | 15.129 | thermal | 4 | 0 | 0 | 4 | 12.1 | RAVENHEAD G1A1 / ST HELENS GT2B / WINDLE GT1 | 26.66 | GREEN | 17.1 |  |  | 0 | 0 | 0 | 30 |  |  |  |  | Green (Over 5% headroom) | 99109 | 100 | 2.16 | 34 | 80 | 6766712 | [9 empty] | Kirkby (_D) | RAINHILL | 1 | 85.5 | 85.5 | 0 | 0 | 57 | 2026-09 | 39035505 | B8 Storage or Distribution | 200 | D | Other | 3 |  | Unconditioned | 2019-11-08 |  | 1 | FALSE | 53.506 | -2.798 | SPM-CARBORUNDUM_T1_HOUGHTONS_LA_T1_RAINFORD_T1_WINDLEHURST_T2 | 13373708000 | SP Energy Networks open data (API key): NDP SPM primary-group polygons + Capacity Heatmaps Information Model SPM + LTDS appendices 3/6 + NSHR
1213 | 48.5 | 14-15, BARROWS FARM, CARR MILL ROAD | WIGAN | WN5 7TX | St Helens |  | Workshop And Premises | industrial | 1 | 1276.19 | 13737 | GIA | 42500 | Carborundum T1 / Houghtons La T1 / Rainford T1 / Windlehurst T2 | nearest-substation | 5.87 | RAVENHEAD G1A1 / ST HELENS GT2B / WINDLE GT1 | RAINHILL | SPM | 13.9 | primary | 13.871 | Green | 30 | 15.129 | thermal | 4 | 0 | 0 | 4 | 12.1 | RAVENHEAD G1A1 / ST HELENS GT2B / WINDLE GT1 | 26.66 | GREEN | 17.1 |  |  | 0 | 0 | 0 | 30 |  |  |  |  | Green (Over 5% headroom) | 99109 | 100 | 2.03 | 57 | 80 | 6767617 | [9 empty] | Kirkby (_D) | RAINHILL | 1 | 85.5 | 85.5 | 0 | 0 | 57 | 2026-09 | [12 empty] | 53.4895 | -2.7095 | SPM-CARBORUNDUM_T1_HOUGHTONS_LA_T1_RAINFORD_T1_WINDLEHURST_T2 | 9051427000 | SP Energy Networks open data (API key): NDP SPM primary-group polygons + Capacity Heatmaps Information Model SPM + LTDS appendices 3/6 + NSHR
1214 | 48.5 | 1A, PRESTWOOD PLACE | SKELMERSDALE | WN8 9QE | West Lancashire |  | Warehouse And Premises | industrial | 1 | 1267 | 13638 | GIA | 45250 | Carborundum T1 / Houghtons La T1 / Rainford T1 / Windlehurst T2 | nearest-substation | 7.9 | RAVENHEAD G1A1 / ST HELENS GT2B / WINDLE GT1 | RAINHILL | SPM | 13.9 | primary | 13.871 | Green | 30 | 15.129 | thermal | 4 | 0 | 0 | 4 | 12.1 | RAVENHEAD G1A1 / ST HELENS GT2B / WINDLE GT1 | 26.66 | GREEN | 17.1 |  |  | 0 | 0 | 0 | 30 |  |  |  |  | Green (Over 5% headroom) | 99109 | 100 | 2.01 | 32 | 80 | 6767716 | [9 empty] | Kirkby (_D) | RAINHILL | 1 | 85.5 | 85.5 | 0 | 0 | 57 | 2026-09 | 100012821850 | B2 to B7 General Industrial and Special Industrial Groups | 1216 | E | Grid Supplied Electricity | 3 | 2 | Air Conditioning | 2014-08-16 |  | 1 | FALSE | 53.5284 | -2.7483 | SPM-CARBORUNDUM_T1_HOUGHTONS_LA_T1_RAINFORD_T1_WINDLEHURST_T2 | 7421889000 | SP Energy Networks open data (API key): NDP SPM primary-group polygons + Capacity Heatmaps Information Model SPM + LTDS appendices 3/6 + NSHR
1215 | 48.5 | 1 2 AND 3, PILLING PLACE | SKELMERSDALE | WN8 9PF | West Lancashire |  | Factory And Premises | industrial | 1 | 1265.84 | 13625 | GIA | 40000 | Carborundum T1 / Houghtons La T1 / Rainford T1 / Windlehurst T2 | nearest-substation | 8.27 | RAVENHEAD G1A1 / ST HELENS GT2B / WINDLE GT1 | RAINHILL | SPM | 13.9 | primary | 13.871 | Green | 30 | 15.129 | thermal | 4 | 0 | 0 | 4 | 12.1 | RAVENHEAD G1A1 / ST HELENS GT2B / WINDLE GT1 | 26.66 | GREEN | 17.1 |  |  | 0 | 0 | 0 | 30 |  |  |  |  | Green (Over 5% headroom) | 99109 | 100 | 2.01 | 76 | 80 | 6767729 | [9 empty] | Kirkby (_D) | RAINHILL | 1 | 85.5 | 85.5 | 0 | 0 | 57 | 2026-09 | 100012822087 | B1 Offices and Workshop businesses | 1229 | F | Natural Gas | 3 |  | Heating and Natural Ventilation | 2015-10-07 |  | 1 | FALSE | 53.534 | -2.7639 | SPM-CARBORUNDUM_T1_HOUGHTONS_LA_T1_RAINFORD_T1_WINDLEHURST_T2 | 245937126 | SP Energy Networks open data (API key): NDP SPM primary-group polygons + Capacity Heatmaps Information Model SPM + LTDS appendices 3/6 + NSHR
1216 | 48.5 | ENVIRONMENTAL HOUSE, SANDWASH CLOSE, RAINFORD INDUSTRIAL ESTATE | ST HELENS | WA11 8LS | St Helens |  | Warehouse And Premises | industrial | 1 | 1248.43 | 13438 | GIA | 52000 | Carborundum T1 / Houghtons La T1 / Rainford T1 / Windlehurst T2 | inside-area | 3.47 | RAVENHEAD G1A1 / ST HELENS GT2B / WINDLE GT1 | RAINHILL | SPM | 13.9 | primary | 13.871 | Green | 30 | 15.129 | thermal | 4 | 0 | 0 | 4 | 12.1 | RAVENHEAD G1A1 / ST HELENS GT2B / WINDLE GT1 | 26.66 | GREEN | 17.1 |  |  | 0 | 0 | 0 | 30 |  |  |  |  | Green (Over 5% headroom) | 99109 | 100 | 1.98 | 31 | 80 | 6767916 | [9 empty] | Kirkby (_D) | RAINHILL | 1 | 85.5 | 85.5 | 0 | 0 | 57 | 2026-09 | 39080378 | General Industrial and Special Industrial Groups | 4016 | E | Natural Gas | 3 | 2 | Heating and Natural Ventilation | 2026-05-29 |  | 0.5 | FALSE | 53.4904 | -2.7688 | SPM-CARBORUNDUM_T1_HOUGHTONS_LA_T1_RAINFORD_T1_WINDLEHURST_T2 | 588858137 | SP Energy Networks open data (API key): NDP SPM primary-group polygons + Capacity Heatmaps Information Model SPM + LTDS appendices 3/6 + NSHR
1217 | 48.5 | UNIT 6B, PEEL ROAD INDUSTRIAL CENTRE, PEEL ROAD | SKELMERSDALE | WN8 9PT | West Lancashire |  | Workshop And Premises | industrial | 1 | 1200.8 | 12925 | GIA | 35000 | Carborundum T1 / Houghtons La T1 / Rainford T1 / Windlehurst T2 | nearest-substation | 8.06 | RAVENHEAD G1A1 / ST HELENS GT2B / WINDLE GT1 | RAINHILL | SPM | 13.9 | primary | 13.871 | Green | 30 | 15.129 | thermal | 4 | 0 | 0 | 4 | 12.1 | RAVENHEAD G1A1 / ST HELENS GT2B / WINDLE GT1 | 26.66 | GREEN | 17.1 |  |  | 0 | 0 | 0 | 30 |  |  |  |  | Green (Over 5% headroom) | 99109 | 100 | 1.91 | 54 | 80 | 6768429 | [9 empty] | Kirkby (_D) | RAINHILL | 1 | 85.5 | 85.5 | 0 | 0 | 57 | 2026-09 | 100012822079 | A1/A2 Retail and Financial/Professional services | 972 | C | Natural Gas | 3 |  | Heating and Natural Ventilation | 2013-03-06 |  | 0.5 | FALSE | 53.5308 | -2.7545 | SPM-CARBORUNDUM_T1_HOUGHTONS_LA_T1_RAINFORD_T1_WINDLEHURST_T2 | 1854008000 | SP Energy Networks open data (API key): NDP SPM primary-group polygons + Capacity Heatmaps Information Model SPM + LTDS appendices 3/6 + NSHR
1218 | 48.5 | UNIT 2, SANDWASH CLOSE, SANDWASH BUSINESS PARK, RAINFORD INDUSTRIAL ESTATE | ST HELENS | WA11 8LY | St Helens |  | Warehouse And Premises | industrial | 1 | 1127.1 | 12132 | GIA | 23500 | Carborundum T1 / Houghtons La T1 / Rainford T1 / Windlehurst T2 | inside-area | 3.68 | RAVENHEAD G1A1 / ST HELENS GT2B / WINDLE GT1 | RAINHILL | SPM | 13.9 | primary | 13.871 | Green | 30 | 15.129 | thermal | 4 | 0 | 0 | 4 | 12.1 | RAVENHEAD G1A1 / ST HELENS GT2B / WINDLE GT1 | 26.66 | GREEN | 17.1 |  |  | 0 | 0 | 0 | 30 |  |  |  |  | Green (Over 5% headroom) | 99109 | 100 | 1.79 | 28 | 80 | 6769222 | [9 empty] | Kirkby (_D) | RAINHILL | 1 | 85.5 | 85.5 | 0 | 0 | 57 | 2026-09 | 39067280 | B2 to B7 General Industrial and Special Industrial Groups | 678 | C | Grid Supplied Electricity | 3 | 2 | Air Conditioning | 2021-06-28 |  | 1 | FALSE | 53.4928 | -2.7717 | SPM-CARBORUNDUM_T1_HOUGHTONS_LA_T1_RAINFORD_T1_WINDLEHURST_T2 | 12611295000 | SP Energy Networks open data (API key): NDP SPM primary-group polygons + Capacity Heatmaps Information Model SPM + LTDS appendices 3/6 + NSHR
1219 | 48.5 | WEST LANCS PRECISION LTD 9, PADDOCK ROAD | SKELMERSDALE | WN8 9PL | West Lancashire |  | Workshop And Premises | industrial | 1 | 1122.75 | 12085 | GIA | 36250 | Carborundum T1 / Houghtons La T1 / Rainford T1 / Windlehurst T2 | nearest-substation | 7.92 | RAVENHEAD G1A1 / ST HELENS GT2B / WINDLE GT1 | RAINHILL | SPM | 13.9 | primary | 13.871 | Green | 30 | 15.129 | thermal | 4 | 0 | 0 | 4 | 12.1 | RAVENHEAD G1A1 / ST HELENS GT2B / WINDLE GT1 | 26.66 | GREEN | 17.1 |  |  | 0 | 0 | 0 | 30 |  |  |  |  | Green (Over 5% headroom) | 99109 | 100 | 1.78 | 51 | 80 | 6769269 | [9 empty] | Kirkby (_D) | RAINHILL | 1 | 85.5 | 85.5 | 0 | 0 | 57 | 2026-09 | 100012822073 | B1 Offices and Workshop businesses | 1141 | C | Natural Gas | 3 | 2 | Heating and Natural Ventilation | 2018-01-29 |  | 0.67 | FALSE | 53.5312 | -2.769 | SPM-CARBORUNDUM_T1_HOUGHTONS_LA_T1_RAINFORD_T1_WINDLEHURST_T2 | 7030373000 | SP Energy Networks open data (API key): NDP SPM primary-group polygons + Capacity Heatmaps Information Model SPM + LTDS appendices 3/6 + NSHR
1220 | 48.5 | 4 PADDOCK ROAD, WEST PIMBO | SKELMERSDALE | WN8 9PL | West Lancashire |  | Warehouse And Premises | industrial | 1 | 1108.2 | 11929 | GIA | 59500 | Carborundum T1 / Houghtons La T1 / Rainford T1 / Windlehurst T2 | nearest-substation | 7.92 | RAVENHEAD G1A1 / ST HELENS GT2B / WINDLE GT1 | RAINHILL | SPM | 13.9 | primary | 13.871 | Green | 30 | 15.129 | thermal | 4 | 0 | 0 | 4 | 12.1 | RAVENHEAD G1A1 / ST HELENS GT2B / WINDLE GT1 | 26.66 | GREEN | 17.1 |  |  | 0 | 0 | 0 | 30 |  |  |  |  | Green (Over 5% headroom) | 99109 | 100 | 1.76 | 28 | 80 | 6769425 | [9 empty] | Kirkby (_D) | RAINHILL | 1 | 85.5 | 85.5 | 0 | 0 | 57 | 2026-09 | 100012822230 | B8 Storage or Distribution | 1137 | C | Natural Gas | 3 |  | Heating and Natural Ventilation | 2015-10-15 |  | 1 | FALSE | 53.5312 | -2.769 | SPM-CARBORUNDUM_T1_HOUGHTONS_LA_T1_RAINFORD_T1_WINDLEHURST_T2 | 14001800000 | SP Energy Networks open data (API key): NDP SPM primary-group polygons + Capacity Heatmaps Information Model SPM + LTDS appendices 3/6 + NSHR
1221 | 48.5 | 18-30, DENTONS GREEN LANE | ST HELENS | WA10 2QB | St Helens |  | Warehouse (Part Still Reconstruction) | industrial | 1 | 1071.7 | 11536 | GIA | 42250 | Carborundum T1 / Houghtons La T1 / Rainford T1 / Windlehurst T2 | inside-area | 2.32 | RAVENHEAD G1A1 / ST HELENS GT2B / WINDLE GT1 | RAINHILL | SPM | 13.9 | primary | 13.871 | Green | 30 | 15.129 | thermal | 4 | 0 | 0 | 4 | 12.1 | RAVENHEAD G1A1 / ST HELENS GT2B / WINDLE GT1 | 26.66 | GREEN | 17.1 |  |  | 0 | 0 | 0 | 30 |  |  |  |  | Green (Over 5% headroom) | 99109 | 100 | 1.7 | 27 | 80 | 6769818 | [9 empty] | Kirkby (_D) | RAINHILL | 1 | 85.5 | 85.5 | 0 | 0 | 57 | 2026-09 | [12 empty] | 53.4582 | -2.7488 | SPM-CARBORUNDUM_T1_HOUGHTONS_LA_T1_RAINFORD_T1_WINDLEHURST_T2 | 8439765000 | SP Energy Networks open data (API key): NDP SPM primary-group polygons + Capacity Heatmaps Information Model SPM + LTDS appendices 3/6 + NSHR
1222 | 48.5 | 1B, PRESTWOOD PLACE | SKELMERSDALE | WN8 9QE | West Lancashire |  | Factory And Premises | industrial | 1 | 1037.65 | 11169 | GIA | 34500 | Carborundum T1 / Houghtons La T1 / Rainford T1 / Windlehurst T2 | nearest-substation | 7.9 | RAVENHEAD G1A1 / ST HELENS GT2B / WINDLE GT1 | RAINHILL | SPM | 13.9 | primary | 13.871 | Green | 30 | 15.129 | thermal | 4 | 0 | 0 | 4 | 12.1 | RAVENHEAD G1A1 / ST HELENS GT2B / WINDLE GT1 | 26.66 | GREEN | 17.1 |  |  | 0 | 0 | 0 | 30 |  |  |  |  | Green (Over 5% headroom) | 99109 | 100 | 1.65 | 62 | 80 | 6770185 | [9 empty] | Kirkby (_D) | RAINHILL | 1 | 85.5 | 85.5 | 0 | 0 | 57 | 2026-09 |  | B2 to B7 General Industrial and Special Industrial Groups | 1031 | D | Natural Gas | 3 |  | Heating and Natural Ventilation | 2020-11-09 |  | 1 | FALSE | 53.5284 | -2.7483 | SPM-CARBORUNDUM_T1_HOUGHTONS_LA_T1_RAINFORD_T1_WINDLEHURST_T2 | 7344598000 | SP Energy Networks open data (API key): NDP SPM primary-group polygons + Capacity Heatmaps Information Model SPM + LTDS appendices 3/6 + NSHR
1223 | 48.5 | 34, OLD THOMAS LANE | LIVERPOOL | L14 3NA | Liverpool |  | Warehouse And Premises | industrial | 1 | 1023.16 | 11013 | GIA | 50000 | Broadgreen T1 / Croxteth T1 / East Prescot Rd (Finch La) T1 / Knotty Ash T1 / Leyfield Rd T1 | inside-area | 1.29 | GATEACRE GT1 / HUYTON GT1 / KIRKBY GT3 / PRESCOT GT1A | RAINHILL | SPM | 13.9 | primary | 13.918 | Green | 37.5 | 23.582 | thermal | 0 | 2.1 | 0 | 2.1 | 8.8 | GATEACRE GT1 / HUYTON GT1 / KIRKBY GT3 / PRESCOT GT1A | 31.422 | GREEN | 0 |  |  | 0 | 0 | 0 | 37.5 |  |  |  |  | Green (Over 5% headroom) | 99109 | 100 | 1.63 | 26 | 3 | 143057 | [9 empty] | Lister Drive | RAINHILL | 1 | 85.5 | 85.5 | 0 | 0 | 57 | 2026-09 | [12 empty] | 53.4071 | -2.8929 | SPM-BROADGREEN_T1_CROXTETH_T1_EAST_PRESCOT_RD_FINCH_LA_T1_KNOTTY | 399032134 | SP Energy Networks open data (API key): NDP SPM primary-group polygons + Capacity Heatmaps Information Model SPM + LTDS appendices 3/6 + NSHR
1224 | 48.5 | GLASTON COMPRESSOR SERVICES LTD, GREENHEY PLACE | SKELMERSDALE | WN8 9SA | West Lancashire |  | Workshop And Premises | industrial | 1 | 1019.6 | 10975 | GIA | 51000 | Carborundum T1 / Houghtons La T1 / Rainford T1 / Windlehurst T2 | nearest-substation | 9.4 | RAVENHEAD G1A1 / ST HELENS GT2B / WINDLE GT1 | RAINHILL | SPM | 13.9 | primary | 13.871 | Green | 30 | 15.129 | thermal | 4 | 0 | 0 | 4 | 12.1 | RAVENHEAD G1A1 / ST HELENS GT2B / WINDLE GT1 | 26.66 | GREEN | 17.1 |  |  | 0 | 0 | 0 | 30 |  |  |  |  | Green (Over 5% headroom) | 99109 | 100 | 1.62 | 46 | 80 | 6770379 | [9 empty] | Kirkby (_D) | RAINHILL | 1 | 85.5 | 85.5 | 0 | 0 | 57 | 2026-09 | 100012822096 | B8 Storage or Distribution | 1125 | C | Natural Gas | 3 |  | Air Conditioning | 2015-11-18 |  | 1 | FALSE | 53.545 | -2.7892 | SPM-CARBORUNDUM_T1_HOUGHTONS_LA_T1_RAINFORD_T1_WINDLEHURST_T2 | 187198126 | SP Energy Networks open data (API key): NDP SPM primary-group polygons + Capacity Heatmaps Information Model SPM + LTDS appendices 3/6 + NSHR
1225 | 48.5 | 5-6, GRATTON PLACE | SKELMERSDALE | WN8 9UE | West Lancashire |  | Warehouse And Premises | industrial | 1 | 1004.8 | 10816 | GIA | 37750 | Carborundum T1 / Houghtons La T1 / Rainford T1 / Windlehurst T2 | nearest-substation | 9.29 | RAVENHEAD G1A1 / ST HELENS GT2B / WINDLE GT1 | RAINHILL | SPM | 13.9 | primary | 13.871 | Green | 30 | 15.129 | thermal | 4 | 0 | 0 | 4 | 12.1 | RAVENHEAD G1A1 / ST HELENS GT2B / WINDLE GT1 | 26.66 | GREEN | 17.1 |  |  | 0 | 0 | 0 | 30 |  |  |  |  | Green (Over 5% headroom) | 99109 | 100 | 1.6 | 25 | 80 | 6770538 | [9 empty] | Kirkby (_D) | RAINHILL | 1 | 85.5 | 85.5 | 0 | 0 | 57 | 2026-09 | 100012822136 | Storage or Distribution | 660 | C | Grid Supplied Electricity | 3 |  | Heating and Natural Ventilation | 2024-05-20 |  | 1 | FALSE | 53.544 | -2.7852 | SPM-CARBORUNDUM_T1_HOUGHTONS_LA_T1_RAINFORD_T1_WINDLEHURST_T2 | 11376276000 | SP Energy Networks open data (API key): NDP SPM primary-group polygons + Capacity Heatmaps Information Model SPM + LTDS appendices 3/6 + NSHR
1226 | 48.4 | YOKOGAWA UK LTD, STUART ROAD | RUNCORN | WA7 1TR | Halton |  | Offices And Premises | office | 1 | 1362.73 | 14668 | NIA | 141000 | Astmoor Ind Est T1 / Mackamax T1 / Mersey Rd T1 / Picow Farm Rd T1 | inside-area | 2.07 | DUTTON GT2 / MOORE GT1 / PERCIVAL LA GT1 | FRODSHAM - INCE | SPM | 18.3 | primary | 18.28 | Green | 30 | 11.12 | thermal | 2.4 | 1.9 | 0 | 4.3 | 17.1 | DUTTON GT2 / MOORE GT1 / PERCIVAL LA GT1 | 32.616 | GREEN | 0 |  |  | 0 | 0 | 0 | 30 |  |  |  |  | Green (Over 5% headroom) | 130481 | 100 | 2.17 | 95 | 43 | 3004689 | [9 empty] | Fiddlers Ferry | FRODSHAM | 5 | 1090 | 1090 | 0 | 0 | 0 | 2029-04 | [12 empty] | 53.3493 | -2.6782 | SPM-ASTMOOR_IND_EST_T1_MACKAMAX_T1_MERSEY_RD_T1_PICOW_FARM_RD_T1 | 629397137 | SP Energy Networks open data (API key): NDP SPM primary-group polygons + Capacity Heatmaps Information Model SPM + LTDS appendices 3/6 + NSHR
1227 | 48.4 | GREEN WOODDRIVE 3 | RUNCORN | WA7 1SP | Halton |  | Offices And Premises | office | 1 | 1276.7 | 13742 | NIA | 171000 | Astmoor Ind Est T1 / Mackamax T1 / Mersey Rd T1 / Picow Farm Rd T1 | inside-area | 2.43 | DUTTON GT2 / MOORE GT1 / PERCIVAL LA GT1 | FRODSHAM - INCE | SPM | 18.3 | primary | 18.28 | Green | 30 | 11.12 | thermal | 2.4 | 1.9 | 0 | 4.3 | 17.1 | DUTTON GT2 / MOORE GT1 / PERCIVAL LA GT1 | 32.616 | GREEN | 0 |  |  | 0 | 0 | 0 | 30 |  |  |  |  | Green (Over 5% headroom) | 130481 | 100 | 2.03 | 89 | 43 | 3005615 | [9 empty] | Fiddlers Ferry | FRODSHAM | 5 | 1090 | 1090 | 0 | 0 | 0 | 2029-04 | [12 empty] | 53.3458 | -2.6714 | SPM-ASTMOOR_IND_EST_T1_MACKAMAX_T1_MERSEY_RD_T1_PICOW_FARM_RD_T1 | 1196679000 | SP Energy Networks open data (API key): NDP SPM primary-group polygons + Capacity Heatmaps Information Model SPM + LTDS appendices 3/6 + NSHR
1228 | 48.4 | OFFICES BLOCK A BLOCKS A-D, HAMPTON COURT | RUNCORN | WA7 1TT | Halton |  | Offices And Premises | office | 1 | 1031.32 | 11101 | NIA | 134000 | Astmoor Ind Est T1 / Mackamax T1 / Mersey Rd T1 / Picow Farm Rd T1 | inside-area | 2.42 | DUTTON GT2 / MOORE GT1 / PERCIVAL LA GT1 | FRODSHAM - INCE | SPM | 18.3 | primary | 18.28 | Green | 30 | 11.12 | thermal | 2.4 | 1.9 | 0 | 4.3 | 17.1 | DUTTON GT2 / MOORE GT1 / PERCIVAL LA GT1 | 32.616 | GREEN | 0 |  |  | 0 | 0 | 0 | 30 |  |  |  |  | Green (Over 5% headroom) | 130481 | 100 | 1.64 | 72 | 43 | 3008256 | [9 empty] | Fiddlers Ferry | FRODSHAM | 5 | 1090 | 1090 | 0 | 0 | 0 | 2029-04 | 10010608752 | Offices and Workshop Businesses | 1247 | B | Grid Supplied Electricity | 3 |  | Air Conditioning | 2022-12-14 |  | 0.5 | FALSE | 53.3476 | -2.6721 | SPM-ASTMOOR_IND_EST_T1_MACKAMAX_T1_MERSEY_RD_T1_PICOW_FARM_RD_T1 | 689250000 | SP Energy Networks open data (API key): NDP SPM primary-group polygons + Capacity Heatmaps Information Model SPM + LTDS appendices 3/6 + NSHR
1229 | 48.4 | H DIAPER & CO LTD AT 11, LEES ROAD | LIVERPOOL | L33 7SE | Knowsley |  | Warehouse And Premises | industrial | 1 | 22325.53 | 240310 | GIA | 600000 | Acornfield Rd T1 / Dickinsons T1 / Hammond Rd T1 / Kodak T1 | inside-area | 1 | GILLMOSS GT1 / KIRKBY GT2 / SIMONSWOOD GT1 | KIRKBY | SPM | 13.8 | primary | 13.791 | Green | 30 | 16.209 | thermal | 0 | 0 | 0 | 0 | 10.5 | GILLMOSS GT1 / KIRKBY GT2 / SIMONSWOOD GT1 | 37.36 | GREEN | 0 |  |  | 0 | 0 | 0 | 30 |  |  |  |  | Green (Over 5% headroom) | 98396 | 41 | 35.48 | 558 | 92 | 7057816 | [9 empty] | Kirkby (_D) | KIRKBY | 4 | 514 | 514 | 400 | 0 | 0 | 2027-08 | [12 empty] | 53.481 | -2.863 | SPM-ACORNFIELD_RD_T1_DICKINSONS_T1_HAMMOND_RD_T1_KODAK_T1 | 6020470000 | SP Energy Networks open data (API key): NDP SPM primary-group polygons + Capacity Heatmaps Information Model SPM + LTDS appendices 3/6 + NSHR
1230 | 48.4 | UNITS 3-8, DEPOT ROAD | LIVERPOOL | L33 3AR | Knowsley |  | Warehouse And Premises | industrial | 1 | 14966.5 | 161098 | GIA | 297500 | Acornfield Rd T1 / Dickinsons T1 / Hammond Rd T1 / Kodak T1 | inside-area | 0.61 | GILLMOSS GT1 / KIRKBY GT2 / SIMONSWOOD GT1 | KIRKBY | SPM | 13.8 | primary | 13.791 | Green | 30 | 16.209 | thermal | 0 | 0 | 0 | 0 | 10.5 | GILLMOSS GT1 / KIRKBY GT2 / SIMONSWOOD GT1 | 37.36 | GREEN | 0 |  |  | 0 | 0 | 0 | 30 |  |  |  |  | Green (Over 5% headroom) | 98396 | 61 | 23.78 | 374 | 92 | 7137028 | [9 empty] | Kirkby (_D) | KIRKBY | 4 | 514 | 514 | 400 | 0 | 0 | 2027-08 | [12 empty] | 53.4898 | -2.849 | SPM-ACORNFIELD_RD_T1_DICKINSONS_T1_HAMMOND_RD_T1_KODAK_T1 | 14013984000 | SP Energy Networks open data (API key): NDP SPM primary-group polygons + Capacity Heatmaps Information Model SPM + LTDS appendices 3/6 + NSHR
1231 | 48.4 | BAKER HUGHES LIMITED, STOCKPIT ROAD | LIVERPOOL | L33 7TQ | Knowsley |  | Offices And Premises | office | 1 | 4287.84 | 46154 | NIA | 216000 | Acornfield Rd T1 / Dickinsons T1 / Hammond Rd T1 / Kodak T1 | inside-area | 0.23 | GILLMOSS GT1 / KIRKBY GT2 / SIMONSWOOD GT1 | KIRKBY | SPM | 13.8 | primary | 13.791 | Green | 30 | 16.209 | thermal | 0 | 0 | 0 | 0 | 10.5 | GILLMOSS GT1 / KIRKBY GT2 / SIMONSWOOD GT1 | 37.36 | GREEN | 0 |  |  | 0 | 0 | 0 | 30 |  |  |  |  | Green (Over 5% headroom) | 98396 | 100 | 6.81 | 300 | 92 | 7251972 | [9 empty] | Kirkby (_D) | KIRKBY | 4 | 514 | 514 | 400 | 0 | 0 | 2027-08 | [12 empty] | 53.4834 | -2.8521 | SPM-ACORNFIELD_RD_T1_DICKINSONS_T1_HAMMOND_RD_T1_KODAK_T1 | 14981397000 | SP Energy Networks open data (API key): NDP SPM primary-group polygons + Capacity Heatmaps Information Model SPM + LTDS appendices 3/6 + NSHR
1232 | 48.4 | UNIT 7, LEES ROAD, KNOWSLEY INDUSTRIAL PARK | LIVERPOOL | L33 7SE | Knowsley |  | Warehouse And Premises | industrial | 1 | 1824.4 | 19638 | GIA | 54500 | Acornfield Rd T1 / Dickinsons T1 / Hammond Rd T1 / Kodak T1 | inside-area | 1 | GILLMOSS GT1 / KIRKBY GT2 / SIMONSWOOD GT1 | KIRKBY | SPM | 13.8 | primary | 13.791 | Green | 30 | 16.209 | thermal | 0 | 0 | 0 | 0 | 10.5 | GILLMOSS GT1 / KIRKBY GT2 / SIMONSWOOD GT1 | 37.36 | GREEN | 0 |  |  | 0 | 0 | 0 | 30 |  |  |  |  | Green (Over 5% headroom) | 98396 | 100 | 2.9 | 46 | 92 | 7278488 | [9 empty] | Kirkby (_D) | KIRKBY | 4 | 514 | 514 | 400 | 0 | 0 | 2027-08 | [12 empty] | 53.481 | -2.863 | SPM-ACORNFIELD_RD_T1_DICKINSONS_T1_HAMMOND_RD_T1_KODAK_T1 | 15160878000 | SP Energy Networks open data (API key): NDP SPM primary-group polygons + Capacity Heatmaps Information Model SPM + LTDS appendices 3/6 + NSHR
1233 | 48.4 | UNIT 7, WEBBER ROAD | LIVERPOOL | L33 7SW | Knowsley |  | Warehouse And Premises | industrial | 1 | 1824.4 | 19638 | GIA | 54500 | Acornfield Rd T1 / Dickinsons T1 / Hammond Rd T1 / Kodak T1 | inside-area | 0.89 | GILLMOSS GT1 / KIRKBY GT2 / SIMONSWOOD GT1 | KIRKBY | SPM | 13.8 | primary | 13.791 | Green | 30 | 16.209 | thermal | 0 | 0 | 0 | 0 | 10.5 | GILLMOSS GT1 / KIRKBY GT2 / SIMONSWOOD GT1 | 37.36 | GREEN | 0 |  |  | 0 | 0 | 0 | 30 |  |  |  |  | Green (Over 5% headroom) | 98396 | 100 | 2.9 | 46 | 92 | 7278488 | [9 empty] | Kirkby (_D) | KIRKBY | 4 | 514 | 514 | 400 | 0 | 0 | 2027-08 | 40077629 | B8 Storage or Distribution | 174 | C | Grid Supplied Electricity | 3 |  | Heating and Natural Ventilation | 2012-06-10 |  | 1 | FALSE | 53.4796 | -2.8599 | SPM-ACORNFIELD_RD_T1_DICKINSONS_T1_HAMMOND_RD_T1_KODAK_T1 | 13044342000 | SP Energy Networks open data (API key): NDP SPM primary-group polygons + Capacity Heatmaps Information Model SPM + LTDS appendices 3/6 + NSHR
1234 | 48.4 | PENNINE HOUSE, BRADMAN ROAD | LIVERPOOL | L33 7UR | Knowsley |  | Warehouse And Premises | industrial | 1 | 1748 | 18815 | GIA | 38500 | Acornfield Rd T1 / Dickinsons T1 / Hammond Rd T1 / Kodak T1 | inside-area | 0.32 | GILLMOSS GT1 / KIRKBY GT2 / SIMONSWOOD GT1 | KIRKBY | SPM | 13.8 | primary | 13.791 | Green | 30 | 16.209 | thermal | 0 | 0 | 0 | 0 | 10.5 | GILLMOSS GT1 / KIRKBY GT2 / SIMONSWOOD GT1 | 37.36 | GREEN | 0 |  |  | 0 | 0 | 0 | 30 |  |  |  |  | Green (Over 5% headroom) | 98396 | 100 | 2.78 | 44 | 92 | 7279311 | [9 empty] | Kirkby (_D) | KIRKBY | 4 | 514 | 514 | 400 | 0 | 0 | 2027-08 | 40076378 | B2 to B7 General Industrial and Special Industrial Groups | 786 | D | Natural Gas | 3 |  | Heating and Natural Ventilation | 2015-09-15 |  | 0.5 | FALSE | 53.4864 | -2.8524 | SPM-ACORNFIELD_RD_T1_DICKINSONS_T1_HAMMOND_RD_T1_KODAK_T1 | 9274638000 | SP Energy Networks open data (API key): NDP SPM primary-group polygons + Capacity Heatmaps Information Model SPM + LTDS appendices 3/6 + NSHR
1235 | 48.4 | STELLA PRODUCTS, NEWSTET ROAD | LIVERPOOL | L33 7TJ | Knowsley |  | Cold Stores And Premises | industrial | 1 | 1727.5 | 18595 | GIA | 30750 | Acornfield Rd T1 / Dickinsons T1 / Hammond Rd T1 / Kodak T1 | inside-area | 0.59 | GILLMOSS GT1 / KIRKBY GT2 / SIMONSWOOD GT1 | KIRKBY | SPM | 13.8 | primary | 13.791 | Green | 30 | 16.209 | thermal | 0 | 0 | 0 | 0 | 10.5 | GILLMOSS GT1 / KIRKBY GT2 / SIMONSWOOD GT1 | 37.36 | GREEN | 0 |  |  | 0 | 0 | 0 | 30 |  |  |  |  | Green (Over 5% headroom) | 98396 | 100 | 2.75 | 207 | 92 | 7279531 | [9 empty] | Kirkby (_D) | KIRKBY | 4 | 514 | 514 | 400 | 0 | 0 | 2027-08 | 40073358 | B8 Storage or Distribution | 1604 | A | Grid Supplied Electricity | 5 |  | Heating and Mechanical Ventilation | 2019-09-24 |  | 0.67 | FALSE | 53.4844 | -2.8579 | SPM-ACORNFIELD_RD_T1_DICKINSONS_T1_HAMMOND_RD_T1_KODAK_T1 | 8627747000 | SP Energy Networks open data (API key): NDP SPM primary-group polygons + Capacity Heatmaps Information Model SPM + LTDS appendices 3/6 + NSHR
1236 | 48.4 | ANDROMEDA, LEES ROAD | LIVERPOOL | L33 7SE | Knowsley |  | Warehouse And Premises | industrial | 1 | 1706.79 | 18372 | GIA | 110000 | Acornfield Rd T1 / Dickinsons T1 / Hammond Rd T1 / Kodak T1 | inside-area | 1 | GILLMOSS GT1 / KIRKBY GT2 / SIMONSWOOD GT1 | KIRKBY | SPM | 13.8 | primary | 13.791 | Green | 30 | 16.209 | thermal | 0 | 0 | 0 | 0 | 10.5 | GILLMOSS GT1 / KIRKBY GT2 / SIMONSWOOD GT1 | 37.36 | GREEN | 0 |  |  | 0 | 0 | 0 | 30 |  |  |  |  | Green (Over 5% headroom) | 98396 | 100 | 2.71 | 43 | 92 | 7279754 | [9 empty] | Kirkby (_D) | KIRKBY | 4 | 514 | 514 | 400 | 0 | 0 | 2027-08 | [12 empty] | 53.481 | -2.863 | SPM-ACORNFIELD_RD_T1_DICKINSONS_T1_HAMMOND_RD_T1_KODAK_T1 | 13610097000 | SP Energy Networks open data (API key): NDP SPM primary-group polygons + Capacity Heatmaps Information Model SPM + LTDS appendices 3/6 + NSHR
1237 | 48.4 | FIBRE DRUMS LTD, STOCKPIT ROAD | LIVERPOOL | L33 7TQ | Knowsley |  | Factory And Premises | industrial | 1 | 1671.2 | 17989 | GIA | 66000 | Acornfield Rd T1 / Dickinsons T1 / Hammond Rd T1 / Kodak T1 | inside-area | 0.23 | GILLMOSS GT1 / KIRKBY GT2 / SIMONSWOOD GT1 | KIRKBY | SPM | 13.8 | primary | 13.791 | Green | 30 | 16.209 | thermal | 0 | 0 | 0 | 0 | 10.5 | GILLMOSS GT1 / KIRKBY GT2 / SIMONSWOOD GT1 | 37.36 | GREEN | 0 |  |  | 0 | 0 | 0 | 30 |  |  |  |  | Green (Over 5% headroom) | 98396 | 100 | 2.66 | 100 | 92 | 7280137 | [9 empty] | Kirkby (_D) | KIRKBY | 4 | 514 | 514 | 400 | 0 | 0 | 2027-08 | [12 empty] | 53.4834 | -2.8521 | SPM-ACORNFIELD_RD_T1_DICKINSONS_T1_HAMMOND_RD_T1_KODAK_T1 | 6394932000 | SP Energy Networks open data (API key): NDP SPM primary-group polygons + Capacity Heatmaps Information Model SPM + LTDS appendices 3/6 + NSHR
1238 | 48.4 | MINERALS RESOURCE MANAGEMENT LTD, ACORNFIELD ROAD | LIVERPOOL | L33 7SP | Knowsley |  | Workshop And Premises | industrial | 1 | 1592.93 | 17146 | GIA | 44000 | Acornfield Rd T1 / Dickinsons T1 / Hammond Rd T1 / Kodak T1 | inside-area | 0.9 | GILLMOSS GT1 / KIRKBY GT2 / SIMONSWOOD GT1 | KIRKBY | SPM | 13.8 | primary | 13.791 | Green | 30 | 16.209 | thermal | 0 | 0 | 0 | 0 | 10.5 | GILLMOSS GT1 / KIRKBY GT2 / SIMONSWOOD GT1 | 37.36 | GREEN | 0 |  |  | 0 | 0 | 0 | 30 |  |  |  |  | Green (Over 5% headroom) | 98396 | 100 | 2.53 | 72 | 92 | 7280980 | [9 empty] | Kirkby (_D) | KIRKBY | 4 | 514 | 514 | 400 | 0 | 0 | 2027-08 | [12 empty] | 53.4765 | -2.8523 | SPM-ACORNFIELD_RD_T1_DICKINSONS_T1_HAMMOND_RD_T1_KODAK_T1 | 7446586000 | SP Energy Networks open data (API key): NDP SPM primary-group polygons + Capacity Heatmaps Information Model SPM + LTDS appendices 3/6 + NSHR
1239 | 48.4 | MTC NORTHWEST LTD, GORES ROAD | LIVERPOOL | L33 7XS | Knowsley | MTC NORTHWEST LTD | Workshop And Premises | industrial | 1 | 1587.51 | 17088 | GIA | 97500 | Acornfield Rd T1 / Dickinsons T1 / Hammond Rd T1 / Kodak T1 | inside-area | 1.22 | GILLMOSS GT1 / KIRKBY GT2 / SIMONSWOOD GT1 | KIRKBY | SPM | 13.8 | primary | 13.791 | Green | 30 | 16.209 | thermal | 0 | 0 | 0 | 0 | 10.5 | GILLMOSS GT1 / KIRKBY GT2 / SIMONSWOOD GT1 | 37.36 | GREEN | 0 |  |  | 0 | 0 | 0 | 30 |  |  |  |  | Green (Over 5% headroom) | 98396 | 100 | 2.52 | 71 | 92 | 7281038 | [9 empty] | Kirkby (_D) | KIRKBY | 4 | 514 | 514 | 400 | 0 | 0 | 2027-08 | 40074768 | Offices and Workshop Businesses | 1996 | C | Natural Gas | 3 |  | Heating and Natural Ventilation | 2023-11-13 |  | 1 | FALSE | 53.4757 | -2.8603 | SPM-ACORNFIELD_RD_T1_DICKINSONS_T1_HAMMOND_RD_T1_KODAK_T1 | 2911925000 | SP Energy Networks open data (API key): NDP SPM primary-group polygons + Capacity Heatmaps Information Model SPM + LTDS appendices 3/6 + NSHR
1240 | 48.4 | 5A & 11, CHARLEYWOOD ROAD | LIVERPOOL | L33 7SG | Knowsley |  | Factory And Premises | industrial | 1 | 1569.05 | 16889 | GIA | 29000 | Acornfield Rd T1 / Dickinsons T1 / Hammond Rd T1 / Kodak T1 | inside-area | 0.91 | GILLMOSS GT1 / KIRKBY GT2 / SIMONSWOOD GT1 | KIRKBY | SPM | 13.8 | primary | 13.791 | Green | 30 | 16.209 | thermal | 0 | 0 | 0 | 0 | 10.5 | GILLMOSS GT1 / KIRKBY GT2 / SIMONSWOOD GT1 | 37.36 | GREEN | 0 |  |  | 0 | 0 | 0 | 30 |  |  |  |  | Green (Over 5% headroom) | 98396 | 100 | 2.49 | 94 | 92 | 7281237 | [9 empty] | Kirkby (_D) | KIRKBY | 4 | 514 | 514 | 400 | 0 | 0 | 2027-08 | [12 empty] | 53.478 | -2.8578 | SPM-ACORNFIELD_RD_T1_DICKINSONS_T1_HAMMOND_RD_T1_KODAK_T1 | 413216134 | SP Energy Networks open data (API key): NDP SPM primary-group polygons + Capacity Heatmaps Information Model SPM + LTDS appendices 3/6 + NSHR
1241 | 48.4 | UNIT 6A & 6B, ACADEMY BUSINESS PARK, LEES ROAD | LIVERPOOL | L33 7SE | Knowsley |  | Warehouse And Premises | industrial | 1 | 1542 | 16598 | GIA | 52500 | Acornfield Rd T1 / Dickinsons T1 / Hammond Rd T1 / Kodak T1 | inside-area | 1 | GILLMOSS GT1 / KIRKBY GT2 / SIMONSWOOD GT1 | KIRKBY | SPM | 13.8 | primary | 13.791 | Green | 30 | 16.209 | thermal | 0 | 0 | 0 | 0 | 10.5 | GILLMOSS GT1 / KIRKBY GT2 / SIMONSWOOD GT1 | 37.36 | GREEN | 0 |  |  | 0 | 0 | 0 | 30 |  |  |  |  | Green (Over 5% headroom) | 98396 | 100 | 2.45 | 39 | 92 | 7281528 | [9 empty] | Kirkby (_D) | KIRKBY | 4 | 514 | 514 | 400 | 0 | 0 | 2027-08 | [12 empty] | 53.481 | -2.863 | SPM-ACORNFIELD_RD_T1_DICKINSONS_T1_HAMMOND_RD_T1_KODAK_T1 | 8491163000 | SP Energy Networks open data (API key): NDP SPM primary-group polygons + Capacity Heatmaps Information Model SPM + LTDS appendices 3/6 + NSHR
1242 | 48.4 | ROCKFIELDS, GALE ROAD | LIVERPOOL | L33 7YB | Knowsley |  | Workshop And Premises | industrial | 1 | 1541.24 | 16590 | GIA | 82500 | Acornfield Rd T1 / Dickinsons T1 / Hammond Rd T1 / Kodak T1 | inside-area | 1.16 | GILLMOSS GT1 / KIRKBY GT2 / SIMONSWOOD GT1 | KIRKBY | SPM | 13.8 | primary | 13.791 | Green | 30 | 16.209 | thermal | 0 | 0 | 0 | 0 | 10.5 | GILLMOSS GT1 / KIRKBY GT2 / SIMONSWOOD GT1 | 37.36 | GREEN | 0 |  |  | 0 | 0 | 0 | 30 |  |  |  |  | Green (Over 5% headroom) | 98396 | 100 | 2.45 | 69 | 92 | 7281536 | [9 empty] | Kirkby (_D) | KIRKBY | 4 | 514 | 514 | 400 | 0 | 0 | 2027-08 | [12 empty] | 53.4746 | -2.8554 | SPM-ACORNFIELD_RD_T1_DICKINSONS_T1_HAMMOND_RD_T1_KODAK_T1 | 9589949000 | SP Energy Networks open data (API key): NDP SPM primary-group polygons + Capacity Heatmaps Information Model SPM + LTDS appendices 3/6 + NSHR
1243 | 48.4 | CUSSON ROAD | LIVERPOOL | L33 7BY | Knowsley | PRODUCT RELEASE EUROPE LTD | Warehouse And Premises | industrial | 1 | 1444.3 | 15546 | GIA | 32250 | Acornfield Rd T1 / Dickinsons T1 / Hammond Rd T1 / Kodak T1 | inside-area | 1.42 | GILLMOSS GT1 / KIRKBY GT2 / SIMONSWOOD GT1 | KIRKBY | SPM | 13.8 | primary | 13.791 | Green | 30 | 16.209 | thermal | 0 | 0 | 0 | 0 | 10.5 | GILLMOSS GT1 / KIRKBY GT2 / SIMONSWOOD GT1 | 37.36 | GREEN | 0 |  |  | 0 | 0 | 0 | 30 |  |  |  |  | Green (Over 5% headroom) | 98396 | 100 | 2.3 | 36 | 92 | 7282580 | [9 empty] | Kirkby (_D) | KIRKBY | 4 | 514 | 514 | 400 | 0 | 0 | 2027-08 | 40011129 | B1 Offices and Workshop businesses | 57 | F | Grid Supplied Electricity | 3 |  | Heating and Natural Ventilation | 2013-10-15 |  | 1 | FALSE | 53.476 | -2.8654 | SPM-ACORNFIELD_RD_T1_DICKINSONS_T1_HAMMOND_RD_T1_KODAK_T1 | 1730500000 | SP Energy Networks open data (API key): NDP SPM primary-group polygons + Capacity Heatmaps Information Model SPM + LTDS appendices 3/6 + NSHR
1244 | 48.4 | UNIT 6C, ACADEMY BUSINESS PARK, LEES ROAD | LIVERPOOL | L33 7SE | Knowsley |  | Warehouse And Premises | industrial | 1 | 1429.9 | 15391 | GIA | 48750 | Acornfield Rd T1 / Dickinsons T1 / Hammond Rd T1 / Kodak T1 | inside-area | 1 | GILLMOSS GT1 / KIRKBY GT2 / SIMONSWOOD GT1 | KIRKBY | SPM | 13.8 | primary | 13.791 | Green | 30 | 16.209 | thermal | 0 | 0 | 0 | 0 | 10.5 | GILLMOSS GT1 / KIRKBY GT2 / SIMONSWOOD GT1 | 37.36 | GREEN | 0 |  |  | 0 | 0 | 0 | 30 |  |  |  |  | Green (Over 5% headroom) | 98396 | 100 | 2.27 | 36 | 92 | 7282735 | [9 empty] | Kirkby (_D) | KIRKBY | 4 | 514 | 514 | 400 | 0 | 0 | 2027-08 | [12 empty] | 53.481 | -2.863 | SPM-ACORNFIELD_RD_T1_DICKINSONS_T1_HAMMOND_RD_T1_KODAK_T1 | 9270592000 | SP Energy Networks open data (API key): NDP SPM primary-group polygons + Capacity Heatmaps Information Model SPM + LTDS appendices 3/6 + NSHR
1245 | 48.4 | T P FAY (KIRKBY) LTD, ADMIN ROAD | LIVERPOOL | L33 7TX | Knowsley |  | Workshop And Premises | industrial | 1 | 1418.96 | 15274 | GIA | 32750 | Acornfield Rd T1 / Dickinsons T1 / Hammond Rd T1 / Kodak T1 | inside-area | 1.28 | GILLMOSS GT1 / KIRKBY GT2 / SIMONSWOOD GT1 | KIRKBY | SPM | 13.8 | primary | 13.791 | Green | 30 | 16.209 | thermal | 0 | 0 | 0 | 0 | 10.5 | GILLMOSS GT1 / KIRKBY GT2 / SIMONSWOOD GT1 | 37.36 | GREEN | 0 |  |  | 0 | 0 | 0 | 30 |  |  |  |  | Green (Over 5% headroom) | 98396 | 100 | 2.25 | 64 | 92 | 7282852 | [9 empty] | Kirkby (_D) | KIRKBY | 4 | 514 | 514 | 400 | 0 | 0 | 2027-08 | 40073811 | B1 Offices and Workshop businesses | 3923 | G | Oil | 3 | 2 | Heating and Natural Ventilation | 2012-09-17 |  | 0.5 | FALSE | 53.4743 | -2.8583 | SPM-ACORNFIELD_RD_T1_DICKINSONS_T1_HAMMOND_RD_T1_KODAK_T1 | 6416485000 | SP Energy Networks open data (API key): NDP SPM primary-group polygons + Capacity Heatmaps Information Model SPM + LTDS appendices 3/6 + NSHR
1246 | 48.4 | 1, ARBOUR COURT, ARBOUR LANE | LIVERPOOL | L33 7XE | Knowsley |  | Warehouse And Premises | industrial | 1 | 1403 | 15102 | GIA | 80500 | Acornfield Rd T1 / Dickinsons T1 / Hammond Rd T1 / Kodak T1 | inside-area | 0.98 | GILLMOSS GT1 / KIRKBY GT2 / SIMONSWOOD GT1 | KIRKBY | SPM | 13.8 | primary | 13.791 | Green | 30 | 16.209 | thermal | 0 | 0 | 0 | 0 | 10.5 | GILLMOSS GT1 / KIRKBY GT2 / SIMONSWOOD GT1 | 37.36 | GREEN | 0 |  |  | 0 | 0 | 0 | 30 |  |  |  |  | Green (Over 5% headroom) | 98396 | 100 | 2.23 | 35 | 92 | 7283024 | [9 empty] | Kirkby (_D) | KIRKBY | 4 | 514 | 514 | 400 | 0 | 0 | 2027-08 | 40069009 | B8 Storage or Distribution | 494 | D | Natural Gas | 3 |  | Heating and Natural Ventilation | 2018-07-27 |  | 0.67 | FALSE | 53.4838 | -2.8638 | SPM-ACORNFIELD_RD_T1_DICKINSONS_T1_HAMMOND_RD_T1_KODAK_T1 | 5307251000 | SP Energy Networks open data (API key): NDP SPM primary-group polygons + Capacity Heatmaps Information Model SPM + LTDS appendices 3/6 + NSHR
1247 | 48.4 | UNITS 1-9, STOCKPIT ROAD | LIVERPOOL | L33 7TQ | Knowsley |  | Workshop And Premises | industrial | 1 | 1353.52 | 14569 | GIA | 42750 | Acornfield Rd T1 / Dickinsons T1 / Hammond Rd T1 / Kodak T1 | inside-area | 0.23 | GILLMOSS GT1 / KIRKBY GT2 / SIMONSWOOD GT1 | KIRKBY | SPM | 13.8 | primary | 13.791 | Green | 30 | 16.209 | thermal | 0 | 0 | 0 | 0 | 10.5 | GILLMOSS GT1 / KIRKBY GT2 / SIMONSWOOD GT1 | 37.36 | GREEN | 0 |  |  | 0 | 0 | 0 | 30 |  |  |  |  | Green (Over 5% headroom) | 98396 | 100 | 2.15 | 61 | 92 | 7283557 | [9 empty] | Kirkby (_D) | KIRKBY | 4 | 514 | 514 | 400 | 0 | 0 | 2027-08 | [12 empty] | 53.4834 | -2.8521 | SPM-ACORNFIELD_RD_T1_DICKINSONS_T1_HAMMOND_RD_T1_KODAK_T1 | 13959401000 | SP Energy Networks open data (API key): NDP SPM primary-group polygons + Capacity Heatmaps Information Model SPM + LTDS appendices 3/6 + NSHR
1248 | 48.4 | FREDERICK OLDHAM LTD, KIRKBY BANK ROAD | LIVERPOOL | L33 7SY | Knowsley |  | Warehouse And Premises | industrial | 1 | 1279.46 | 13772 | GIA | 30500 | Acornfield Rd T1 / Dickinsons T1 / Hammond Rd T1 / Kodak T1 | inside-area | 0.6 | GILLMOSS GT1 / KIRKBY GT2 / SIMONSWOOD GT1 | KIRKBY | SPM | 13.8 | primary | 13.791 | Green | 30 | 16.209 | thermal | 0 | 0 | 0 | 0 | 10.5 | GILLMOSS GT1 / KIRKBY GT2 / SIMONSWOOD GT1 | 37.36 | GREEN | 0 |  |  | 0 | 0 | 0 | 30 |  |  |  |  | Green (Over 5% headroom) | 98396 | 100 | 2.03 | 32 | 92 | 7284354 | [9 empty] | Kirkby (_D) | KIRKBY | 4 | 514 | 514 | 400 | 0 | 0 | 2027-08 | 40065952 | B8 Storage or Distribution | 376 | D | Grid Supplied Electricity | 3 |  | Heating and Natural Ventilation | 2017-09-13 |  | 0.5 | FALSE | 53.4804 | -2.8551 | SPM-ACORNFIELD_RD_T1_DICKINSONS_T1_HAMMOND_RD_T1_KODAK_T1 | 11352810000 | SP Energy Networks open data (API key): NDP SPM primary-group polygons + Capacity Heatmaps Information Model SPM + LTDS appendices 3/6 + NSHR
1249 | 48.4 | UNIT 7D-7E, ACADEMY BUSINESS PARK, LEES ROAD | LIVERPOOL | L33 7SE | Knowsley |  | Warehouse And Premises | industrial | 1 | 1170.06 | 12594 | GIA | 40000 | Acornfield Rd T1 / Dickinsons T1 / Hammond Rd T1 / Kodak T1 | inside-area | 1 | GILLMOSS GT1 / KIRKBY GT2 / SIMONSWOOD GT1 | KIRKBY | SPM | 13.8 | primary | 13.791 | Green | 30 | 16.209 | thermal | 0 | 0 | 0 | 0 | 10.5 | GILLMOSS GT1 / KIRKBY GT2 / SIMONSWOOD GT1 | 37.36 | GREEN | 0 |  |  | 0 | 0 | 0 | 30 |  |  |  |  | Green (Over 5% headroom) | 98396 | 100 | 1.86 | 29 | 92 | 7285532 | [9 empty] | Kirkby (_D) | KIRKBY | 4 | 514 | 514 | 400 | 0 | 0 | 2027-08 | [12 empty] | 53.481 | -2.863 | SPM-ACORNFIELD_RD_T1_DICKINSONS_T1_HAMMOND_RD_T1_KODAK_T1 | 9286883000 | SP Energy Networks open data (API key): NDP SPM primary-group polygons + Capacity Heatmaps Information Model SPM + LTDS appendices 3/6 + NSHR
1250 | 48.4 | U.K. HOUSE, KIRKBY BANK ROAD | LIVERPOOL | L33 7SY | Knowsley |  | Warehouse And Premises | industrial | 1 | 1155.58 | 12439 | GIA | 59500 | Acornfield Rd T1 / Dickinsons T1 / Hammond Rd T1 / Kodak T1 | inside-area | 0.6 | GILLMOSS GT1 / KIRKBY GT2 / SIMONSWOOD GT1 | KIRKBY | SPM | 13.8 | primary | 13.791 | Green | 30 | 16.209 | thermal | 0 | 0 | 0 | 0 | 10.5 | GILLMOSS GT1 / KIRKBY GT2 / SIMONSWOOD GT1 | 37.36 | GREEN | 0 |  |  | 0 | 0 | 0 | 30 |  |  |  |  | Green (Over 5% headroom) | 98396 | 100 | 1.84 | 29 | 92 | 7285687 | [9 empty] | Kirkby (_D) | KIRKBY | 4 | 514 | 514 | 400 | 0 | 0 | 2027-08 | 40065952 | B8 Storage or Distribution | 376 | D | Grid Supplied Electricity | 3 |  | Heating and Natural Ventilation | 2017-09-13 |  | 0.5 | FALSE | 53.4804 | -2.8551 | SPM-ACORNFIELD_RD_T1_DICKINSONS_T1_HAMMOND_RD_T1_KODAK_T1 | 14759591000 | SP Energy Networks open data (API key): NDP SPM primary-group polygons + Capacity Heatmaps Information Model SPM + LTDS appendices 3/6 + NSHR
1251 | 48.4 | BESPOKE FIREPLACES LTD, ASHCROFT ROAD | LIVERPOOL | L33 7TW | Knowsley |  | Factory And Premises | industrial | 1 | 1144.96 | 12324 | GIA | 32500 | Acornfield Rd T1 / Dickinsons T1 / Hammond Rd T1 / Kodak T1 | inside-area | 0.3 | GILLMOSS GT1 / KIRKBY GT2 / SIMONSWOOD GT1 | KIRKBY | SPM | 13.8 | primary | 13.791 | Green | 30 | 16.209 | thermal | 0 | 0 | 0 | 0 | 10.5 | GILLMOSS GT1 / KIRKBY GT2 / SIMONSWOOD GT1 | 37.36 | GREEN | 0 |  |  | 0 | 0 | 0 | 30 |  |  |  |  | Green (Over 5% headroom) | 98396 | 100 | 1.82 | 69 | 92 | 7285802 | [9 empty] | Kirkby (_D) | KIRKBY | 4 | 514 | 514 | 400 | 0 | 0 | 2027-08 | 40073779 | B8 Storage or Distribution | 1152 | F | Natural Gas | 3 |  | Heating and Natural Ventilation | 2013-08-21 |  | 0.5 | FALSE | 53.4856 | -2.8529 | SPM-ACORNFIELD_RD_T1_DICKINSONS_T1_HAMMOND_RD_T1_KODAK_T1 | 11529088000 | SP Energy Networks open data (API key): NDP SPM primary-group polygons + Capacity Heatmaps Information Model SPM + LTDS appendices 3/6 + NSHR
1252 | 48.4 | UNIT 6, MARL ROAD | LIVERPOOL | L33 7UH | Knowsley |  | Workshop And Premises | industrial | 1 | 1132.4 | 12189 | GIA | 51000 | Acornfield Rd T1 / Dickinsons T1 / Hammond Rd T1 / Kodak T1 | inside-area | 0.64 | GILLMOSS GT1 / KIRKBY GT2 / SIMONSWOOD GT1 | KIRKBY | SPM | 13.8 | primary | 13.791 | Green | 30 | 16.209 | thermal | 0 | 0 | 0 | 0 | 10.5 | GILLMOSS GT1 / KIRKBY GT2 / SIMONSWOOD GT1 | 37.36 | GREEN | 0 |  |  | 0 | 0 | 0 | 30 |  |  |  |  | Green (Over 5% headroom) | 98396 | 100 | 1.8 | 51 | 92 | 7285937 | [9 empty] | Kirkby (_D) | KIRKBY | 4 | 514 | 514 | 400 | 0 | 0 | 2027-08 |  | Storage or Distribution | 137 | C | Other | 3 |  | Unconditioned | 2026-08-10 |  | 1 | FALSE | 53.4877 | -2.8568 | SPM-ACORNFIELD_RD_T1_DICKINSONS_T1_HAMMOND_RD_T1_KODAK_T1 | 5982586000 | SP Energy Networks open data (API key): NDP SPM primary-group polygons + Capacity Heatmaps Information Model SPM + LTDS appendices 3/6 + NSHR
1253 | 48.4 | UNITS 1B & 2, CUSSON ROAD | LIVERPOOL | L33 7BY | Knowsley |  | Workshop And Premises | industrial | 1 | 1108.6 | 11933 | GIA | 25250 | Acornfield Rd T1 / Dickinsons T1 / Hammond Rd T1 / Kodak T1 | inside-area | 1.42 | GILLMOSS GT1 / KIRKBY GT2 / SIMONSWOOD GT1 | KIRKBY | SPM | 13.8 | primary | 13.791 | Green | 30 | 16.209 | thermal | 0 | 0 | 0 | 0 | 10.5 | GILLMOSS GT1 / KIRKBY GT2 / SIMONSWOOD GT1 | 37.36 | GREEN | 0 |  |  | 0 | 0 | 0 | 30 |  |  |  |  | Green (Over 5% headroom) | 98396 | 100 | 1.76 | 50 | 92 | 7286193 | [9 empty] | Kirkby (_D) | KIRKBY | 4 | 514 | 514 | 400 | 0 | 0 | 2027-08 | 40073535 | B1 Offices and Workshop businesses | 51 | G | Grid Supplied Electricity | 3 |  | Heating and Natural Ventilation | 2013-10-15 |  | 1 | FALSE | 53.476 | -2.8654 | SPM-ACORNFIELD_RD_T1_DICKINSONS_T1_HAMMOND_RD_T1_KODAK_T1 | 7732804000 | SP Energy Networks open data (API key): NDP SPM primary-group polygons + Capacity Heatmaps Information Model SPM + LTDS appendices 3/6 + NSHR
1254 | 48.4 | 2A, ARBOUR COURT, ARBOUR LANE | LIVERPOOL | L33 7XE | Knowsley |  | Warehouse And Premises | industrial | 1 | 1084.37 | 11672 | GIA | 58500 | Acornfield Rd T1 / Dickinsons T1 / Hammond Rd T1 / Kodak T1 | inside-area | 0.98 | GILLMOSS GT1 / KIRKBY GT2 / SIMONSWOOD GT1 | KIRKBY | SPM | 13.8 | primary | 13.791 | Green | 30 | 16.209 | thermal | 0 | 0 | 0 | 0 | 10.5 | GILLMOSS GT1 / KIRKBY GT2 / SIMONSWOOD GT1 | 37.36 | GREEN | 0 |  |  | 0 | 0 | 0 | 30 |  |  |  |  | Green (Over 5% headroom) | 98396 | 100 | 1.72 | 27 | 92 | 7286454 | [9 empty] | Kirkby (_D) | KIRKBY | 4 | 514 | 514 | 400 | 0 | 0 | 2027-08 | 40069007 | B8 Storage or Distribution | 1022 | D | Grid Supplied Electricity | 3 |  | Air Conditioning | 2019-07-25 |  | 1 | FALSE | 53.4838 | -2.8638 | SPM-ACORNFIELD_RD_T1_DICKINSONS_T1_HAMMOND_RD_T1_KODAK_T1 | 4275750000 | SP Energy Networks open data (API key): NDP SPM primary-group polygons + Capacity Heatmaps Information Model SPM + LTDS appendices 3/6 + NSHR
1255 | 48.4 | BRADMAN ROAD | LIVERPOOL | L33 7UR | Knowsley | KIRKBY JIG TOOL CO LTD | Factory And Premises | industrial | 1 | 1075.29 | 11574 | GIA | 28000 | Acornfield Rd T1 / Dickinsons T1 / Hammond Rd T1 / Kodak T1 | inside-area | 0.32 | GILLMOSS GT1 / KIRKBY GT2 / SIMONSWOOD GT1 | KIRKBY | SPM | 13.8 | primary | 13.791 | Green | 30 | 16.209 | thermal | 0 | 0 | 0 | 0 | 10.5 | GILLMOSS GT1 / KIRKBY GT2 / SIMONSWOOD GT1 | 37.36 | GREEN | 0 |  |  | 0 | 0 | 0 | 30 |  |  |  |  | Green (Over 5% headroom) | 98396 | 100 | 1.71 | 65 | 92 | 7286552 | [9 empty] | Kirkby (_D) | KIRKBY | 4 | 514 | 514 | 400 | 0 | 0 | 2027-08 | 40076378 | B2 to B7 General Industrial and Special Industrial Groups | 786 | D | Natural Gas | 3 |  | Heating and Natural Ventilation | 2015-09-15 |  | 1 | FALSE | 53.4864 | -2.8524 | SPM-ACORNFIELD_RD_T1_DICKINSONS_T1_HAMMOND_RD_T1_KODAK_T1 | 46452134 | SP Energy Networks open data (API key): NDP SPM primary-group polygons + Capacity Heatmaps Information Model SPM + LTDS appendices 3/6 + NSHR
1256 | 48.4 | TRADE UNIT 6C & 6D, ACADEMY BUSINESS PARK, LEES ROAD | LIVERPOOL | L33 7SS | Knowsley |  | Trade Warehouse And Premises | industrial | 1 | 1043.07 | 11228 | GIA | 88500 | Acornfield Rd T1 / Dickinsons T1 / Hammond Rd T1 / Kodak T1 | inside-area | 0.76 | GILLMOSS GT1 / KIRKBY GT2 / SIMONSWOOD GT1 | KIRKBY | SPM | 13.8 | primary | 13.791 | Green | 30 | 16.209 | thermal | 0 | 0 | 0 | 0 | 10.5 | GILLMOSS GT1 / KIRKBY GT2 / SIMONSWOOD GT1 | 37.36 | GREEN | 0 |  |  | 0 | 0 | 0 | 30 |  |  |  |  | Green (Over 5% headroom) | 98396 | 100 | 1.66 | 26 | 92 | 7286898 | [9 empty] | Kirkby (_D) | KIRKBY | 4 | 514 | 514 | 400 | 0 | 0 | 2027-08 | [12 empty] | 53.4792 | -2.8567 | SPM-ACORNFIELD_RD_T1_DICKINSONS_T1_HAMMOND_RD_T1_KODAK_T1 | 14500056000 | SP Energy Networks open data (API key): NDP SPM primary-group polygons + Capacity Heatmaps Information Model SPM + LTDS appendices 3/6 + NSHR
1257 | 48.4 | KENNETH HOUSE, LEES ROAD | LIVERPOOL | L33 7SE | Knowsley | TAPES FOR INDUSTRY LTD | Warehouse And Premises | industrial | 1 | 1030.62 | 11093 | GIA | 42750 | Acornfield Rd T1 / Dickinsons T1 / Hammond Rd T1 / Kodak T1 | inside-area | 1 | GILLMOSS GT1 / KIRKBY GT2 / SIMONSWOOD GT1 | KIRKBY | SPM | 13.8 | primary | 13.791 | Green | 30 | 16.209 | thermal | 0 | 0 | 0 | 0 | 10.5 | GILLMOSS GT1 / KIRKBY GT2 / SIMONSWOOD GT1 | 37.36 | GREEN | 0 |  |  | 0 | 0 | 0 | 30 |  |  |  |  | Green (Over 5% headroom) | 98396 | 100 | 1.64 | 26 | 92 | 7287033 | [9 empty] | Kirkby (_D) | KIRKBY | 4 | 514 | 514 | 400 | 0 | 0 | 2027-08 | [12 empty] | 53.481 | -2.863 | SPM-ACORNFIELD_RD_T1_DICKINSONS_T1_HAMMOND_RD_T1_KODAK_T1 | 481075134 | SP Energy Networks open data (API key): NDP SPM primary-group polygons + Capacity Heatmaps Information Model SPM + LTDS appendices 3/6 + NSHR
1258 | 48.4 | TRADE UNITS 1F-H, ACADEMY BUSINESS PARK, LEES ROAD | LIVERPOOL | L33 7SS | Knowsley |  | Trade Warehouse And Premises | industrial | 1 | 1025.35 | 11037 | GIA | 88000 | Acornfield Rd T1 / Dickinsons T1 / Hammond Rd T1 / Kodak T1 | inside-area | 0.76 | GILLMOSS GT1 / KIRKBY GT2 / SIMONSWOOD GT1 | KIRKBY | SPM | 13.8 | primary | 13.791 | Green | 30 | 16.209 | thermal | 0 | 0 | 0 | 0 | 10.5 | GILLMOSS GT1 / KIRKBY GT2 / SIMONSWOOD GT1 | 37.36 | GREEN | 0 |  |  | 0 | 0 | 0 | 30 |  |  |  |  | Green (Over 5% headroom) | 98396 | 100 | 1.63 | 26 | 92 | 7287089 | [9 empty] | Kirkby (_D) | KIRKBY | 4 | 514 | 514 | 400 | 0 | 0 | 2027-08 | [12 empty] | 53.4792 | -2.8567 | SPM-ACORNFIELD_RD_T1_DICKINSONS_T1_HAMMOND_RD_T1_KODAK_T1 | 14500075000 | SP Energy Networks open data (API key): NDP SPM primary-group polygons + Capacity Heatmaps Information Model SPM + LTDS appendices 3/6 + NSHR
1259 | 48.4 | KINGSWAY HOUSE, NEWSTET ROAD | LIVERPOOL | L33 7TJ | Knowsley |  | Workshop And Premises | industrial | 1 | 1002.2 | 10788 | GIA | 25750 | Acornfield Rd T1 / Dickinsons T1 / Hammond Rd T1 / Kodak T1 | inside-area | 0.59 | GILLMOSS GT1 / KIRKBY GT2 / SIMONSWOOD GT1 | KIRKBY | SPM | 13.8 | primary | 13.791 | Green | 30 | 16.209 | thermal | 0 | 0 | 0 | 0 | 10.5 | GILLMOSS GT1 / KIRKBY GT2 / SIMONSWOOD GT1 | 37.36 | GREEN | 0 |  |  | 0 | 0 | 0 | 30 |  |  |  |  | Green (Over 5% headroom) | 98396 | 100 | 1.59 | 45 | 92 | 7287338 | [9 empty] | Kirkby (_D) | KIRKBY | 4 | 514 | 514 | 400 | 0 | 0 | 2027-08 | 40078307 | B1 Offices and Workshop businesses | 693 | D | Grid Supplied Electricity | 3 |  | Heating and Natural Ventilation | 2012-05-24 |  | 0.5 | FALSE | 53.4844 | -2.8579 | SPM-ACORNFIELD_RD_T1_DICKINSONS_T1_HAMMOND_RD_T1_KODAK_T1 | 9874642000 | SP Energy Networks open data (API key): NDP SPM primary-group polygons + Capacity Heatmaps Information Model SPM + LTDS appendices 3/6 + NSHR
1260 | 48.4 | 9(11), DRAW WELL ROAD | LIVERPOOL | L33 7BJ | Knowsley |  | Warehouse And Premises | industrial | 1 | 1001.9 | 10784 | GIA | 10250 | Acornfield Rd T1 / Dickinsons T1 / Hammond Rd T1 / Kodak T1 | inside-area | 0.35 | GILLMOSS GT1 / KIRKBY GT2 / SIMONSWOOD GT1 | KIRKBY | SPM | 13.8 | primary | 13.791 | Green | 30 | 16.209 | thermal | 0 | 0 | 0 | 0 | 10.5 | GILLMOSS GT1 / KIRKBY GT2 / SIMONSWOOD GT1 | 37.36 | GREEN | 0 |  |  | 0 | 0 | 0 | 30 |  |  |  |  | Green (Over 5% headroom) | 98396 | 100 | 1.59 | 25 | 92 | 7287342 | [9 empty] | Kirkby (_D) | KIRKBY | 4 | 514 | 514 | 400 | 0 | 0 | 2027-08 | 40073976 | Storage or Distribution | 1211 | C | Grid Supplied Electricity | 3 |  | Heating and Natural Ventilation | 2023-07-11 |  | 1 | FALSE | 53.4814 | -2.8512 | SPM-ACORNFIELD_RD_T1_DICKINSONS_T1_HAMMOND_RD_T1_KODAK_T1 | 416091134 | SP Energy Networks open data (API key): NDP SPM primary-group polygons + Capacity Heatmaps Information Model SPM + LTDS appendices 3/6 + NSHR
1261 | 48.4 | NHC TECHNOLOGY LTD, COLOMENDY INDUSTRIAL ESTATE | DENBIGH | LL16 5TA | Denbighshire |  | Factory And Premises | industrial | 1 | 3930.54 | 42308 | GIA | 116000 | Pilkingtons T1 / Pilkingtons T2 | inside-area | 7.8 | HOLYWELL GT1 / RHYL GT1 / ST ASAPH GT2 / ST ASAPH GT4 | CONNAHS QUAY - PENTIR - ST ASAPH | SPM | 6.3 | primary | 6.329 | Green | 10 | 3.671 | thermal | 0 | 1.6 | 0 | 1.6 | 6 | HOLYWELL GT1 / RHYL GT1 / ST ASAPH GT2 / ST ASAPH GT4 | 22.4768 | GREEN | 0 |  |  | 0 | 0 | 0 | 10 |  |  |  |  | Green (Over 5% headroom) | 44920 | 100 | 6.25 | 236 | 10 | 410442 | [9 empty] | Connahs Quay / SASA | [20 empty] | 53.1932 | -3.4143 | SPM-PILKINGTONS_T1_PILKINGTONS_T2 | 6618989000 | SP Energy Networks open data (API key): NDP SPM primary-group polygons + Capacity Heatmaps Information Model SPM + LTDS appendices 3/6 + NSHR
1262 | 48.4 | PLOT 29, COLOMENDY INDUSTRIAL ESTATE | DENBIGH | LL16 5TA | Denbighshire | MARBLE GRANITE | Factory And Premises; Warehouse And Premises | industrial | 2 | 3030.16 | 32616 | GIA | 104750 | Pilkingtons T1 / Pilkingtons T2 | inside-area | 7.8 | HOLYWELL GT1 / RHYL GT1 / ST ASAPH GT2 / ST ASAPH GT4 | CONNAHS QUAY - PENTIR - ST ASAPH | SPM | 6.3 | primary | 6.329 | Green | 10 | 3.671 | thermal | 0 | 1.6 | 0 | 1.6 | 6 | HOLYWELL GT1 / RHYL GT1 / ST ASAPH GT2 / ST ASAPH GT4 | 22.4768 | GREEN | 0 |  |  | 0 | 0 | 0 | 10 |  |  |  |  | Green (Over 5% headroom) | 44920 | 100 | 4.82 | 182 | 10 | 420134 | [9 empty] | Connahs Quay / SASA | [20 empty] | 53.1932 | -3.4143 | SPM-PILKINGTONS_T1_PILKINGTONS_T2 | 5678496000;9350669000 | SP Energy Networks open data (API key): NDP SPM primary-group polygons + Capacity Heatmaps Information Model SPM + LTDS appendices 3/6 + NSHR
1263 | 48.4 | CLWYD HEALTH AUTHORITY CENTRAL STORES, COLOMENDY INDUSTRIAL ESTATE | DENBIGH | LL16 5TA | Denbighshire |  | Warehouse And Premises | industrial | 1 | 2678.3 | 28829 | GIA | 83000 | Pilkingtons T1 / Pilkingtons T2 | inside-area | 7.8 | HOLYWELL GT1 / RHYL GT1 / ST ASAPH GT2 / ST ASAPH GT4 | CONNAHS QUAY - PENTIR - ST ASAPH | SPM | 6.3 | primary | 6.329 | Green | 10 | 3.671 | thermal | 0 | 1.6 | 0 | 1.6 | 6 | HOLYWELL GT1 / RHYL GT1 / ST ASAPH GT2 / ST ASAPH GT4 | 22.4768 | GREEN | 0 |  |  | 0 | 0 | 0 | 10 |  |  |  |  | Green (Over 5% headroom) | 44920 | 100 | 4.26 | 67 | 10 | 423921 | [9 empty] | Connahs Quay / SASA | [8 empty] | 200001899081 | D2 General Assembly and Leisure plus Night Clubs and Theatres | 522 | C | Oil | 3 |  | Heating and Natural Ventilation | 2017-08-08 |  | 1 | FALSE | 53.1932 | -3.4143 | SPM-PILKINGTONS_T1_PILKINGTONS_T2 | 153137206 | SP Energy Networks open data (API key): NDP SPM primary-group polygons + Capacity Heatmaps Information Model SPM + LTDS appendices 3/6 + NSHR
1264 | 48.4 | THE BAKERY, COLOMENDY INDUSTRIAL ESTATE | DENBIGH | LL16 5TA | Denbighshire |  | Factory And Premises | industrial | 1 | 2507.85 | 26994 | GIA | 70000 | Pilkingtons T1 / Pilkingtons T2 | inside-area | 7.8 | HOLYWELL GT1 / RHYL GT1 / ST ASAPH GT2 / ST ASAPH GT4 | CONNAHS QUAY - PENTIR - ST ASAPH | SPM | 6.3 | primary | 6.329 | Green | 10 | 3.671 | thermal | 0 | 1.6 | 0 | 1.6 | 6 | HOLYWELL GT1 / RHYL GT1 / ST ASAPH GT2 / ST ASAPH GT4 | 22.4768 | GREEN | 0 |  |  | 0 | 0 | 0 | 10 |  |  |  |  | Green (Over 5% headroom) | 44920 | 100 | 3.99 | 150 | 10 | 425756 | [9 empty] | Connahs Quay / SASA | [8 empty] | 200004314276 | B8 Storage or Distribution | 1094 | C | Natural Gas | 3 |  | Heating and Natural Ventilation | 2012-07-06 |  | 0.5 | FALSE | 53.1932 | -3.4143 | SPM-PILKINGTONS_T1_PILKINGTONS_T2 | 148982206 | SP Energy Networks open data (API key): NDP SPM primary-group polygons + Capacity Heatmaps Information Model SPM + LTDS appendices 3/6 + NSHR
1265 | 48.4 | UNIT 1, VALE PARK, COLOMENDY INDUSTRIAL ESTATE | DENBIGH | LL16 5TA | Denbighshire |  | Warehouse And Premises | industrial | 1 | 2196.33 | 23641 | GIA | 70500 | Pilkingtons T1 / Pilkingtons T2 | inside-area | 7.8 | HOLYWELL GT1 / RHYL GT1 / ST ASAPH GT2 / ST ASAPH GT4 | CONNAHS QUAY - PENTIR - ST ASAPH | SPM | 6.3 | primary | 6.329 | Green | 10 | 3.671 | thermal | 0 | 1.6 | 0 | 1.6 | 6 | HOLYWELL GT1 / RHYL GT1 / ST ASAPH GT2 / ST ASAPH GT4 | 22.4768 | GREEN | 0 |  |  | 0 | 0 | 0 | 10 |  |  |  |  | Green (Over 5% headroom) | 44920 | 100 | 3.49 | 55 | 10 | 429109 | [9 empty] | Connahs Quay / SASA | [8 empty] | 200004300001 | Storage or Distribution | 1999 | C | Grid Supplied Electricity | 3 |  | Heating and Natural Ventilation | 2025-10-01 |  | 1 | FALSE | 53.1932 | -3.4143 | SPM-PILKINGTONS_T1_PILKINGTONS_T2 | 6928360000 | SP Energy Networks open data (API key): NDP SPM primary-group polygons + Capacity Heatmaps Information Model SPM + LTDS appendices 3/6 + NSHR
1266 | 48.3 | ASDA SUPERSTORE, WOODCHURCH ROAD | PRENTON | CH49 5PD | Wirral |  | Superstore And Premises | bigbox | 1 | 6854.4 | 73780 | GIA | 1290000 | Ford T1 / Oxton T1 / Prenton Local T1 / Singleton Ave T2 | inside-area | 2.56 | PRENTON GRID GT1 / ROCK FERRY GT1 | BIRKENHEAD | SPM | 10 | primary | 10.043 | Green | 30 | 19.957 | thermal | 0 | 12.7 | 0 | 12.7 | 4.4 | PRENTON GRID GT1 / ROCK FERRY GT1 | 18.455 | GREEN | 0 |  |  | 0 | 0 | 0 | 30 |  |  |  |  | Green (Over 5% headroom) | 71301 | 97 | 10.89 | 617 | 13 | 380014 | [9 empty] | Birkenhead | BIRKENHEAD | 0 | 0 | 0 | 0 | 0 | 90 | [13 empty] | 53.3702 | -3.0763 | SPM-FORD_T1_OXTON_T1_PRENTON_LOCAL_T1_SINGLETON_AVE_T2 | 8986408000 | SP Energy Networks open data (API key): NDP SPM primary-group polygons + Capacity Heatmaps Information Model SPM + LTDS appendices 3/6 + NSHR
1267 | 48.3 | SAINSBURYS, WOODCHURCH ROAD | BIRKENHEAD | CH42 8PQ | Wirral |  | Superstore And Premises | bigbox | 1 | 3685.5 | 39670 | GIA | 645000 | Ford T1 / Oxton T1 / Prenton Local T1 / Singleton Ave T2 | inside-area | 0.46 | PRENTON GRID GT1 / ROCK FERRY GT1 | BIRKENHEAD | SPM | 10 | primary | 10.043 | Green | 30 | 19.957 | thermal | 0 | 12.7 | 0 | 12.7 | 4.4 | PRENTON GRID GT1 / ROCK FERRY GT1 | 18.455 | GREEN | 0 |  |  | 0 | 0 | 0 | 30 |  |  |  |  | Green (Over 5% headroom) | 71301 | 100 | 5.86 | 332 | 13 | 414124 | [9 empty] | Birkenhead | BIRKENHEAD | 0 | 0 | 0 | 0 | 0 | 90 |  | 42193236 | Retail/Financial and Professional Services | 109 | C | Grid Supplied Electricity | 3 |  | Heating and Natural Ventilation | 2023-03-29 |  | 1 | FALSE | 53.3739 | -3.0452 | SPM-FORD_T1_OXTON_T1_PRENTON_LOCAL_T1_SINGLETON_AVE_T2 | 8790132000 | SP Energy Networks open data (API key): NDP SPM primary-group polygons + Capacity Heatmaps Information Model SPM + LTDS appendices 3/6 + NSHR
1268 | 48.3 | 474, WOODCHURCH ROAD | PRENTON | CH43 0SE | Wirral |  | Car Showroom And Premises | bigbox | 1 | 3198.33 | 34427 | GIA | 207000 | Ford T1 / Oxton T1 / Prenton Local T1 / Singleton Ave T2 | inside-area | 1.08 | PRENTON GRID GT1 / ROCK FERRY GT1 | BIRKENHEAD | SPM | 10 | primary | 10.043 | Green | 30 | 19.957 | thermal | 0 | 12.7 | 0 | 12.7 | 4.4 | PRENTON GRID GT1 / ROCK FERRY GT1 | 18.455 | GREEN | 0 |  |  | 0 | 0 | 0 | 30 |  |  |  |  | Green (Over 5% headroom) | 71301 | 100 | 5.08 | 288 | 13 | 419367 | [9 empty] | Birkenhead | BIRKENHEAD | 0 | 0 | 0 | 0 | 0 | 90 | [13 empty] | 53.3727 | -3.0543 | SPM-FORD_T1_OXTON_T1_PRENTON_LOCAL_T1_SINGLETON_AVE_T2 | 227416132 | SP Energy Networks open data (API key): NDP SPM primary-group polygons + Capacity Heatmaps Information Model SPM + LTDS appendices 3/6 + NSHR
1269 | 48.2 | ASDA, UTTING AVENUE | LIVERPOOL | L4 9XU | Liverpool |  | Superstore And Premises | bigbox | 1 | 9774.8 | 105215 | GIA | 1560000 | Clubmoor T1 / Dunlops Walton T1 / Walton T2 | inside-area | 1.95 | BOOTLE GT2A / BURLINGTON ST GT1 / LISTER DV A GT2 | LISTER DRIVE | SPM | 9.9 | primary | 9.9491 | Green | 17.5 | 7.5509 | thermal | 0 | 0 | 0 | 0 | 8.3 | BOOTLE GT2A / BURLINGTON ST GT1 / LISTER DV A GT2 | 61.868 | GREEN | 0 |  |  | 0 | 0 | 0 | 17.5 |  |  |  |  | Green (Over 5% headroom) | 70588 | 67 | 15.53 | 880 | 4 | 299523 | [9 empty] | Lister Drive | LISTER DRIVE | 2 | 114 | 114 | 0 | 57 | 20 | 2026-09 | 38155658 | Restaurants and Cafes/Drinking Establishments/Takeaways | 172 | A | Grid Supplied Electricity | 3 |  | Air Conditioning | 2024-11-18 |  | 1 | FALSE | 53.4424 | -2.94 | SPM-CLUBMOOR_T1_DUNLOPS_WALTON_T1_WALTON_T2 | 8995941000 | SP Energy Networks open data (API key): NDP SPM primary-group polygons + Capacity Heatmaps Information Model SPM + LTDS appendices 3/6 + NSHR
1270 | 48.2 | B & M RETAIL LTD, UTTING AVENUE | LIVERPOOL | L4 9XU | Liverpool |  | Retail Warehouse And Premises | bigbox | 1 | 3011.3 | 32413 | GIA | 183000 | Clubmoor T1 / Dunlops Walton T1 / Walton T2 | inside-area | 1.95 | BOOTLE GT2A / BURLINGTON ST GT1 / LISTER DV A GT2 | LISTER DRIVE | SPM | 9.9 | primary | 9.9491 | Green | 17.5 | 7.5509 | thermal | 0 | 0 | 0 | 0 | 8.3 | BOOTLE GT2A / BURLINGTON ST GT1 / LISTER DV A GT2 | 61.868 | GREEN | 0 |  |  | 0 | 0 | 0 | 17.5 |  |  |  |  | Green (Over 5% headroom) | 70588 | 100 | 4.79 | 271 | 4 | 372325 | [9 empty] | Lister Drive | LISTER DRIVE | 2 | 114 | 114 | 0 | 57 | 20 | 2026-09 | [12 empty] | 53.4424 | -2.94 | SPM-CLUBMOOR_T1_DUNLOPS_WALTON_T1_WALTON_T2 | 9482334000 | SP Energy Networks open data (API key): NDP SPM primary-group polygons + Capacity Heatmaps Information Model SPM + LTDS appendices 3/6 + NSHR
1271 | 48.1 | LOWER ROAD | LIVERPOOL | WA8 8NS | Knowsley | PENTAGON FINE CHEMICALS LTD | Factory And Premises | industrial | 1 | 18087.87 | 194696 | GIA | 412500 | Hunts Cross T1 / Kenton Rd T1 / Woodend Ave T1 / Woolton T1 | inside-area | 3.7 | HALEWOOD G1B / HALEWOOD G2B / HALEWOOD GT3 / SPEKE GT1A | RAINHILL | SPM | 13.6 | primary | 13.553 | Green | 30 | 16.447 | thermal | 0 | 0 | 0 | 0 | 9.9 | HALEWOOD GT3 / SPEKE GT1A | 37.9606 | GREEN | 0 |  |  | 0 | 0 | 0 | 30 |  |  |  |  | Green (Over 5% headroom) | 96970 | 50 | 28.74 | 1085 | 28 | 2997354 | [9 empty] | Rainhill | RAINHILL | 1 | 85.5 | 85.5 | 0 | 0 | 57 | 2026-09 | 40078619 | General Industrial and Special Industrial Groups | 360 | C | Other | 3 |  | Unconditioned | 2024-10-24 |  | 1 | FALSE | 53.3566 | -2.7975 | SPM-HUNTS_CROSS_T1_KENTON_RD_T1_WOODEND_AVE_T1_WOOLTON_T1 | 3459218000 | SP Energy Networks open data (API key): NDP SPM primary-group polygons + Capacity Heatmaps Information Model SPM + LTDS appendices 3/6 + NSHR
1272 | 48.1 | PARTNERSHIP FOR LEARNING SOUTH ROAD OFF, SPEKE BOULEVARD | LIVERPOOL | L24 9HZ | Knowsley | PARTNERSHIP FOR LEARNING | Offices And Premises | office | 1 | 3019.48 | 32501 | NIA | 260000 | Hunts Cross T1 / Kenton Rd T1 / Woodend Ave T1 / Woolton T1 | inside-area | 0.54 | HALEWOOD G1B / HALEWOOD G2B / HALEWOOD GT3 / SPEKE GT1A | RAINHILL | SPM | 13.6 | primary | 13.553 | Green | 30 | 16.447 | thermal | 0 | 0 | 0 | 0 | 9.9 | HALEWOOD GT3 / SPEKE GT1A | 37.9606 | GREEN | 0 |  |  | 0 | 0 | 0 | 30 |  |  |  |  | Green (Over 5% headroom) | 96970 | 100 | 4.8 | 211 | 28 | 3159549 | [9 empty] | Rainhill | RAINHILL | 1 | 85.5 | 85.5 | 0 | 0 | 57 | 2026-09 | [12 empty] | 53.3503 | -2.8584 | SPM-HUNTS_CROSS_T1_KENTON_RD_T1_WOODEND_AVE_T1_WOOLTON_T1 | 3040817000 | SP Energy Networks open data (API key): NDP SPM primary-group polygons + Capacity Heatmaps Information Model SPM + LTDS appendices 3/6 + NSHR
1273 | 48.1 | CORPORATE ADVERTISING, FLEMING ROAD | LIVERPOOL | L24 9LS | Liverpool |  | Factory And Premises | industrial | 1 | 1407.85 | 15154 | GIA | 36000 | Hunts Cross T1 / Kenton Rd T1 / Woodend Ave T1 / Woolton T1 | inside-area | 0.22 | HALEWOOD G1B / HALEWOOD G2B / HALEWOOD GT3 / SPEKE GT1A | RAINHILL | SPM | 13.6 | primary | 13.553 | Green | 30 | 16.447 | thermal | 0 | 0 | 0 | 0 | 9.9 | HALEWOOD GT3 / SPEKE GT1A | 37.9606 | GREEN | 0 |  |  | 0 | 0 | 0 | 30 |  |  |  |  | Green (Over 5% headroom) | 96970 | 100 | 2.24 | 84 | 28 | 3176896 | [9 empty] | Rainhill | RAINHILL | 1 | 85.5 | 85.5 | 0 | 0 | 57 | 2026-09 | 38291668 | General Industrial and Special Industrial Groups | 2076 | E | Natural Gas | 3 |  | Heating and Natural Ventilation | 2026-03-19 |  | 0.5 | FALSE | 53.3559 | -2.8527 | SPM-HUNTS_CROSS_T1_KENTON_RD_T1_WOODEND_AVE_T1_WOOLTON_T1 | 7101066000 | SP Energy Networks open data (API key): NDP SPM primary-group polygons + Capacity Heatmaps Information Model SPM + LTDS appendices 3/6 + NSHR
1274 | 48.1 | MCS HOUSE, SHAW ROAD | LIVERPOOL | L24 9JT | Liverpool |  | Warehouse And Premises | industrial | 1 | 1401.16 | 15082 | GIA | 79000 | Hunts Cross T1 / Kenton Rd T1 / Woodend Ave T1 / Woolton T1 | inside-area | 0.4 | HALEWOOD G1B / HALEWOOD G2B / HALEWOOD GT3 / SPEKE GT1A | RAINHILL | SPM | 13.6 | primary | 13.553 | Green | 30 | 16.447 | thermal | 0 | 0 | 0 | 0 | 9.9 | HALEWOOD GT3 / SPEKE GT1A | 37.9606 | GREEN | 0 |  |  | 0 | 0 | 0 | 30 |  |  |  |  | Green (Over 5% headroom) | 96970 | 100 | 2.23 | 35 | 28 | 3176968 | [9 empty] | Rainhill | RAINHILL | 1 | 85.5 | 85.5 | 0 | 0 | 57 | 2026-09 | 38138577 | Offices and Workshop Businesses | 1523 | C | Natural Gas | 3 |  | Heating and Natural Ventilation | 2022-11-21 |  | 1 | FALSE | 53.3521 | -2.848 | SPM-HUNTS_CROSS_T1_KENTON_RD_T1_WOODEND_AVE_T1_WOOLTON_T1 | 3815958000 | SP Energy Networks open data (API key): NDP SPM primary-group polygons + Capacity Heatmaps Information Model SPM + LTDS appendices 3/6 + NSHR
1275 | 48.1 | ADLIB HOUSE, FLEMING ROAD | LIVERPOOL | L24 9LS | Liverpool |  | Warehouse And Premises | industrial | 1 | 1325.42 | 14267 | GIA | 34250 | Hunts Cross T1 / Kenton Rd T1 / Woodend Ave T1 / Woolton T1 | inside-area | 0.22 | HALEWOOD G1B / HALEWOOD G2B / HALEWOOD GT3 / SPEKE GT1A | RAINHILL | SPM | 13.6 | primary | 13.553 | Green | 30 | 16.447 | thermal | 0 | 0 | 0 | 0 | 9.9 | HALEWOOD GT3 / SPEKE GT1A | 37.9606 | GREEN | 0 |  |  | 0 | 0 | 0 | 30 |  |  |  |  | Green (Over 5% headroom) | 96970 | 100 | 2.11 | 33 | 28 | 3177783 | [9 empty] | Rainhill | RAINHILL | 1 | 85.5 | 85.5 | 0 | 0 | 57 | 2026-09 | 38057470 | B2 to B7 General Industrial and Special Industrial Groups | 502 | E | Grid Supplied Electricity | 3 |  | Heating and Natural Ventilation | 2018-05-29 |  | 1 | FALSE | 53.3559 | -2.8527 | SPM-HUNTS_CROSS_T1_KENTON_RD_T1_WOODEND_AVE_T1_WOOLTON_T1 | 48310000 | SP Energy Networks open data (API key): NDP SPM primary-group polygons + Capacity Heatmaps Information Model SPM + LTDS appendices 3/6 + NSHR
1276 | 48.1 | UNITS A1-A3, SPEKE BUSINESS PARK, SPRINT WAY | LIVERPOOL | L24 9AB | Liverpool |  | Warehouse And Premises | industrial | 1 | 1310.9 | 14110 | GIA | 83000 | Hunts Cross T1 / Kenton Rd T1 / Woodend Ave T1 / Woolton T1 | inside-area | 1.34 | HALEWOOD G1B / HALEWOOD G2B / HALEWOOD GT3 / SPEKE GT1A | RAINHILL | SPM | 13.6 | primary | 13.553 | Green | 30 | 16.447 | thermal | 0 | 0 | 0 | 0 | 9.9 | HALEWOOD GT3 / SPEKE GT1A | 37.9606 | GREEN | 0 |  |  | 0 | 0 | 0 | 30 |  |  |  |  | Green (Over 5% headroom) | 96970 | 100 | 2.08 | 33 | 28 | 3177940 | [9 empty] | Rainhill | RAINHILL | 1 | 85.5 | 85.5 | 0 | 0 | 57 | 2026-09 |  | B1 Offices and Workshop businesses | 840 | C | Natural Gas | 5 |  | Heating and Natural Ventilation | 2022-06-14 |  | 0.5 | FALSE | 53.3537 | -2.8733 | SPM-HUNTS_CROSS_T1_KENTON_RD_T1_WOODEND_AVE_T1_WOOLTON_T1 | 10999189000 | SP Energy Networks open data (API key): NDP SPM primary-group polygons + Capacity Heatmaps Information Model SPM + LTDS appendices 3/6 + NSHR
1277 | 48.1 | UNITS 10 - 12, SPEKE BUSINESS PARK, SPRINT WAY | LIVERPOOL | L24 9AB | Liverpool |  | Warehouse And Premises | industrial | 1 | 1310.9 | 14110 | GIA | 83000 | Hunts Cross T1 / Kenton Rd T1 / Woodend Ave T1 / Woolton T1 | inside-area | 1.34 | HALEWOOD G1B / HALEWOOD G2B / HALEWOOD GT3 / SPEKE GT1A | RAINHILL | SPM | 13.6 | primary | 13.553 | Green | 30 | 16.447 | thermal | 0 | 0 | 0 | 0 | 9.9 | HALEWOOD GT3 / SPEKE GT1A | 37.9606 | GREEN | 0 |  |  | 0 | 0 | 0 | 30 |  |  |  |  | Green (Over 5% headroom) | 96970 | 100 | 2.08 | 33 | 28 | 3177940 | [9 empty] | Rainhill | RAINHILL | 1 | 85.5 | 85.5 | 0 | 0 | 57 | 2026-09 |  | A1/A2 Retail and Financial/Professional services | 1506 | B | Natural Gas | 5 |  | Heating and Natural Ventilation | 2022-06-14 |  | 1 | FALSE | 53.3537 | -2.8733 | SPM-HUNTS_CROSS_T1_KENTON_RD_T1_WOODEND_AVE_T1_WOOLTON_T1 | 15167244000 | SP Energy Networks open data (API key): NDP SPM primary-group polygons + Capacity Heatmaps Information Model SPM + LTDS appendices 3/6 + NSHR
1278 | 48.1 | 1A, VENTURE POINT BUSINESS PARK, EVANS ROAD | LIVERPOOL | L24 9PB | Liverpool |  | Workshop And Premises | industrial | 1 | 1304.3 | 14039 | GIA | 91500 | Hunts Cross T1 / Kenton Rd T1 / Woodend Ave T1 / Woolton T1 | inside-area | 0.31 | HALEWOOD G1B / HALEWOOD G2B / HALEWOOD GT3 / SPEKE GT1A | RAINHILL | SPM | 13.6 | primary | 13.553 | Green | 30 | 16.447 | thermal | 0 | 0 | 0 | 0 | 9.9 | HALEWOOD GT3 / SPEKE GT1A | 37.9606 | GREEN | 0 |  |  | 0 | 0 | 0 | 30 |  |  |  |  | Green (Over 5% headroom) | 96970 | 100 | 2.07 | 59 | 28 | 3178011 | [9 empty] | Rainhill | RAINHILL | 1 | 85.5 | 85.5 | 0 | 0 | 57 | 2026-09 | 38231976 | B8 Storage or Distribution | 547 | B | Natural Gas | 5 |  | Heating and Natural Ventilation | 2022-02-12 |  | 0.75 | FALSE | 53.352 | -2.8564 | SPM-HUNTS_CROSS_T1_KENTON_RD_T1_WOODEND_AVE_T1_WOOLTON_T1 | 5108579000 | SP Energy Networks open data (API key): NDP SPM primary-group polygons + Capacity Heatmaps Information Model SPM + LTDS appendices 3/6 + NSHR
1279 | 48.1 | BRIDGE HOUSE 13A, SPEKE BOULEVARD | LIVERPOOL | L24 9HZ | Liverpool |  | Warehouse Offices And Premises | industrial | 1 | 1275.1 | 13725 | GIA | 36000 | Hunts Cross T1 / Kenton Rd T1 / Woodend Ave T1 / Woolton T1 | inside-area | 0.54 | HALEWOOD G1B / HALEWOOD G2B / HALEWOOD GT3 / SPEKE GT1A | RAINHILL | SPM | 13.6 | primary | 13.553 | Green | 30 | 16.447 | thermal | 0 | 0 | 0 | 0 | 9.9 | HALEWOOD GT3 / SPEKE GT1A | 37.9606 | GREEN | 0 |  |  | 0 | 0 | 0 | 30 |  |  |  |  | Green (Over 5% headroom) | 96970 | 100 | 2.03 | 89 | 28 | 3178325 | [9 empty] | Rainhill | RAINHILL | 1 | 85.5 | 85.5 | 0 | 0 | 57 | 2026-09 | 38321019 | Offices and Workshop Businesses | 1489 | C | Natural Gas | 3 |  | Heating and Mechanical Ventilation | 2025-01-07 |  | 1 | FALSE | 53.3503 | -2.8584 | SPM-HUNTS_CROSS_T1_KENTON_RD_T1_WOODEND_AVE_T1_WOOLTON_T1 | 1886954000 | SP Energy Networks open data (API key): NDP SPM primary-group polygons + Capacity Heatmaps Information Model SPM + LTDS appendices 3/6 + NSHR
1280 | 48.1 | UNITS 1 & 1A, SHAW ROAD INDUSTRIAL ESTATE, SHAW ROAD | LIVERPOOL | L24 9JT | Liverpool |  | Warehouse And Premises | industrial | 1 | 1216.35 | 13093 | GIA | 32750 | Hunts Cross T1 / Kenton Rd T1 / Woodend Ave T1 / Woolton T1 | inside-area | 0.4 | HALEWOOD G1B / HALEWOOD G2B / HALEWOOD GT3 / SPEKE GT1A | RAINHILL | SPM | 13.6 | primary | 13.553 | Green | 30 | 16.447 | thermal | 0 | 0 | 0 | 0 | 9.9 | HALEWOOD GT3 / SPEKE GT1A | 37.9606 | GREEN | 0 |  |  | 0 | 0 | 0 | 30 |  |  |  |  | Green (Over 5% headroom) | 96970 | 100 | 1.93 | 30 | 28 | 3178957 | [9 empty] | Rainhill | RAINHILL | 1 | 85.5 | 85.5 | 0 | 0 | 57 | 2026-09 | 38138556 | General Industrial and Special Industrial Groups | 589 | C | Grid Supplied Electricity | 3 |  | Heating and Natural Ventilation | 2023-10-05 |  | 0.67 | FALSE | 53.3521 | -2.848 | SPM-HUNTS_CROSS_T1_KENTON_RD_T1_WOODEND_AVE_T1_WOOLTON_T1 | 8704718000 | SP Energy Networks open data (API key): NDP SPM primary-group polygons + Capacity Heatmaps Information Model SPM + LTDS appendices 3/6 + NSHR
1281 | 48.1 | UNITS 2-3, SHAW ROAD INDUSTRIAL ESTATE, SHAW ROAD | LIVERPOOL | L24 9JT | Liverpool |  | Warehouse And Premises | industrial | 1 | 1114.81 | 12000 | GIA | 30000 | Hunts Cross T1 / Kenton Rd T1 / Woodend Ave T1 / Woolton T1 | inside-area | 0.4 | HALEWOOD G1B / HALEWOOD G2B / HALEWOOD GT3 / SPEKE GT1A | RAINHILL | SPM | 13.6 | primary | 13.553 | Green | 30 | 16.447 | thermal | 0 | 0 | 0 | 0 | 9.9 | HALEWOOD GT3 / SPEKE GT1A | 37.9606 | GREEN | 0 |  |  | 0 | 0 | 0 | 30 |  |  |  |  | Green (Over 5% headroom) | 96970 | 100 | 1.77 | 28 | 28 | 3180050 | [9 empty] | Rainhill | RAINHILL | 1 | 85.5 | 85.5 | 0 | 0 | 57 | 2026-09 | 38138568 | B2 to B7 General Industrial and Special Industrial Groups | 332 | E | Grid Supplied Electricity | 3 |  | Heating and Natural Ventilation | 2018-08-16 |  | 0.5 | FALSE | 53.3521 | -2.848 | SPM-HUNTS_CROSS_T1_KENTON_RD_T1_WOODEND_AVE_T1_WOOLTON_T1 | 8704719000 | SP Energy Networks open data (API key): NDP SPM primary-group polygons + Capacity Heatmaps Information Model SPM + LTDS appendices 3/6 + NSHR
1282 | 48.1 | UNIT 2A & 2B, PHOENIX BUSINESS PARK, GOODLASS ROAD | LIVERPOOL | L24 9HL | Liverpool |  | Warehouse And Premises | industrial | 1 | 1021.9 | 11000 | GIA | 56500 | Hunts Cross T1 / Kenton Rd T1 / Woodend Ave T1 / Woolton T1 | inside-area | 0.96 | HALEWOOD G1B / HALEWOOD G2B / HALEWOOD GT3 / SPEKE GT1A | RAINHILL | SPM | 13.6 | primary | 13.553 | Green | 30 | 16.447 | thermal | 0 | 0 | 0 | 0 | 9.9 | HALEWOOD GT3 / SPEKE GT1A | 37.9606 | GREEN | 0 |  |  | 0 | 0 | 0 | 30 |  |  |  |  | Green (Over 5% headroom) | 96970 | 100 | 1.62 | 26 | 28 | 3181050 | [9 empty] | Rainhill | RAINHILL | 1 | 85.5 | 85.5 | 0 | 0 | 57 | 2026-09 |  | Storage or Distribution | 1043 | C | Grid Supplied Electricity | 3 |  | Heating and Natural Ventilation | 2025-02-05 |  | 1 | FALSE | 53.3542 | -2.8675 | SPM-HUNTS_CROSS_T1_KENTON_RD_T1_WOODEND_AVE_T1_WOOLTON_T1 | 13706788000 | SP Energy Networks open data (API key): NDP SPM primary-group polygons + Capacity Heatmaps Information Model SPM + LTDS appendices 3/6 + NSHR
1283 | 47.9 | 2, ENTERPRISE WAY | LIVERPOOL | L13 1FB | Liverpool |  | Offices And Premises | office | 1 | 1509.48 | 16248 | NIA | 184000 | Edge La (Tapley Place) T1 / Lister Dv B T3 / Mill La (Wavertree) T1 / Plessey (Edge La) T1 / Stoneycroft T1 | inside-area | 1.71 | LISTER DV B GT3 / SPARLING ST GT1 / WAVERTREE GT2 | LISTER DRIVE | SPM | 17.9 | primary | 17.855 | Green | 37.5 | 19.645 | thermal | 0 | 0 | 0 | 0 | 13.2 | LISTER DV B GT3 / SPARLING ST GT1 / WAVERTREE GT2 | 51.671 | GREEN | 0 |  |  | 0 | 0 | 0 | 37.5 |  |  |  |  | Green (Over 5% headroom) | 127629 | 100 | 2.4 | 106 | 28 | 1188273 | [9 empty] | Lister Drive | LISTER DRIVE | 2 | 114 | 114 | 0 | 57 | 20 | 2026-09 | 38218104 | B1 Offices and Workshop businesses | 2555 | D | Natural Gas | 4 |  | Air Conditioning | 2013-04-29 |  | 1 | FALSE | 53.4041 | -2.93 | SPM-EDGE_LA_TAPLEY_PLACE_T1_LISTER_DV_B_T3_MILL_LA_WAVERTREE_T1_ | 2715552000 | SP Energy Networks open data (API key): NDP SPM primary-group polygons + Capacity Heatmaps Information Model SPM + LTDS appendices 3/6 + NSHR
1284 | 47.9 | GND & PT 1ST FLR 25, THE BUNKER BUILDING, INNOVATION BOULEVARD | LIVERPOOL | L7 9PW | Liverpool |  | Offices And Premises | office | 1 | 1203 | 12949 | NIA | 154000 | Edge La (Tapley Place) T1 / Lister Dv B T3 / Mill La (Wavertree) T1 / Plessey (Edge La) T1 / Stoneycroft T1 | inside-area | 1.46 | LISTER DV B GT3 / SPARLING ST GT1 / WAVERTREE GT2 | LISTER DRIVE | SPM | 17.9 | primary | 17.855 | Green | 37.5 | 19.645 | thermal | 0 | 0 | 0 | 0 | 13.2 | LISTER DV B GT3 / SPARLING ST GT1 / WAVERTREE GT2 | 51.671 | GREEN | 0 |  |  | 0 | 0 | 0 | 37.5 |  |  |  |  | Green (Over 5% headroom) | 127629 | 100 | 1.91 | 84 | 28 | 1191572 | [9 empty] | Lister Drive | LISTER DRIVE | 2 | 114 | 114 | 0 | 57 | 20 | 2026-09 | [12 empty] | 53.4068 | -2.9375 | SPM-EDGE_LA_TAPLEY_PLACE_T1_LISTER_DV_B_T3_MILL_LA_WAVERTREE_T1_ | 11843446000 | SP Energy Networks open data (API key): NDP SPM primary-group polygons + Capacity Heatmaps Information Model SPM + LTDS appendices 3/6 + NSHR
1285 | 47.9 | 9-17, DERBY LANE | LIVERPOOL | L13 6QA | Liverpool |  | Offices And Premises | office | 1 | 1182.04 | 12723 | NIA | 85500 | Edge La (Tapley Place) T1 / Lister Dv B T3 / Mill La (Wavertree) T1 / Plessey (Edge La) T1 / Stoneycroft T1 | inside-area | 1.21 | LISTER DV B GT3 / SPARLING ST GT1 / WAVERTREE GT2 | LISTER DRIVE | SPM | 17.9 | primary | 17.855 | Green | 37.5 | 19.645 | thermal | 0 | 0 | 0 | 0 | 13.2 | LISTER DV B GT3 / SPARLING ST GT1 / WAVERTREE GT2 | 51.671 | GREEN | 0 |  |  | 0 | 0 | 0 | 37.5 |  |  |  |  | Green (Over 5% headroom) | 127629 | 100 | 1.88 | 83 | 28 | 1191798 | [9 empty] | Lister Drive | LISTER DRIVE | 2 | 114 | 114 | 0 | 57 | 20 | 2026-09 | 38252563 | B1 Offices and Workshop businesses | 1253 | D | Natural Gas | 5 | 1 | Heating and Natural Ventilation | 2023-03-23 |  | 1 | FALSE | 53.4156 | -2.9149 | SPM-EDGE_LA_TAPLEY_PLACE_T1_LISTER_DV_B_T3_MILL_LA_WAVERTREE_T1_ | 11421473000 | SP Energy Networks open data (API key): NDP SPM primary-group polygons + Capacity Heatmaps Information Model SPM + LTDS appendices 3/6 + NSHR
1286 | 47.9 | OFFICE C 2ND FLR BUILDING 17 AT LIVERPOOL INNOVATION PARK, EDGE LANE | LIVERPOOL | L7 9NJ | Liverpool |  | Offices And Premises | office | 1 | 1086.14 | 11691 | GIA | 96500 | Edge La (Tapley Place) T1 / Lister Dv B T3 / Mill La (Wavertree) T1 / Plessey (Edge La) T1 / Stoneycroft T1 | inside-area | 1.31 | LISTER DV B GT3 / SPARLING ST GT1 / WAVERTREE GT2 | LISTER DRIVE | SPM | 17.9 | primary | 17.855 | Green | 37.5 | 19.645 | thermal | 0 | 0 | 0 | 0 | 13.2 | LISTER DV B GT3 / SPARLING ST GT1 / WAVERTREE GT2 | 51.671 | GREEN | 0 |  |  | 0 | 0 | 0 | 37.5 |  |  |  |  | Green (Over 5% headroom) | 127629 | 100 | 1.73 | 76 | 28 | 1192830 | [9 empty] | Lister Drive | LISTER DRIVE | 2 | 114 | 114 | 0 | 57 | 20 | 2026-09 | 38234459 | B1 Offices and Workshop businesses | 878 | B | Grid Supplied Electricity | 5 |  | Air Conditioning | 2021-04-13 |  | 0.6 | FALSE | 53.4078 | -2.9333 | SPM-EDGE_LA_TAPLEY_PLACE_T1_LISTER_DV_B_T3_MILL_LA_WAVERTREE_T1_ | 13668557000 | SP Energy Networks open data (API key): NDP SPM primary-group polygons + Capacity Heatmaps Information Model SPM + LTDS appendices 3/6 + NSHR
1287 | 47.9 | THE MANSION HOUSE AT OLIVE MOUNT HOSPITAL, OLD MILL LANE | LIVERPOOL | L15 8LN | Liverpool | LIVERPOOL HEALTH AUTHORITY | Offices And Premises | office | 1 | 1026.4 | 11048 | NIA | 71500 | Edge La (Tapley Place) T1 / Lister Dv B T3 / Mill La (Wavertree) T1 / Plessey (Edge La) T1 / Stoneycroft T1 | inside-area | 2.42 | LISTER DV B GT3 / SPARLING ST GT1 / WAVERTREE GT2 | LISTER DRIVE | SPM | 17.9 | primary | 17.855 | Green | 37.5 | 19.645 | thermal | 0 | 0 | 0 | 0 | 13.2 | LISTER DV B GT3 / SPARLING ST GT1 / WAVERTREE GT2 | 51.671 | GREEN | 0 |  |  | 0 | 0 | 0 | 37.5 |  |  |  |  | Green (Over 5% headroom) | 127629 | 100 | 1.63 | 72 | 28 | 1193473 | [9 empty] | Lister Drive | LISTER DRIVE | 2 | 114 | 114 | 0 | 57 | 20 | 2026-09 | [12 empty] | 53.4008 | -2.9134 | SPM-EDGE_LA_TAPLEY_PLACE_T1_LISTER_DV_B_T3_MILL_LA_WAVERTREE_T1_ | 496301134 | SP Energy Networks open data (API key): NDP SPM primary-group polygons + Capacity Heatmaps Information Model SPM + LTDS appendices 3/6 + NSHR
1288 | 47.9 | TJ MORRIS AT AXIS BUSINESS PARK, PORTAL WAY | LIVERPOOL | L11 0JA | Liverpool |  | Retail Warehouse And Premises | bigbox | 1 | 6110.91 | 65777 | GIA | 505000 | Kirkby Central T1 / Northwood T1 / Tower Hill (Bank La) T1 / Westvale T1 | inside-area | 2.1 | GILLMOSS GT1 / KIRKBY GT2 / SIMONSWOOD GT1 | KIRKBY | SPM | 9.7 | primary | 9.6936 | Green | 30 | 20.3064 | thermal | 0 | 0 | 0 | 0 | 5.1 | GILLMOSS GT1 / KIRKBY GT2 / SIMONSWOOD GT1 | 37.36 | GREEN | 0 |  |  | 0 | 0 | 0 | 30 |  |  |  |  | Green (Over 5% headroom) | 69162 | 100 | 9.71 | 550 | 9 | 1688855 | [9 empty] | Kirkby (_D) | KIRKBY | 4 | 514 | 514 | 400 | 0 | 0 | 2027-08 | 38313973 | B8 Storage or Distribution | 7210 | A | Natural Gas | 5 | 2 | Air Conditioning | 2016-07-29 |  | 0.5 | FALSE | 53.4642 | -2.8953 | SPM-KIRKBY_CENTRAL_T1_NORTHWOOD_T1_TOWER_HILL_BANK_LA_T1_WESTVAL | 11574467000 | SP Energy Networks open data (API key): NDP SPM primary-group polygons + Capacity Heatmaps Information Model SPM + LTDS appendices 3/6 + NSHR
1289 | 47.9 | UNIT 1, IRLAM DRIVE | KNOWSLEY | L32 8RJ | Knowsley |  | Superstore And Premises | bigbox | 1 | 4363.28 | 46966 | GIA | 895000 | Kirkby Central T1 / Northwood T1 / Tower Hill (Bank La) T1 / Westvale T1 | inside-area | 0.15 | GILLMOSS GT1 / KIRKBY GT2 / SIMONSWOOD GT1 | KIRKBY | SPM | 9.7 | primary | 9.6936 | Green | 30 | 20.3064 | thermal | 0 | 0 | 0 | 0 | 5.1 | GILLMOSS GT1 / KIRKBY GT2 / SIMONSWOOD GT1 | 37.36 | GREEN | 0 |  |  | 0 | 0 | 0 | 30 |  |  |  |  | Green (Over 5% headroom) | 69162 | 100 | 6.93 | 393 | 9 | 1707666 | [9 empty] | Kirkby (_D) | KIRKBY | 4 | 514 | 514 | 400 | 0 | 0 | 2027-08 | [12 empty] | 53.4833 | -2.8851 | SPM-KIRKBY_CENTRAL_T1_NORTHWOOD_T1_TOWER_HILL_BANK_LA_T1_WESTVAL | 13524171000 | SP Energy Networks open data (API key): NDP SPM primary-group polygons + Capacity Heatmaps Information Model SPM + LTDS appendices 3/6 + NSHR
1290 | 47.9 | 78, ST CHADS PARADE | LIVERPOOL | L32 8UG | Knowsley |  | Superstore And Premises | bigbox | 1 | 3422.95 | 36844 | GIA | 239000 | Kirkby Central T1 / Northwood T1 / Tower Hill (Bank La) T1 / Westvale T1 | inside-area | 0.15 | GILLMOSS GT1 / KIRKBY GT2 / SIMONSWOOD GT1 | KIRKBY | SPM | 9.7 | primary | 9.6936 | Green | 30 | 20.3064 | thermal | 0 | 0 | 0 | 0 | 5.1 | GILLMOSS GT1 / KIRKBY GT2 / SIMONSWOOD GT1 | 37.36 | GREEN | 0 |  |  | 0 | 0 | 0 | 30 |  |  |  |  | Green (Over 5% headroom) | 69162 | 100 | 5.44 | 308 | 9 | 1717788 | [9 empty] | Kirkby (_D) | KIRKBY | 4 | 514 | 514 | 400 | 0 | 0 | 2027-08 | 40037437 | A1/A2 Retail and Financial/Professional services | 3324 | B | Natural Gas | 3 |  | Heating and Natural Ventilation | 2014-10-09 |  | 1 | FALSE | 53.4822 | -2.8889 | SPM-KIRKBY_CENTRAL_T1_NORTHWOOD_T1_TOWER_HILL_BANK_LA_T1_WESTVAL | 237957134 | SP Energy Networks open data (API key): NDP SPM primary-group polygons + Capacity Heatmaps Information Model SPM + LTDS appendices 3/6 + NSHR
1291 | 47.7 | 6TH FLR 101, OLD HALL STREET | LIVERPOOL | L3 9BD | Liverpool |  | Offices And Premises | office | 1 | 1548.5 | 16668 | NIA | 267500 | Brook St T1 / Kingsway Tunnel T1 / Nwwa Sandon Dock T1 / Nwwa Sandon Dock T2 | inside-area | 1.9 | BOOTLE GT2A / BURLINGTON ST GT1 / LISTER DV A GT2 | LISTER DRIVE | SPM | 17.8 | primary | 17.771 | Green | 30 | 12.229 | thermal | 0 | 5.1 | 10.2 | 5.1 | 16.3 | BOOTLE GT2A / BURLINGTON ST GT1 / LISTER DV A GT2 | 61.868 | GREEN | 0 |  |  | 0 | 0 | 0 | 30 |  |  |  |  | Green (Over 5% headroom) | 126916 | 100 | 2.46 | 108 | 34 | 1399670 | [9 empty] | Lister Drive | LISTER DRIVE | 2 | 114 | 114 | 0 | 57 | 20 | 2026-09 | 38218483 | General Assembly and Leisure, Night Clubs, and Theatres | 945 | C | Natural Gas | 4 |  | Air Conditioning | 2025-02-26 |  | 0.5 | FALSE | 53.4111 | -2.9965 | SPM-BROOK_ST_T1_KINGSWAY_TUNNEL_T1_NWWA_SANDON_DOCK_T1_NWWA_SAND | 15105460000 | SP Energy Networks open data (API key): NDP SPM primary-group polygons + Capacity Heatmaps Information Model SPM + LTDS appendices 3/6 + NSHR
1292 | 47.7 | EAST SUITE 2ND FLR, ROYAL LIVER BUILDING, PIER HEAD | LIVERPOOL | L3 1HU | Liverpool |  | Offices And Premises | office | 1 | 1402.22 | 15093 | NIA | 228000 | Brook St T1 / Kingsway Tunnel T1 / Nwwa Sandon Dock T1 / Nwwa Sandon Dock T2 | inside-area | 2.46 | BOOTLE GT2A / BURLINGTON ST GT1 / LISTER DV A GT2 | LISTER DRIVE | SPM | 17.8 | primary | 17.771 | Green | 30 | 12.229 | thermal | 0 | 5.1 | 10.2 | 5.1 | 16.3 | BOOTLE GT2A / BURLINGTON ST GT1 / LISTER DV A GT2 | 61.868 | GREEN | 0 |  |  | 0 | 0 | 0 | 30 |  |  |  |  | Green (Over 5% headroom) | 126916 | 100 | 2.23 | 98 | 34 | 1401245 | [9 empty] | Lister Drive | LISTER DRIVE | 2 | 114 | 114 | 0 | 57 | 20 | 2026-09 | 38060807 | Offices and Workshop Businesses | 39579 | B | Natural Gas | 5 | 3 | Air Conditioning | 2023-08-11 |  | 1 | FALSE | 53.406 | -2.9959 | SPM-BROOK_ST_T1_KINGSWAY_TUNNEL_T1_NWWA_SANDON_DOCK_T1_NWWA_SAND | 15064080000 | SP Energy Networks open data (API key): NDP SPM primary-group polygons + Capacity Heatmaps Information Model SPM + LTDS appendices 3/6 + NSHR
1293 | 47.7 | WEST SUITE 2ND FLR, ROYAL LIVER BUILDING, PIER HEAD | LIVERPOOL | L3 1HU | Liverpool |  | Offices And Premises | office | 1 | 1304 | 14036 | NIA | 212000 | Brook St T1 / Kingsway Tunnel T1 / Nwwa Sandon Dock T1 / Nwwa Sandon Dock T2 | inside-area | 2.46 | BOOTLE GT2A / BURLINGTON ST GT1 / LISTER DV A GT2 | LISTER DRIVE | SPM | 17.8 | primary | 17.771 | Green | 30 | 12.229 | thermal | 0 | 5.1 | 10.2 | 5.1 | 16.3 | BOOTLE GT2A / BURLINGTON ST GT1 / LISTER DV A GT2 | 61.868 | GREEN | 0 |  |  | 0 | 0 | 0 | 30 |  |  |  |  | Green (Over 5% headroom) | 126916 | 100 | 2.07 | 91 | 34 | 1402302 | [9 empty] | Lister Drive | LISTER DRIVE | 2 | 114 | 114 | 0 | 57 | 20 | 2026-09 | 38060807 | Offices and Workshop Businesses | 39579 | B | Natural Gas | 5 | 3 | Air Conditioning | 2023-08-11 |  | 1 | FALSE | 53.406 | -2.9959 | SPM-BROOK_ST_T1_KINGSWAY_TUNNEL_T1_NWWA_SANDON_DOCK_T1_NWWA_SAND | 15064069000 | SP Energy Networks open data (API key): NDP SPM primary-group polygons + Capacity Heatmaps Information Model SPM + LTDS appendices 3/6 + NSHR
1294 | 47.7 | SANDON HOUSE 157, REGENT ROAD | LIVERPOOL | L5 9TF | Liverpool |  | Offices And Premises | office | 1 | 1129.72 | 12160 | NIA | 97000 | Brook St T1 / Kingsway Tunnel T1 / Nwwa Sandon Dock T1 / Nwwa Sandon Dock T2 | inside-area | 0.14 | BOOTLE GT2A / BURLINGTON ST GT1 / LISTER DV A GT2 | LISTER DRIVE | SPM | 17.8 | primary | 17.771 | Green | 30 | 12.229 | thermal | 0 | 5.1 | 10.2 | 5.1 | 16.3 | BOOTLE GT2A / BURLINGTON ST GT1 / LISTER DV A GT2 | 61.868 | GREEN | 0 |  |  | 0 | 0 | 0 | 30 |  |  |  |  | Green (Over 5% headroom) | 126916 | 100 | 1.8 | 79 | 34 | 1404178 | [9 empty] | Lister Drive | LISTER DRIVE | 2 | 114 | 114 | 0 | 57 | 20 | 2026-09 | 38125623 | B1 Offices and Workshop businesses | 879 | B | Natural Gas | 4 | 2 | Heating and Natural Ventilation | 2021-05-24 |  | 0.5 | FALSE | 53.4292 | -2.9976 | SPM-BROOK_ST_T1_KINGSWAY_TUNNEL_T1_NWWA_SANDON_DOCK_T1_NWWA_SAND | 8050871000 | SP Energy Networks open data (API key): NDP SPM primary-group polygons + Capacity Heatmaps Information Model SPM + LTDS appendices 3/6 + NSHR
1295 | 47.7 | ARNOLD CLARKE 55-67, SEFTON STREET | LIVERPOOL | L8 5SN | Liverpool |  | Car Showroom And Premises | bigbox | 1 | 2902.47 | 31242 | GIA | 310000 | Beaumont St T1 / Dingle Vale T1 / Lark La T1 / Mdhb Brunswick Dock T1 | inside-area | 2.35 | LISTER DV B GT3 / SPARLING ST GT1 / WAVERTREE GT2 | LISTER DRIVE | SPM | 9.5 | primary | 9.49 | Green | 30 | 20.51 | thermal | 0 | 0 | 0 | 0 | 7.9 | LISTER DV B GT3 / SPARLING ST GT1 / WAVERTREE GT2 | 51.671 | GREEN | 0 |  |  | 0 | 0 | 0 | 30 |  |  |  |  | Green (Over 5% headroom) | 67736 | 100 | 4.61 | 261 | 14 | 518138 | [9 empty] | Lister Drive | LISTER DRIVE | 2 | 114 | 114 | 0 | 57 | 20 | 2026-09 | [12 empty] | 53.3827 | -2.9759 | SPM-BEAUMONT_ST_T1_DINGLE_VALE_T1_LARK_LA_T1_MDHB_BRUNSWICK_DOCK | 8633849000 | SP Energy Networks open data (API key): NDP SPM primary-group polygons + Capacity Heatmaps Information Model SPM + LTDS appendices 3/6 + NSHR
1296 | 47.7 | THE BOOK PEOPLE BRYN DERWEN, PARC MENAI | BANGOR | LL57 4FB | Gwynedd |  | Warehouse And Premises | industrial | 1 | 12134.71 | 130617 | GIA | 275000 | Parc Menai T1 | inside-area | 0.67 | BANGOR GT2 / CAERNARFON GT2 | CONNAHS QUAY - PENTIR - ST ASAPH | SPM | 5.8 | primary | 5.845 | Green | 7.5 | 1.655 | thermal | 0 | 0 | 0 | 0 | 5.7 | BANGOR GT2 / CAERNARFON GT2 | 31.686 | GREEN | 0 |  |  | 0 | 0 | 0 | 7.5 |  |  |  |  | Green (Over 5% headroom) | 41355 | 32 | 19.28 | 303 | 1 | 67949 | [9 empty] | Pentir | PENTIR | 2 | 1082 | 1082 | 1025 | 57 | 39 | 2028-10 | 10070344265 | B8 Storage or Distribution | 10843 | C | Natural Gas | 3 |  | Heating and Natural Ventilation | 2018-07-22 |  | 1 | FALSE | 53.202 | -4.1808 | SPM-PARC_MENAI_T1 | 2744280000 | SP Energy Networks open data (API key): NDP SPM primary-group polygons + Capacity Heatmaps Information Model SPM + LTDS appendices 3/6 + NSHR
1297 | 47.7 | INTERTECHNIC UK LTD, ROAD BETA | MIDDLEWICH | CW10 0QF | Cheshire East |  | Factory And Premises | industrial | 1 | 4393.47 | 47291 | GIA | 211000 | Rhm Foods Ltd T1 | inside-area | 1.72 | ELWORTH GT1 / ELWORTH GT2 / KNUTSFORD GT1 / KNUTSFORD GT2 | CARRINGTON - FIDDLERS FERRY | SPM | 5.8 | primary | 5.79 | Green | 7.5 | 1.71 | thermal | 0 | 0 | 0 | 0 | 5.7 | ELWORTH GT1 / ELWORTH GT2 / KNUTSFORD GT1 / KNUTSFORD GT2 | 26.603 | GREEN | 0 |  |  | 0 | 0 | 0 | 7.5 |  |  |  |  | Green (Over 5% headroom) | 41355 | 87 | 6.98 | 264 | 7 | 1368892 | [9 empty] | Frodsham | CARRINGTON | 5 | 2186.9 | 2186.9 | 0 | 0 | 930 | 2026-05 | [12 empty] | 53.1878 | -2.437 | SPM-RHM_FOODS_LTD_T1 | 3979576000 | SP Energy Networks open data (API key): NDP SPM primary-group polygons + Capacity Heatmaps Information Model SPM + LTDS appendices 3/6 + NSHR
1298 | 47.7 | UNIT 12, ERF WAY, POCHIN WAY | MIDDLEWICH | CW10 0TN | Cheshire East |  | Warehouse And Premises | industrial | 1 | 3895.8 | 41934 | GIA | 270000 | Rhm Foods Ltd T1 | inside-area | 1.1 | ELWORTH GT1 / ELWORTH GT2 / KNUTSFORD GT1 / KNUTSFORD GT2 | CARRINGTON - FIDDLERS FERRY | SPM | 5.8 | primary | 5.79 | Green | 7.5 | 1.71 | thermal | 0 | 0 | 0 | 0 | 5.7 | ELWORTH GT1 / ELWORTH GT2 / KNUTSFORD GT1 / KNUTSFORD GT2 | 26.603 | GREEN | 0 |  |  | 0 | 0 | 0 | 7.5 |  |  |  |  | Green (Over 5% headroom) | 41355 | 99 | 6.19 | 97 | 7 | 1374249 | [9 empty] | Frodsham | CARRINGTON | 5 | 2186.9 | 2186.9 | 0 | 0 | 930 | 2026-05 | [12 empty] | 53.185 | -2.4256 | SPM-RHM_FOODS_LTD_T1 | 14339095000 | SP Energy Networks open data (API key): NDP SPM primary-group polygons + Capacity Heatmaps Information Model SPM + LTDS appendices 3/6 + NSHR
1299 | 47.7 | HEAT TRACE LTD MERES EDGE, CHESTER ROAD | FRODSHAM | WA6 0DJ | Cheshire West And Chester |  | Factory And Premises | industrial | 1 | 2575.6 | 27724 | GIA | 118000 | Meres Edge T1 / Meres Edge T2 | inside-area | 0.28 | ELLESMERE PORT GT2 / INCE LOCAL GT1 / INCE LOCAL GT2 | FRODSHAM - INCE | SPM | 5.8 | primary | 5.7525 | Green | 10 | 4.2475 | thermal | 0 | 6.4 | 0.2 | 6.4 | 4.6 | INCE LOCAL GT1 / INCE LOCAL GT2 | 26.1433 | GREEN | 0 |  |  | 0 | 0 | 0 | 10 |  |  |  |  | Green (Over 5% headroom) | 41355 | 100 | 4.09 | 155 | 1 | 48635 | [9 empty] | Frodsham | FRODSHAM | 5 | 1090 | 1090 | 0 | 0 | 0 | 2029-04 | 10014522270 | B2 to B7 General Industrial and Special Industrial Groups | 3239 | C | Natural Gas | 3 |  | Heating and Natural Ventilation | 2021-07-18 |  | 0.75 | FALSE | 53.2677 | -2.7727 | SPM-MERES_EDGE_T1_MERES_EDGE_T2 | 4315337000 | SP Energy Networks open data (API key): NDP SPM primary-group polygons + Capacity Heatmaps Information Model SPM + LTDS appendices 3/6 + NSHR
1300 | 47.7 | INDAVER SOLVENTS LTD, BROOKS LANE | MIDDLEWICH | CW10 0JG | Cheshire East |  | Workshop And Premises | industrial | 1 | 2186.2 | 23532 | GIA | 90000 | Rhm Foods Ltd T1 | inside-area | 1.92 | ELWORTH GT1 / ELWORTH GT2 / KNUTSFORD GT1 / KNUTSFORD GT2 | CARRINGTON - FIDDLERS FERRY | SPM | 5.8 | primary | 5.79 | Green | 7.5 | 1.71 | thermal | 0 | 0 | 0 | 0 | 5.7 | ELWORTH GT1 / ELWORTH GT2 / KNUTSFORD GT1 / KNUTSFORD GT2 | 26.603 | GREEN | 0 |  |  | 0 | 0 | 0 | 7.5 |  |  |  |  | Green (Over 5% headroom) | 41355 | 100 | 3.47 | 98 | 7 | 1392651 | [9 empty] | Frodsham | CARRINGTON | 5 | 2186.9 | 2186.9 | 0 | 0 | 930 | 2026-05 | [12 empty] | 53.189 | -2.4392 | SPM-RHM_FOODS_LTD_T1 | 14995214000 | SP Energy Networks open data (API key): NDP SPM primary-group polygons + Capacity Heatmaps Information Model SPM + LTDS appendices 3/6 + NSHR
1301 | 47.6 | UNITS 1-2, GLENDALE BUSINESS PARK, GLENDALE AVENUE | DEESIDE | CH5 2QP | Flintshire |  | Warehouse And Premises | industrial | 2 | 11746.47 | 126438 | GIA | 254000 | Engineer Pk T1 / Pilkingtons Queensferry T1 / Queensferry T1 | inside-area | 0.77 | CASTLE CEMENT GT1 / HAWARDEN GT1 / SALTNEY GT1 / SALTNEY G2B | CONNAHS QUAY - PENTIR - ST ASAPH | SPM | 5.7 | primary | 5.682 | Green | 20 | 14.318 | thermal | 0 | 2.2 | 2.6 | 2.2 | 3.8 | CASTLE CEMENT GT1 / HAWARDEN GT1 / SALTNEY GT1 / SALTNEY G2B | 32.76 | GREEN | 0 |  |  | 0 | 0 | 0 | 20 |  |  |  |  | Green (Over 5% headroom) | 40642 | 32 | 18.67 | 294 | 47 | 2139036 | [9 empty] | Connahs Quay / SASA | [20 empty] | 53.1987 | -3.0032 | SPM-ENGINEER_PK_T1_PILKINGTONS_QUEENSFERRY_T1_QUEENSFERRY_T1 | 13917714000;13917717000 | SP Energy Networks open data (API key): NDP SPM primary-group polygons + Capacity Heatmaps Information Model SPM + LTDS appendices 3/6 + NSHR
1302 | 47.6 | TWO SISTERS POULTRY, GLENDALE AVENUE | DEESIDE | CH5 2QP | Flintshire |  | Factory Offices And Premises | industrial | 1 | 11522.02 | 124022 | GIA | 385000 | Engineer Pk T1 / Pilkingtons Queensferry T1 / Queensferry T1 | inside-area | 0.77 | CASTLE CEMENT GT1 / HAWARDEN GT1 / SALTNEY GT1 / SALTNEY G2B | CONNAHS QUAY - PENTIR - ST ASAPH | SPM | 5.7 | primary | 5.682 | Green | 20 | 14.318 | thermal | 0 | 2.2 | 2.6 | 2.2 | 3.8 | CASTLE CEMENT GT1 / HAWARDEN GT1 / SALTNEY GT1 / SALTNEY G2B | 32.76 | GREEN | 0 |  |  | 0 | 0 | 0 | 20 |  |  |  |  | Green (Over 5% headroom) | 40642 | 33 | 18.31 | 691 | 47 | 2141452 | [9 empty] | Connahs Quay / SASA | [20 empty] | 53.1987 | -3.0032 | SPM-ENGINEER_PK_T1_PILKINGTONS_QUEENSFERRY_T1_QUEENSFERRY_T1 | 9562262000 | SP Energy Networks open data (API key): NDP SPM primary-group polygons + Capacity Heatmaps Information Model SPM + LTDS appendices 3/6 + NSHR
1303 | 47.6 | SANDYCROFT INDUSTRIAL ESTATE, GLENDALE AVENUE | DEESIDE | CH5 2QP | Flintshire | FAWCETT CHRISTIE HYDRAULICS LTD | Factory And Premises; Warehouse And Premises | industrial | 2 | 11125.12 | 119750 | GIA | 445000 | Engineer Pk T1 / Pilkingtons Queensferry T1 / Queensferry T1 | inside-area | 0.77 | CASTLE CEMENT GT1 / HAWARDEN GT1 / SALTNEY GT1 / SALTNEY G2B | CONNAHS QUAY - PENTIR - ST ASAPH | SPM | 5.7 | primary | 5.682 | Green | 20 | 14.318 | thermal | 0 | 2.2 | 2.6 | 2.2 | 3.8 | CASTLE CEMENT GT1 / HAWARDEN GT1 / SALTNEY GT1 / SALTNEY G2B | 32.76 | GREEN | 0 |  |  | 0 | 0 | 0 | 20 |  |  |  |  | Green (Over 5% headroom) | 40642 | 34 | 17.68 | 668 | 47 | 2145724 | [9 empty] | Connahs Quay / SASA | [8 empty] | 10013705409 | B1 Offices and Workshop businesses | 4540 | D | Oil | 3 | 1 | Heating and Natural Ventilation | 2019-06-17 |  | 1 | FALSE | 53.1987 | -3.0032 | SPM-ENGINEER_PK_T1_PILKINGTONS_QUEENSFERRY_T1_QUEENSFERRY_T1 | 153056206;7627627000 | SP Energy Networks open data (API key): NDP SPM primary-group polygons + Capacity Heatmaps Information Model SPM + LTDS appendices 3/6 + NSHR
1304 | 47.6 | MAKRO WHOLESALERS, FFORDD PENTRE | DEESIDE | CH5 2DW | Flintshire |  | Wholesale Warehouse And Premises | industrial | 1 | 10530.76 | 113352 | GIA | 565000 | Engineer Pk T1 / Pilkingtons Queensferry T1 / Queensferry T1 | inside-area | 0.36 | CASTLE CEMENT GT1 / HAWARDEN GT1 / SALTNEY GT1 / SALTNEY G2B | CONNAHS QUAY - PENTIR - ST ASAPH | SPM | 5.7 | primary | 5.682 | Green | 20 | 14.318 | thermal | 0 | 2.2 | 2.6 | 2.2 | 3.8 | CASTLE CEMENT GT1 / HAWARDEN GT1 / SALTNEY GT1 / SALTNEY G2B | 32.76 | GREEN | 0 |  |  | 0 | 0 | 0 | 20 |  |  |  |  | Green (Over 5% headroom) | 40642 | 36 | 16.73 | 263 | 47 | 2152122 | [9 empty] | Connahs Quay / SASA | [20 empty] | 53.2043 | -3.0172 | SPM-ENGINEER_PK_T1_PILKINGTONS_QUEENSFERRY_T1_QUEENSFERRY_T1 | 13691338000 | SP Energy Networks open data (API key): NDP SPM primary-group polygons + Capacity Heatmaps Information Model SPM + LTDS appendices 3/6 + NSHR
1305 | 47.6 | ARCHIMICA CHEMICALS LTD, PRINCE WILLIAM AVENUE | DEESIDE | CH5 2PX | Flintshire |  | Factory And Premises | industrial | 1 | 7909.6 | 85138 | GIA | 142000 | Engineer Pk T1 / Pilkingtons Queensferry T1 / Queensferry T1 | inside-area | 1.41 | CASTLE CEMENT GT1 / HAWARDEN GT1 / SALTNEY GT1 / SALTNEY G2B | CONNAHS QUAY - PENTIR - ST ASAPH | SPM | 5.7 | primary | 5.682 | Green | 20 | 14.318 | thermal | 0 | 2.2 | 2.6 | 2.2 | 3.8 | CASTLE CEMENT GT1 / HAWARDEN GT1 / SALTNEY GT1 / SALTNEY G2B | 32.76 | GREEN | 0 |  |  | 0 | 0 | 0 | 20 |  |  |  |  | Green (Over 5% headroom) | 40642 | 48 | 12.57 | 475 | 47 | 2180336 | [9 empty] | Connahs Quay / SASA | [20 empty] | 53.1989 | -2.9923 | SPM-ENGINEER_PK_T1_PILKINGTONS_QUEENSFERRY_T1_QUEENSFERRY_T1 | 5818104000 | SP Energy Networks open data (API key): NDP SPM primary-group polygons + Capacity Heatmaps Information Model SPM + LTDS appendices 3/6 + NSHR
1306 | 47.6 | NEW UNIT, PRINCE WILLIAM AVENUE | DEESIDE | CH5 2QZ | Flintshire |  | Warehouse And Premises | industrial | 1 | 7628.29 | 82110 | GIA | 282500 | Engineer Pk T1 / Pilkingtons Queensferry T1 / Queensferry T1 | inside-area | 1.52 | CASTLE CEMENT GT1 / HAWARDEN GT1 / SALTNEY GT1 / SALTNEY G2B | CONNAHS QUAY - PENTIR - ST ASAPH | SPM | 5.7 | primary | 5.682 | Green | 20 | 14.318 | thermal | 0 | 2.2 | 2.6 | 2.2 | 3.8 | CASTLE CEMENT GT1 / HAWARDEN GT1 / SALTNEY GT1 / SALTNEY G2B | 32.76 | GREEN | 0 |  |  | 0 | 0 | 0 | 20 |  |  |  |  | Green (Over 5% headroom) | 40642 | 49 | 12.12 | 191 | 47 | 2183364 | [9 empty] | Connahs Quay / SASA | [20 empty] | 53.1973 | -2.9916 | SPM-ENGINEER_PK_T1_PILKINGTONS_QUEENSFERRY_T1_QUEENSFERRY_T1 | 4120204000 | SP Energy Networks open data (API key): NDP SPM primary-group polygons + Capacity Heatmaps Information Model SPM + LTDS appendices 3/6 + NSHR
1307 | 47.6 | HEADLAND AGROCHEMICALS, RECTORS LANE | DEESIDE | CH5 2DH | Flintshire |  | Factory And Premises | industrial | 1 | 7497.08 | 80698 | GIA | 153000 | Engineer Pk T1 / Pilkingtons Queensferry T1 / Queensferry T1 | inside-area | 0.31 | CASTLE CEMENT GT1 / HAWARDEN GT1 / SALTNEY GT1 / SALTNEY G2B | CONNAHS QUAY - PENTIR - ST ASAPH | SPM | 5.7 | primary | 5.682 | Green | 20 | 14.318 | thermal | 0 | 2.2 | 2.6 | 2.2 | 3.8 | CASTLE CEMENT GT1 / HAWARDEN GT1 / SALTNEY GT1 / SALTNEY G2B | 32.76 | GREEN | 0 |  |  | 0 | 0 | 0 | 20 |  |  |  |  | Green (Over 5% headroom) | 40642 | 50 | 11.91 | 450 | 47 | 2184776 | [9 empty] | Connahs Quay / SASA | [20 empty] | 53.2009 | -3.0093 | SPM-ENGINEER_PK_T1_PILKINGTONS_QUEENSFERRY_T1_QUEENSFERRY_T1 | 6355769000 | SP Energy Networks open data (API key): NDP SPM primary-group polygons + Capacity Heatmaps Information Model SPM + LTDS appendices 3/6 + NSHR
1308 | 47.6 | CHARACTER MAILING SERVICES LTD, HEYSHAM ROAD | BOOTLE | L70 1JL | Sefton |  | Warehouse And Premises | industrial | 1 | 6390.09 | 68782 | GIA | 190000 | Aintree Local T1 / Old Roan T1 / Wango La T1 | inside-area | 2.53 | AINTREE GT2 / FAZAKERLEY GT1 / GILLMOSS GT2 | KIRKBY | SPM | 5.7 | primary | 5.725 | Green | 20 | 13.315 | thermal | 1.9 | 4.3 | 0.5 | 6.2 | 3.4 | AINTREE GT2 / FAZAKERLEY GT1 / GILLMOSS GT2 | 7.016 | GREEN | 0 |  |  | 0 | 0 | 0 | 20 |  |  |  |  | Green (Over 5% headroom) | 40642 | 59 | 10.15 | 160 | 24 | 1301547 | [9 empty] | Lister Drive | KIRKBY | 4 | 514 | 514 | 400 | 0 | 0 | 2027-08 | [12 empty] | 53.481 | -2.9604 | SPM-AINTREE_LOCAL_T1_OLD_ROAN_T1_WANGO_LA_T1 | 4298325000 | SP Energy Networks open data (API key): NDP SPM primary-group polygons + Capacity Heatmaps Information Model SPM + LTDS appendices 3/6 + NSHR
1309 | 47.6 | THOMAS ARMSTRONG (CONCRETE BLOCKS) LTD, LECKWITH ROAD | BOOTLE | L30 6UF | Sefton |  | Factory And Premises | industrial | 1 | 6336.83 | 68209 | GIA | 327500 | Aintree Local T1 / Old Roan T1 / Wango La T1 | inside-area | 2.27 | AINTREE GT2 / FAZAKERLEY GT1 / GILLMOSS GT2 | KIRKBY | SPM | 5.7 | primary | 5.725 | Green | 20 | 13.315 | thermal | 1.9 | 4.3 | 0.5 | 6.2 | 3.4 | AINTREE GT2 / FAZAKERLEY GT1 / GILLMOSS GT2 | 7.016 | GREEN | 0 |  |  | 0 | 0 | 0 | 20 |  |  |  |  | Green (Over 5% headroom) | 40642 | 60 | 10.07 | 380 | 24 | 1302120 | [9 empty] | Lister Drive | KIRKBY | 4 | 514 | 514 | 400 | 0 | 0 | 2027-08 | [12 empty] | 53.4831 | -2.9555 | SPM-AINTREE_LOCAL_T1_OLD_ROAN_T1_WANGO_LA_T1 | 6680832000 | SP Energy Networks open data (API key): NDP SPM primary-group polygons + Capacity Heatmaps Information Model SPM + LTDS appendices 3/6 + NSHR
1310 | 47.6 | PRINCE WILLIAM AVENUE | DEESIDE | CH5 2QZ | Flintshire | TASTIES; THRISLINGTON SALES LTD | Factory And Premises | industrial | 2 | 5541.06 | 59643 | GIA | 322000 | Engineer Pk T1 / Pilkingtons Queensferry T1 / Queensferry T1 | inside-area | 1.52 | CASTLE CEMENT GT1 / HAWARDEN GT1 / SALTNEY GT1 / SALTNEY G2B | CONNAHS QUAY - PENTIR - ST ASAPH | SPM | 5.7 | primary | 5.682 | Green | 20 | 14.318 | thermal | 0 | 2.2 | 2.6 | 2.2 | 3.8 | CASTLE CEMENT GT1 / HAWARDEN GT1 / SALTNEY GT1 / SALTNEY G2B | 32.76 | GREEN | 0 |  |  | 0 | 0 | 0 | 20 |  |  |  |  | Green (Over 5% headroom) | 40642 | 68 | 8.81 | 332 | 47 | 2205831 | [9 empty] | Connahs Quay / SASA | [8 empty] | 10023847133 | B1 Offices and Workshop businesses | 831 | D | Grid Supplied Electricity | 3 |  | Heating and Natural Ventilation | 2013-06-10 |  | 1 | FALSE | 53.1973 | -2.9916 | SPM-ENGINEER_PK_T1_PILKINGTONS_QUEENSFERRY_T1_QUEENSFERRY_T1 | 143698206;4495428000 | SP Energy Networks open data (API key): NDP SPM primary-group polygons + Capacity Heatmaps Information Model SPM + LTDS appendices 3/6 + NSHR
1311 | 47.6 | UNIT 1, RACECOURSE INDUSTRIAL ESTATE, VALENTINES BUILDING, ORMSKIRK ROAD | LIVERPOOL | L9 5AL | Sefton |  | Warehouse And Premises | industrial | 3 | 5332.28 | 57396 | GIA | 183750 | Aintree Local T1 / Old Roan T1 / Wango La T1 | inside-area | 1.87 | AINTREE GT2 / FAZAKERLEY GT1 / GILLMOSS GT2 | KIRKBY | SPM | 5.7 | primary | 5.725 | Green | 20 | 13.315 | thermal | 1.9 | 4.3 | 0.5 | 6.2 | 3.4 | AINTREE GT2 / FAZAKERLEY GT1 / GILLMOSS GT2 | 7.016 | GREEN | 0 |  |  | 0 | 0 | 0 | 20 |  |  |  |  | Green (Over 5% headroom) | 40642 | 71 | 8.47 | 133 | 24 | 1312933 | [9 empty] | Lister Drive | KIRKBY | 4 | 514 | 514 | 400 | 0 | 0 | 2027-08 | [12 empty] | 53.479 | -2.9508 | SPM-AINTREE_LOCAL_T1_OLD_ROAN_T1_WANGO_LA_T1 | 398664134;4878578000;13550826000 | SP Energy Networks open data (API key): NDP SPM primary-group polygons + Capacity Heatmaps Information Model SPM + LTDS appendices 3/6 + NSHR
1312 | 47.6 | FACTORY ROAD | DEESIDE | CH5 2QJ | Flintshire | TRIDENT COMMERCIAL HOLDINGS LTD | Factory And Premises; Workshop And Premises | industrial | 2 | 4668.95 | 50256 | GIA | 102000 | Engineer Pk T1 / Pilkingtons Queensferry T1 / Queensferry T1 | inside-area | 0.3 | CASTLE CEMENT GT1 / HAWARDEN GT1 / SALTNEY GT1 / SALTNEY G2B | CONNAHS QUAY - PENTIR - ST ASAPH | SPM | 5.7 | primary | 5.682 | Green | 20 | 14.318 | thermal | 0 | 2.2 | 2.6 | 2.2 | 3.8 | CASTLE CEMENT GT1 / HAWARDEN GT1 / SALTNEY GT1 / SALTNEY G2B | 32.76 | GREEN | 0 |  |  | 0 | 0 | 0 | 20 |  |  |  |  | Green (Over 5% headroom) | 40642 | 81 | 7.42 | 280 | 47 | 2215218 | [9 empty] | Connahs Quay / SASA | [8 empty] | 10090463878 | B1 Offices and Workshop businesses | 183 | C | Natural Gas | 3 |  | Heating and Natural Ventilation | 2016-08-05 |  | 1 | FALSE | 53.2032 | -3.0078 | SPM-ENGINEER_PK_T1_PILKINGTONS_QUEENSFERRY_T1_QUEENSFERRY_T1 | 2152515000;13390510000 | SP Energy Networks open data (API key): NDP SPM primary-group polygons + Capacity Heatmaps Information Model SPM + LTDS appendices 3/6 + NSHR
1313 | 47.6 | UNITS 1-3, RECTORS LANE | DEESIDE | CH5 2DH | Flintshire | CHEM-OIL (ENG PROJECTS)LTD | Workshop And Premises; Workshop, Office And Premises | industrial | 3 | 4457.92 | 47985 | GIA | 147000 | Engineer Pk T1 / Pilkingtons Queensferry T1 / Queensferry T1 | inside-area | 0.31 | CASTLE CEMENT GT1 / HAWARDEN GT1 / SALTNEY GT1 / SALTNEY G2B | CONNAHS QUAY - PENTIR - ST ASAPH | SPM | 5.7 | primary | 5.682 | Green | 20 | 14.318 | thermal | 0 | 2.2 | 2.6 | 2.2 | 3.8 | CASTLE CEMENT GT1 / HAWARDEN GT1 / SALTNEY GT1 / SALTNEY G2B | 32.76 | GREEN | 0 |  |  | 0 | 0 | 0 | 20 |  |  |  |  | Green (Over 5% headroom) | 40642 | 85 | 7.08 | 201 | 47 | 2217489 | [9 empty] | Connahs Quay / SASA | [8 empty] | 10090462008 | B8 Storage or Distribution | 1789 | D | Grid Supplied Electricity | 3 |  | Heating and Mechanical Ventilation | 2020-11-11 |  | 0.67 | FALSE | 53.2009 | -3.0093 | SPM-ENGINEER_PK_T1_PILKINGTONS_QUEENSFERRY_T1_QUEENSFERRY_T1 | 12676095000;10117613000;143776206 | SP Energy Networks open data (API key): NDP SPM primary-group polygons + Capacity Heatmaps Information Model SPM + LTDS appendices 3/6 + NSHR
1314 | 47.6 | METLAB SUPPLIES LTD, SANDYCROFT INDUSTRIAL ESTATE, GLENDALE AVENUE | DEESIDE | CH5 2QP | Flintshire |  | Warehouse And Premises | industrial | 1 | 4216.07 | 45381 | GIA | 89000 | Engineer Pk T1 / Pilkingtons Queensferry T1 / Queensferry T1 | inside-area | 0.77 | CASTLE CEMENT GT1 / HAWARDEN GT1 / SALTNEY GT1 / SALTNEY G2B | CONNAHS QUAY - PENTIR - ST ASAPH | SPM | 5.7 | primary | 5.682 | Green | 20 | 14.318 | thermal | 0 | 2.2 | 2.6 | 2.2 | 3.8 | CASTLE CEMENT GT1 / HAWARDEN GT1 / SALTNEY GT1 / SALTNEY G2B | 32.76 | GREEN | 0 |  |  | 0 | 0 | 0 | 20 |  |  |  |  | Green (Over 5% headroom) | 40642 | 90 | 6.7 | 105 | 47 | 2220093 | [9 empty] | Connahs Quay / SASA | [8 empty] | 10013705409 | B1 Offices and Workshop businesses | 4540 | D | Oil | 3 | 1 | Heating and Natural Ventilation | 2019-06-17 |  | 0.67 | FALSE | 53.1987 | -3.0032 | SPM-ENGINEER_PK_T1_PILKINGTONS_QUEENSFERRY_T1_QUEENSFERRY_T1 | 7371219000 | SP Energy Networks open data (API key): NDP SPM primary-group polygons + Capacity Heatmaps Information Model SPM + LTDS appendices 3/6 + NSHR
1315 | 47.6 | PART GROUND FLOOR & UNITS 2 & 3 & 4, RACECOURSE INDUSTRIAL ESTATE, AINTREE BUILDING, ORMSKIRK ROAD | LIVERPOOL | L9 5AL | Sefton |  | Warehouse And Premises | industrial | 1 | 4020.41 | 43275 | GIA | 132000 | Aintree Local T1 / Old Roan T1 / Wango La T1 | inside-area | 1.87 | AINTREE GT2 / FAZAKERLEY GT1 / GILLMOSS GT2 | KIRKBY | SPM | 5.7 | primary | 5.725 | Green | 20 | 13.315 | thermal | 1.9 | 4.3 | 0.5 | 6.2 | 3.4 | AINTREE GT2 / FAZAKERLEY GT1 / GILLMOSS GT2 | 7.016 | GREEN | 0 |  |  | 0 | 0 | 0 | 20 |  |  |  |  | Green (Over 5% headroom) | 40642 | 94 | 6.39 | 101 | 24 | 1327054 | [9 empty] | Lister Drive | KIRKBY | 4 | 514 | 514 | 400 | 0 | 0 | 2027-08 |  | Storage or Distribution | 1102 | A | Grid Supplied Electricity | 3 |  | Air Conditioning | 2024-12-03 |  | 0.8 | FALSE | 53.479 | -2.9508 | SPM-AINTREE_LOCAL_T1_OLD_ROAN_T1_WANGO_LA_T1 | 11860217000 | SP Energy Networks open data (API key): NDP SPM primary-group polygons + Capacity Heatmaps Information Model SPM + LTDS appendices 3/6 + NSHR
1316 | 47.6 | UNIT 1 AINTREE BUILDING WAREHOUSE, RACECOURSE INDUSTRIAL ESTATE, ORMSKIRK ROAD | LIVERPOOL | L9 5AL | Sefton |  | Warehouse And Premises | industrial | 2 | 3942 | 42431 | GIA | 143000 | Aintree Local T1 / Old Roan T1 / Wango La T1 | inside-area | 1.87 | AINTREE GT2 / FAZAKERLEY GT1 / GILLMOSS GT2 | KIRKBY | SPM | 5.7 | primary | 5.725 | Green | 20 | 13.315 | thermal | 1.9 | 4.3 | 0.5 | 6.2 | 3.4 | AINTREE GT2 / FAZAKERLEY GT1 / GILLMOSS GT2 | 7.016 | GREEN | 0 |  |  | 0 | 0 | 0 | 20 |  |  |  |  | Green (Over 5% headroom) | 40642 | 96 | 6.26 | 99 | 24 | 1327898 | [9 empty] | Lister Drive | KIRKBY | 4 | 514 | 514 | 400 | 0 | 0 | 2027-08 | [12 empty] | 53.479 | -2.9508 | SPM-AINTREE_LOCAL_T1_OLD_ROAN_T1_WANGO_LA_T1 | 5809538000;5809538000 | SP Energy Networks open data (API key): NDP SPM primary-group polygons + Capacity Heatmaps Information Model SPM + LTDS appendices 3/6 + NSHR
1317 | 47.6 | BLOCK 3, DG ESTATE, FACTORY ROAD | DEESIDE | CH5 2DD | Flintshire |  | Factory And Premises; Warehouse And Premises | industrial | 2 | 3937.9 | 42387 | GIA | 107750 | Engineer Pk T1 / Pilkingtons Queensferry T1 / Queensferry T1 | inside-area | 0.62 | CASTLE CEMENT GT1 / HAWARDEN GT1 / SALTNEY GT1 / SALTNEY G2B | CONNAHS QUAY - PENTIR - ST ASAPH | SPM | 5.7 | primary | 5.682 | Green | 20 | 14.318 | thermal | 0 | 2.2 | 2.6 | 2.2 | 3.8 | CASTLE CEMENT GT1 / HAWARDEN GT1 / SALTNEY GT1 / SALTNEY G2B | 32.76 | GREEN | 0 |  |  | 0 | 0 | 0 | 20 |  |  |  |  | Green (Over 5% headroom) | 40642 | 96 | 6.26 | 236 | 47 | 2223087 | [9 empty] | Connahs Quay / SASA | [8 empty] | 10090462531 | General Industrial and Special Industrial Groups | 1368 | B | Grid Supplied Electricity | 3 |  | Heating and Natural Ventilation | 2024-11-25 |  | 0.5 | FALSE | 53.2013 | -3.0034 | SPM-ENGINEER_PK_T1_PILKINGTONS_QUEENSFERRY_T1_QUEENSFERRY_T1 | 14288641000;14288647000 | SP Energy Networks open data (API key): NDP SPM primary-group polygons + Capacity Heatmaps Information Model SPM + LTDS appendices 3/6 + NSHR
1318 | 47.6 | 5-7, ST IVES PARK, FACTORY ROAD | DEESIDE | CH5 2QX | Flintshire |  | Warehouse And Premises | industrial | 2 | 3476.58 | 37422 | GIA | 216000 | Engineer Pk T1 / Pilkingtons Queensferry T1 / Queensferry T1 | inside-area | 1.07 | CASTLE CEMENT GT1 / HAWARDEN GT1 / SALTNEY GT1 / SALTNEY G2B | CONNAHS QUAY - PENTIR - ST ASAPH | SPM | 5.7 | primary | 5.682 | Green | 20 | 14.318 | thermal | 0 | 2.2 | 2.6 | 2.2 | 3.8 | CASTLE CEMENT GT1 / HAWARDEN GT1 / SALTNEY GT1 / SALTNEY G2B | 32.76 | GREEN | 0 |  |  | 0 | 0 | 0 | 20 |  |  |  |  | Green (Over 5% headroom) | 40642 | 100 | 5.52 | 87 | 47 | 2228052 | [9 empty] | Connahs Quay / SASA | [8 empty] | 10013705817 | B2 to B7 General Industrial and Special Industrial Groups | 1676 | D | Natural Gas | 3 |  | Heating and Natural Ventilation | 2021-05-05 |  | 1 | FALSE | 53.1997 | -2.9972 | SPM-ENGINEER_PK_T1_PILKINGTONS_QUEENSFERRY_T1_QUEENSFERRY_T1 | 2697725000;2697725000 | SP Energy Networks open data (API key): NDP SPM primary-group polygons + Capacity Heatmaps Information Model SPM + LTDS appendices 3/6 + NSHR
1319 | 47.6 | THE COMPANY FOR GIFTS, WHITTLE CLOSE, ENGINEER PARK INDUSTRIAL ESTATE | DEESIDE | CH5 2QE | Flintshire |  | Warehouse And Premises | industrial | 1 | 3331.16 | 35856 | GIA | 203000 | Engineer Pk T1 / Pilkingtons Queensferry T1 / Queensferry T1 | inside-area | 0.97 | CASTLE CEMENT GT1 / HAWARDEN GT1 / SALTNEY GT1 / SALTNEY G2B | CONNAHS QUAY - PENTIR - ST ASAPH | SPM | 5.7 | primary | 5.682 | Green | 20 | 14.318 | thermal | 0 | 2.2 | 2.6 | 2.2 | 3.8 | CASTLE CEMENT GT1 / HAWARDEN GT1 / SALTNEY GT1 / SALTNEY G2B | 32.76 | GREEN | 0 |  |  | 0 | 0 | 0 | 20 |  |  |  |  | Green (Over 5% headroom) | 40642 | 100 | 5.29 | 83 | 47 | 2229618 | [9 empty] | Connahs Quay / SASA | [20 empty] | 53.1999 | -2.9987 | SPM-ENGINEER_PK_T1_PILKINGTONS_QUEENSFERRY_T1_QUEENSFERRY_T1 | 2699789000 | SP Energy Networks open data (API key): NDP SPM primary-group polygons + Capacity Heatmaps Information Model SPM + LTDS appendices 3/6 + NSHR
1320 | 47.6 | J REID TRADING LTD, FACTORY ROAD | DEESIDE | CH5 2DD | Flintshire |  | Warehouse And Premises | industrial | 1 | 3127.96 | 33669 | GIA | 71000 | Engineer Pk T1 / Pilkingtons Queensferry T1 / Queensferry T1 | inside-area | 0.62 | CASTLE CEMENT GT1 / HAWARDEN GT1 / SALTNEY GT1 / SALTNEY G2B | CONNAHS QUAY - PENTIR - ST ASAPH | SPM | 5.7 | primary | 5.682 | Green | 20 | 14.318 | thermal | 0 | 2.2 | 2.6 | 2.2 | 3.8 | CASTLE CEMENT GT1 / HAWARDEN GT1 / SALTNEY GT1 / SALTNEY G2B | 32.76 | GREEN | 0 |  |  | 0 | 0 | 0 | 20 |  |  |  |  | Green (Over 5% headroom) | 40642 | 100 | 4.97 | 78 | 47 | 2231805 | [9 empty] | Connahs Quay / SASA | [20 empty] | 53.2013 | -3.0034 | SPM-ENGINEER_PK_T1_PILKINGTONS_QUEENSFERRY_T1_QUEENSFERRY_T1 | 14626790000 | SP Energy Networks open data (API key): NDP SPM primary-group polygons + Capacity Heatmaps Information Model SPM + LTDS appendices 3/6 + NSHR
1321 | 47.6 | TRIDENT COMMERCIAL HOLDINGS, FACTORY ROAD | DEESIDE | CH5 2QJ | Flintshire |  | Workshop And Premises | industrial | 1 | 2982.51 | 32103 | GIA | 60500 | Engineer Pk T1 / Pilkingtons Queensferry T1 / Queensferry T1 | inside-area | 0.3 | CASTLE CEMENT GT1 / HAWARDEN GT1 / SALTNEY GT1 / SALTNEY G2B | CONNAHS QUAY - PENTIR - ST ASAPH | SPM | 5.7 | primary | 5.682 | Green | 20 | 14.318 | thermal | 0 | 2.2 | 2.6 | 2.2 | 3.8 | CASTLE CEMENT GT1 / HAWARDEN GT1 / SALTNEY GT1 / SALTNEY G2B | 32.76 | GREEN | 0 |  |  | 0 | 0 | 0 | 20 |  |  |  |  | Green (Over 5% headroom) | 40642 | 100 | 4.74 | 134 | 47 | 2233371 | [9 empty] | Connahs Quay / SASA | [8 empty] | 200002940558 | B8 Storage or Distribution | 1929 | E | Grid Supplied Electricity | 3 |  | Heating and Natural Ventilation | 2019-02-07 |  | 0.5 | FALSE | 53.2032 | -3.0078 | SPM-ENGINEER_PK_T1_PILKINGTONS_QUEENSFERRY_T1_QUEENSFERRY_T1 | 15133633000 | SP Energy Networks open data (API key): NDP SPM primary-group polygons + Capacity Heatmaps Information Model SPM + LTDS appendices 3/6 + NSHR
1322 | 47.6 | UNITS 1-6 THE CIRCUIT, BABBAGE ROAD, ENGINEER PARK INDUSTRIAL ESTATE | DEESIDE | CH5 2QB | Flintshire |  | Warehouse And Premises | industrial | 1 | 2966.14 | 31927 | GIA | 37000 | Engineer Pk T1 / Pilkingtons Queensferry T1 / Queensferry T1 | inside-area | 1.18 | CASTLE CEMENT GT1 / HAWARDEN GT1 / SALTNEY GT1 / SALTNEY G2B | CONNAHS QUAY - PENTIR - ST ASAPH | SPM | 5.7 | primary | 5.682 | Green | 20 | 14.318 | thermal | 0 | 2.2 | 2.6 | 2.2 | 3.8 | CASTLE CEMENT GT1 / HAWARDEN GT1 / SALTNEY GT1 / SALTNEY G2B | 32.76 | GREEN | 0 |  |  | 0 | 0 | 0 | 20 |  |  |  |  | Green (Over 5% headroom) | 40642 | 100 | 4.71 | 74 | 47 | 2233547 | [9 empty] | Connahs Quay / SASA | [20 empty] | 53.2001 | -2.9953 | SPM-ENGINEER_PK_T1_PILKINGTONS_QUEENSFERRY_T1_QUEENSFERRY_T1 | 8444367000 | SP Energy Networks open data (API key): NDP SPM primary-group polygons + Capacity Heatmaps Information Model SPM + LTDS appendices 3/6 + NSHR
1323 | 47.6 | UNIT 7, THE BOX WORKS, HEYSHAM ROAD | BOOTLE | L30 6UA | Sefton |  | Workshop And Premises | industrial | 2 | 2761.72 | 29727 | GIA | 90750 | Aintree Local T1 / Old Roan T1 / Wango La T1 | inside-area | 2.54 | AINTREE GT2 / FAZAKERLEY GT1 / GILLMOSS GT2 | KIRKBY | SPM | 5.7 | primary | 5.725 | Green | 20 | 13.315 | thermal | 1.9 | 4.3 | 0.5 | 6.2 | 3.4 | AINTREE GT2 / FAZAKERLEY GT1 / GILLMOSS GT2 | 7.016 | GREEN | 0 |  |  | 0 | 0 | 0 | 20 |  |  |  |  | Green (Over 5% headroom) | 40642 | 100 | 4.39 | 124 | 24 | 1340602 | [9 empty] | Lister Drive | KIRKBY | 4 | 514 | 514 | 400 | 0 | 0 | 2027-08 | [12 empty] | 53.4826 | -2.96 | SPM-AINTREE_LOCAL_T1_OLD_ROAN_T1_WANGO_LA_T1 | 14865760000;4523144000 | SP Energy Networks open data (API key): NDP SPM primary-group polygons + Capacity Heatmaps Information Model SPM + LTDS appendices 3/6 + NSHR
1324 | 47.6 | CHALLENGE HOUSE, WAKEFIELD ROAD | BOOTLE | L30 6TZ | Sefton | DEPT SNOOKER SERVICES LTD | Factory And Premises | industrial | 1 | 2757 | 29676 | GIA | 71000 | Aintree Local T1 / Old Roan T1 / Wango La T1 | inside-area | 2.47 | AINTREE GT2 / FAZAKERLEY GT1 / GILLMOSS GT2 | KIRKBY | SPM | 5.7 | primary | 5.725 | Green | 20 | 13.315 | thermal | 1.9 | 4.3 | 0.5 | 6.2 | 3.4 | AINTREE GT2 / FAZAKERLEY GT1 / GILLMOSS GT2 | 7.016 | GREEN | 0 |  |  | 0 | 0 | 0 | 20 |  |  |  |  | Green (Over 5% headroom) | 40642 | 100 | 4.38 | 165 | 24 | 1340653 | [9 empty] | Lister Drive | KIRKBY | 4 | 514 | 514 | 400 | 0 | 0 | 2027-08 | 41125742 | B1 Offices and Workshop businesses | 904 | D | Natural Gas | 3 |  | Heating and Natural Ventilation | 2017-01-10 |  | 0.5 | FALSE | 53.4828 | -2.9587 | SPM-AINTREE_LOCAL_T1_OLD_ROAN_T1_WANGO_LA_T1 | 513209134 | SP Energy Networks open data (API key): NDP SPM primary-group polygons + Capacity Heatmaps Information Model SPM + LTDS appendices 3/6 + NSHR
1325 | 47.6 | PART UNIT 2A, SANDYCROFT INDUSTRIAL ESTATE, GLENDALE AVENUE | DEESIDE | CH5 2QP | Flintshire |  | Warehouse And Premises | industrial | 1 | 2734.79 | 29437 | GIA | 57000 | Engineer Pk T1 / Pilkingtons Queensferry T1 / Queensferry T1 | inside-area | 0.77 | CASTLE CEMENT GT1 / HAWARDEN GT1 / SALTNEY GT1 / SALTNEY G2B | CONNAHS QUAY - PENTIR - ST ASAPH | SPM | 5.7 | primary | 5.682 | Green | 20 | 14.318 | thermal | 0 | 2.2 | 2.6 | 2.2 | 3.8 | CASTLE CEMENT GT1 / HAWARDEN GT1 / SALTNEY GT1 / SALTNEY G2B | 32.76 | GREEN | 0 |  |  | 0 | 0 | 0 | 20 |  |  |  |  | Green (Over 5% headroom) | 40642 | 100 | 4.35 | 68 | 47 | 2236037 | [9 empty] | Connahs Quay / SASA | [8 empty] | 10013705409 | B1 Offices and Workshop businesses | 4540 | D | Oil | 3 | 1 | Heating and Natural Ventilation | 2019-06-17 |  | 0.67 | FALSE | 53.1987 | -3.0032 | SPM-ENGINEER_PK_T1_PILKINGTONS_QUEENSFERRY_T1_QUEENSFERRY_T1 | 7942447000 | SP Energy Networks open data (API key): NDP SPM primary-group polygons + Capacity Heatmaps Information Model SPM + LTDS appendices 3/6 + NSHR
1326 | 47.6 | LUNT REMOVALS, HEYSHAM ROAD | BOOTLE | L30 6UA | Sefton |  | Warehouse And Premises | industrial | 1 | 2453.52 | 26409 | GIA | 91500 | Aintree Local T1 / Old Roan T1 / Wango La T1 | inside-area | 2.54 | AINTREE GT2 / FAZAKERLEY GT1 / GILLMOSS GT2 | KIRKBY | SPM | 5.7 | primary | 5.725 | Green | 20 | 13.315 | thermal | 1.9 | 4.3 | 0.5 | 6.2 | 3.4 | AINTREE GT2 / FAZAKERLEY GT1 / GILLMOSS GT2 | 7.016 | GREEN | 0 |  |  | 0 | 0 | 0 | 20 |  |  |  |  | Green (Over 5% headroom) | 40642 | 100 | 3.9 | 61 | 24 | 1343920 | [9 empty] | Lister Drive | KIRKBY | 4 | 514 | 514 | 400 | 0 | 0 | 2027-08 | [12 empty] | 53.4826 | -2.96 | SPM-AINTREE_LOCAL_T1_OLD_ROAN_T1_WANGO_LA_T1 | 9364347000 | SP Energy Networks open data (API key): NDP SPM primary-group polygons + Capacity Heatmaps Information Model SPM + LTDS appendices 3/6 + NSHR
1327 | 47.6 | FABRICOM JANUS NEILL LIMITED UNITS 1-3, FACTORY ROAD | DEESIDE | CH5 2QJ | Flintshire |  | Factory And Premises | industrial | 1 | 2326.62 | 25044 | GIA | 54500 | Engineer Pk T1 / Pilkingtons Queensferry T1 / Queensferry T1 | inside-area | 0.3 | CASTLE CEMENT GT1 / HAWARDEN GT1 / SALTNEY GT1 / SALTNEY G2B | CONNAHS QUAY - PENTIR - ST ASAPH | SPM | 5.7 | primary | 5.682 | Green | 20 | 14.318 | thermal | 0 | 2.2 | 2.6 | 2.2 | 3.8 | CASTLE CEMENT GT1 / HAWARDEN GT1 / SALTNEY GT1 / SALTNEY G2B | 32.76 | GREEN | 0 |  |  | 0 | 0 | 0 | 20 |  |  |  |  | Green (Over 5% headroom) | 40642 | 100 | 3.7 | 140 | 47 | 2240430 | [9 empty] | Connahs Quay / SASA | [8 empty] | 200002940558 | B8 Storage or Distribution | 1929 | E | Grid Supplied Electricity | 3 |  | Heating and Natural Ventilation | 2019-02-07 |  | 1 | FALSE | 53.2032 | -3.0078 | SPM-ENGINEER_PK_T1_PILKINGTONS_QUEENSFERRY_T1_QUEENSFERRY_T1 | 14096532000 | SP Energy Networks open data (API key): NDP SPM primary-group polygons + Capacity Heatmaps Information Model SPM + LTDS appendices 3/6 + NSHR
1328 | 47.6 | GEM ENGINEERING LTD, ENGINEER PARK INDUSTRIAL ESTATE | DEESIDE | CH5 2QJ | Flintshire |  | Factory And Premises | industrial | 1 | 2144.12 | 23079 | GIA | 123000 | Engineer Pk T1 / Pilkingtons Queensferry T1 / Queensferry T1 | inside-area | 0.3 | CASTLE CEMENT GT1 / HAWARDEN GT1 / SALTNEY GT1 / SALTNEY G2B | CONNAHS QUAY - PENTIR - ST ASAPH | SPM | 5.7 | primary | 5.682 | Green | 20 | 14.318 | thermal | 0 | 2.2 | 2.6 | 2.2 | 3.8 | CASTLE CEMENT GT1 / HAWARDEN GT1 / SALTNEY GT1 / SALTNEY G2B | 32.76 | GREEN | 0 |  |  | 0 | 0 | 0 | 20 |  |  |  |  | Green (Over 5% headroom) | 40642 | 100 | 3.41 | 129 | 47 | 2242395 | [9 empty] | Connahs Quay / SASA | [20 empty] | 53.2032 | -3.0078 | SPM-ENGINEER_PK_T1_PILKINGTONS_QUEENSFERRY_T1_QUEENSFERRY_T1 | 10000125000 | SP Energy Networks open data (API key): NDP SPM primary-group polygons + Capacity Heatmaps Information Model SPM + LTDS appendices 3/6 + NSHR
1329 | 47.6 | UNIT 9, GRANGE ROAD | BOOTLE | L30 6TS | Sefton |  | Factory And Premises | industrial | 1 | 2032.75 | 21880 | GIA | 70000 | Aintree Local T1 / Old Roan T1 / Wango La T1 | inside-area | 2.46 | AINTREE GT2 / FAZAKERLEY GT1 / GILLMOSS GT2 | KIRKBY | SPM | 5.7 | primary | 5.725 | Green | 20 | 13.315 | thermal | 1.9 | 4.3 | 0.5 | 6.2 | 3.4 | AINTREE GT2 / FAZAKERLEY GT1 / GILLMOSS GT2 | 7.016 | GREEN | 0 |  |  | 0 | 0 | 0 | 20 |  |  |  |  | Green (Over 5% headroom) | 40642 | 100 | 3.23 | 122 | 24 | 1348449 | [9 empty] | Lister Drive | KIRKBY | 4 | 514 | 514 | 400 | 0 | 0 | 2027-08 | [12 empty] | 53.4838 | -2.9581 | SPM-AINTREE_LOCAL_T1_OLD_ROAN_T1_WANGO_LA_T1 | 15010913000 | SP Energy Networks open data (API key): NDP SPM primary-group polygons + Capacity Heatmaps Information Model SPM + LTDS appendices 3/6 + NSHR
1330 | 47.6 | UNITS 9A & 9B, AINTREE BUSINESS PARK, BECHERS DRIVE, ORMSKIRK ROAD | LIVERPOOL | L9 5AY | Sefton |  | Factory And Premises | industrial | 1 | 1985.74 | 21374 | GIA | 117000 | Aintree Local T1 / Old Roan T1 / Wango La T1 | inside-area | 1.74 | AINTREE GT2 / FAZAKERLEY GT1 / GILLMOSS GT2 | KIRKBY | SPM | 5.7 | primary | 5.725 | Green | 20 | 13.315 | thermal | 1.9 | 4.3 | 0.5 | 6.2 | 3.4 | AINTREE GT2 / FAZAKERLEY GT1 / GILLMOSS GT2 | 7.016 | GREEN | 0 |  |  | 0 | 0 | 0 | 20 |  |  |  |  | Green (Over 5% headroom) | 40642 | 100 | 3.16 | 119 | 24 | 1348955 | [9 empty] | Lister Drive | KIRKBY | 4 | 514 | 514 | 400 | 0 | 0 | 2027-08 | 41212015 | General Industrial and Special Industrial Groups | 3464 | C | Natural Gas | 3 | 2 | Air Conditioning | 2024-04-22 |  | 0.8 | FALSE | 53.4802 | -2.9484 | SPM-AINTREE_LOCAL_T1_OLD_ROAN_T1_WANGO_LA_T1 | 526504134 | SP Energy Networks open data (API key): NDP SPM primary-group polygons + Capacity Heatmaps Information Model SPM + LTDS appendices 3/6 + NSHR
1331 | 47.5 | MANISTY WHARF, NORTH ROAD | ELLESMERE PORT | CH65 1AB | Cheshire West And Chester | RECRESCO LTD | Workshop And Premises | industrial | 1 | 13391.38 | 144143 | GIA | 360000 | Bowater Containers T1 / Ellesmere Port Local T1 / Hh Robertsons T1 / Mobil Oil (E Port) T1 / Whitby T1 | inside-area | 2.43 | BROMBOROUGH GT2 / ELLESMERE PORT GT1 / HOOTON PK GT1A / HOOTON PK GT2A | CAPENHURST | SPM | 5.6 | primary | 5.623 | Green | 25.5 | 19.207 | thermal | 2.7 | 21.1 | 0 | 23.8 | 1 | BROMBOROUGH GT2 / ELLESMERE PORT GT1 / HOOTON PK GT1A / HOOTON PK GT2A | 11.703 | GREEN | 0 |  |  | 0 | 0 | 0 | 25.5 |  |  |  |  | Green (Over 5% headroom) | 39929 | 28 | 21.28 | 603 | 65 | 4555981 | [9 empty] | Capenhurst | CAPENHURST | 4 | 896.6 | 896.6 | 0 | 0 | 304 | 2029-10 | [12 empty] | 53.2989 | -2.914 | SPM-BOWATER_CONTAINERS_T1_ELLESMERE_PORT_LOCAL_T1_HH_ROBERTSONS_ | 6880582000 | SP Energy Networks open data (API key): NDP SPM primary-group polygons + Capacity Heatmaps Information Model SPM + LTDS appendices 3/6 + NSHR
1332 | 47.5 | 9, NEW PORT ROAD | ELLESMERE PORT | CH65 4FN | Cheshire West And Chester |  | Warehouse And Premises | industrial | 2 | 12964.15 | 139545 | GIA | 779000 | Bowater Containers T1 / Ellesmere Port Local T1 / Hh Robertsons T1 / Mobil Oil (E Port) T1 / Whitby T1 | inside-area | 1.73 | BROMBOROUGH GT2 / ELLESMERE PORT GT1 / HOOTON PK GT1A / HOOTON PK GT2A | CAPENHURST | SPM | 5.6 | primary | 5.623 | Green | 25.5 | 19.207 | thermal | 2.7 | 21.1 | 0 | 23.8 | 1 | BROMBOROUGH GT2 / ELLESMERE PORT GT1 / HOOTON PK GT1A / HOOTON PK GT2A | 11.703 | GREEN | 0 |  |  | 0 | 0 | 0 | 25.5 |  |  |  |  | Green (Over 5% headroom) | 39929 | 29 | 20.6 | 324 | 65 | 4560579 | [9 empty] | Capenhurst | CAPENHURST | 4 | 896.6 | 896.6 | 0 | 0 | 304 | 2029-10 | 10096140653 | Storage or Distribution | 10011 | A | Grid Supplied Electricity | 5 | 2 | Air Conditioning | 2024-03-04 |  | 1 | FALSE | 53.2712 | -2.8735 | SPM-BOWATER_CONTAINERS_T1_ELLESMERE_PORT_LOCAL_T1_HH_ROBERTSONS_ | 15072998000;14997746000 | SP Energy Networks open data (API key): NDP SPM primary-group polygons + Capacity Heatmaps Information Model SPM + LTDS appendices 3/6 + NSHR
1333 | 47.5 | UNIT 2 PLP PIONEER BUSINESS PARK, NORTH ROAD | ELLESMERE PORT | CH65 1AF | Cheshire West And Chester |  | Warehouse And Premises | industrial | 1 | 12961.38 | 139515 | GIA | 755000 | Bowater Containers T1 / Ellesmere Port Local T1 / Hh Robertsons T1 / Mobil Oil (E Port) T1 / Whitby T1 | inside-area | 2.5 | BROMBOROUGH GT2 / ELLESMERE PORT GT1 / HOOTON PK GT1A / HOOTON PK GT2A | CAPENHURST | SPM | 5.6 | primary | 5.623 | Green | 25.5 | 19.207 | thermal | 2.7 | 21.1 | 0 | 23.8 | 1 | BROMBOROUGH GT2 / ELLESMERE PORT GT1 / HOOTON PK GT1A / HOOTON PK GT2A | 11.703 | GREEN | 0 |  |  | 0 | 0 | 0 | 25.5 |  |  |  |  | Green (Over 5% headroom) | 39929 | 29 | 20.6 | 324 | 65 | 4560609 | [9 empty] | Capenhurst | CAPENHURST | 4 | 896.6 | 896.6 | 0 | 0 | 304 | 2029-10 | [12 empty] | 53.299 | -2.9158 | SPM-BOWATER_CONTAINERS_T1_ELLESMERE_PORT_LOCAL_T1_HH_ROBERTSONS_ | 15129577000 | SP Energy Networks open data (API key): NDP SPM primary-group polygons + Capacity Heatmaps Information Model SPM + LTDS appendices 3/6 + NSHR
1334 | 47.5 | UNIT 1 PLP ELLESMERE PORT, NORTH ROAD | ELLESMERE PORT | CH65 1AY | Cheshire West And Chester |  | Warehouse And Premises | industrial | 1 | 8445.28 | 90904 | GIA | 535000 | Bowater Containers T1 / Ellesmere Port Local T1 / Hh Robertsons T1 / Mobil Oil (E Port) T1 / Whitby T1 | inside-area | 1.83 | BROMBOROUGH GT2 / ELLESMERE PORT GT1 / HOOTON PK GT1A / HOOTON PK GT2A | CAPENHURST | SPM | 5.6 | primary | 5.623 | Green | 25.5 | 19.207 | thermal | 2.7 | 21.1 | 0 | 23.8 | 1 | BROMBOROUGH GT2 / ELLESMERE PORT GT1 / HOOTON PK GT1A / HOOTON PK GT2A | 11.703 | GREEN | 0 |  |  | 0 | 0 | 0 | 25.5 |  |  |  |  | Green (Over 5% headroom) | 39929 | 44 | 13.42 | 211 | 65 | 4609220 | [9 empty] | Capenhurst | CAPENHURST | 4 | 896.6 | 896.6 | 0 | 0 | 304 | 2029-10 | 10095485185 | B8 Storage or Distribution | 12991 | A | Grid Supplied Electricity | 4 |  | Air Conditioning | 2021-10-21 |  | 1 | FALSE | 53.2933 | -2.9117 | SPM-BOWATER_CONTAINERS_T1_ELLESMERE_PORT_LOCAL_T1_HH_ROBERTSONS_ | 14072774000 | SP Energy Networks open data (API key): NDP SPM primary-group polygons + Capacity Heatmaps Information Model SPM + LTDS appendices 3/6 + NSHR
1335 | 47.5 | UNIT 4 OLYMPIC PARK, POOLE HALL ROAD | ELLESMERE PORT | CH66 1ST | Cheshire West And Chester |  | Warehouse And Premises; Workshop And Premises | industrial | 4 | 7975.42 | 85847 | GIA | 364500 | Bowater Containers T1 / Ellesmere Port Local T1 / Hh Robertsons T1 / Mobil Oil (E Port) T1 / Whitby T1 | inside-area | 1.91 | BROMBOROUGH GT2 / ELLESMERE PORT GT1 / HOOTON PK GT1A / HOOTON PK GT2A | CAPENHURST | SPM | 5.6 | primary | 5.623 | Green | 25.5 | 19.207 | thermal | 2.7 | 21.1 | 0 | 23.8 | 1 | BROMBOROUGH GT2 / ELLESMERE PORT GT1 / HOOTON PK GT1A / HOOTON PK GT2A | 11.703 | GREEN | 0 |  |  | 0 | 0 | 0 | 25.5 |  |  |  |  | Green (Over 5% headroom) | 39929 | 47 | 12.67 | 359 | 65 | 4614277 | [9 empty] | Capenhurst | CAPENHURST | 4 | 896.6 | 896.6 | 0 | 0 | 304 | 2029-10 | 200003328866 | B8 Storage or Distribution | 324 | D | Grid Supplied Electricity | 3 |  | Heating and Natural Ventilation | 2022-05-03 |  | 1 | FALSE | 53.2922 | -2.9154 | SPM-BOWATER_CONTAINERS_T1_ELLESMERE_PORT_LOCAL_T1_HH_ROBERTSONS_ | 5335072000;12331767000;12331763000;11374639000 | SP Energy Networks open data (API key): NDP SPM primary-group polygons + Capacity Heatmaps Information Model SPM + LTDS appendices 3/6 + NSHR
1336 | 47.5 | MENZIES DISTRIBUTION LTD, STANNEY MILL ROAD | CHESTER | CH2 4HX | Cheshire West And Chester |  | Warehouse And Premises | industrial | 1 | 7143.55 | 76892 | GIA | 350000 | Bowater Containers T1 / Ellesmere Port Local T1 / Hh Robertsons T1 / Mobil Oil (E Port) T1 / Whitby T1 | inside-area | 1.94 | BROMBOROUGH GT2 / ELLESMERE PORT GT1 / HOOTON PK GT1A / HOOTON PK GT2A | CAPENHURST | SPM | 5.6 | primary | 5.623 | Green | 25.5 | 19.207 | thermal | 2.7 | 21.1 | 0 | 23.8 | 1 | BROMBOROUGH GT2 / ELLESMERE PORT GT1 / HOOTON PK GT1A / HOOTON PK GT2A | 11.703 | GREEN | 0 |  |  | 0 | 0 | 0 | 25.5 |  |  |  |  | Green (Over 5% headroom) | 39929 | 52 | 11.35 | 179 | 65 | 4623232 | [9 empty] | Capenhurst | CAPENHURST | 4 | 896.6 | 896.6 | 0 | 0 | 304 | 2029-10 | 10014515642 | A1/A2 Retail and Financial/Professional services | 2165 | B | Natural Gas | 3 |  | Heating and Natural Ventilation | 2012-10-15 |  | 0.67 | FALSE | 53.2669 | -2.8762 | SPM-BOWATER_CONTAINERS_T1_ELLESMERE_PORT_LOCAL_T1_HH_ROBERTSONS_ | 8703283000 | SP Energy Networks open data (API key): NDP SPM primary-group polygons + Capacity Heatmaps Information Model SPM + LTDS appendices 3/6 + NSHR
1337 | 47.5 | ROSSMORE HOUSE, ROSSMORE ROAD EAST | ELLESMERE PORT | CH65 3BN | Cheshire West And Chester |  | Warehouse And Premises | industrial | 1 | 6650.77 | 71588 | GIA | 126000 | Bowater Containers T1 / Ellesmere Port Local T1 / Hh Robertsons T1 / Mobil Oil (E Port) T1 / Whitby T1 | inside-area | 1.94 | BROMBOROUGH GT2 / ELLESMERE PORT GT1 / HOOTON PK GT1A / HOOTON PK GT2A | CAPENHURST | SPM | 5.6 | primary | 5.623 | Green | 25.5 | 19.207 | thermal | 2.7 | 21.1 | 0 | 23.8 | 1 | BROMBOROUGH GT2 / ELLESMERE PORT GT1 / HOOTON PK GT1A / HOOTON PK GT2A | 11.703 | GREEN | 0 |  |  | 0 | 0 | 0 | 25.5 |  |  |  |  | Green (Over 5% headroom) | 39929 | 56 | 10.57 | 166 | 65 | 4628536 | [9 empty] | Capenhurst | CAPENHURST | 4 | 896.6 | 896.6 | 0 | 0 | 304 | 2029-10 | [12 empty] | 53.2866 | -2.9217 | SPM-BOWATER_CONTAINERS_T1_ELLESMERE_PORT_LOCAL_T1_HH_ROBERTSONS_ | 9805070000 | SP Energy Networks open data (API key): NDP SPM primary-group polygons + Capacity Heatmaps Information Model SPM + LTDS appendices 3/6 + NSHR
1338 | 47.5 | BRIDGES ROAD | ELLESMERE PORT | CH65 4LB | Cheshire West And Chester | WESTLAND HORTICULTURE LTD | Factory And Premises Partly Under Redevleopment | industrial | 1 | 6332.98 | 68168 | GIA | 213000 | Bowater Containers T1 / Ellesmere Port Local T1 / Hh Robertsons T1 / Mobil Oil (E Port) T1 / Whitby T1 | inside-area | 1.34 | BROMBOROUGH GT2 / ELLESMERE PORT GT1 / HOOTON PK GT1A / HOOTON PK GT2A | CAPENHURST | SPM | 5.6 | primary | 5.623 | Green | 25.5 | 19.207 | thermal | 2.7 | 21.1 | 0 | 23.8 | 1 | BROMBOROUGH GT2 / ELLESMERE PORT GT1 / HOOTON PK GT1A / HOOTON PK GT2A | 11.703 | GREEN | 0 |  |  | 0 | 0 | 0 | 25.5 |  |  |  |  | Green (Over 5% headroom) | 39929 | 59 | 10.06 | 380 | 65 | 4631956 | [9 empty] | Capenhurst | CAPENHURST | 4 | 896.6 | 896.6 | 0 | 0 | 304 | 2029-10 | 10013573118 | Offices and Workshop Businesses | 610 | D | Grid Supplied Electricity | 3 |  | Heating and Natural Ventilation | 2024-12-09 |  | 1 | FALSE | 53.2791 | -2.8742 | SPM-BOWATER_CONTAINERS_T1_ELLESMERE_PORT_LOCAL_T1_HH_ROBERTSONS_ | 10295411000 | SP Energy Networks open data (API key): NDP SPM primary-group polygons + Capacity Heatmaps Information Model SPM + LTDS appendices 3/6 + NSHR
1339 | 47.5 | ROFTEN GALVANISING LTD ROFTEN HOUSE, NORTH ROAD | ELLESMERE PORT | CH65 1AB | Cheshire West And Chester |  | Workshop And Premises | industrial | 1 | 5629.7 | 60598 | GIA | 218000 | Bowater Containers T1 / Ellesmere Port Local T1 / Hh Robertsons T1 / Mobil Oil (E Port) T1 / Whitby T1 | inside-area | 2.43 | BROMBOROUGH GT2 / ELLESMERE PORT GT1 / HOOTON PK GT1A / HOOTON PK GT2A | CAPENHURST | SPM | 5.6 | primary | 5.623 | Green | 25.5 | 19.207 | thermal | 2.7 | 21.1 | 0 | 23.8 | 1 | BROMBOROUGH GT2 / ELLESMERE PORT GT1 / HOOTON PK GT1A / HOOTON PK GT2A | 11.703 | GREEN | 0 |  |  | 0 | 0 | 0 | 25.5 |  |  |  |  | Green (Over 5% headroom) | 39929 | 66 | 8.95 | 253 | 65 | 4639526 | [9 empty] | Capenhurst | CAPENHURST | 4 | 896.6 | 896.6 | 0 | 0 | 304 | 2029-10 | [12 empty] | 53.2989 | -2.914 | SPM-BOWATER_CONTAINERS_T1_ELLESMERE_PORT_LOCAL_T1_HH_ROBERTSONS_ | 5656532000 | SP Energy Networks open data (API key): NDP SPM primary-group polygons + Capacity Heatmaps Information Model SPM + LTDS appendices 3/6 + NSHR
1340 | 47.5 | GARTH ROAD | ELLESMERE PORT | CH65 4ET | Cheshire West And Chester | BARNETT TRANSPORT | Road Haulage Depot And Premises | industrial | 1 | 5380.29 | 57913 | OTH | 66500 | Bowater Containers T1 / Ellesmere Port Local T1 / Hh Robertsons T1 / Mobil Oil (E Port) T1 / Whitby T1 | inside-area | 1.62 | BROMBOROUGH GT2 / ELLESMERE PORT GT1 / HOOTON PK GT1A / HOOTON PK GT2A | CAPENHURST | SPM | 5.6 | primary | 5.623 | Green | 25.5 | 19.207 | thermal | 2.7 | 21.1 | 0 | 23.8 | 1 | BROMBOROUGH GT2 / ELLESMERE PORT GT1 / HOOTON PK GT1A / HOOTON PK GT2A | 11.703 | GREEN | 0 |  |  | 0 | 0 | 0 | 25.5 |  |  |  |  | Green (Over 5% headroom) | 39929 | 69 | 8.55 | 135 | 65 | 4642211 | [9 empty] | Capenhurst | CAPENHURST | 4 | 896.6 | 896.6 | 0 | 0 | 304 | 2029-10 | [12 empty] | 53.2792 | -2.8701 | SPM-BOWATER_CONTAINERS_T1_ELLESMERE_PORT_LOCAL_T1_HH_ROBERTSONS_ | 6233026000 | SP Energy Networks open data (API key): NDP SPM primary-group polygons + Capacity Heatmaps Information Model SPM + LTDS appendices 3/6 + NSHR
1341 | 47.5 | PARAGON MATERIALS LTD, MANISTY WHARF, NORTH ROAD | ELLESMERE PORT | CH65 1AB | Cheshire West And Chester |  | Warehouse And Premises | industrial | 1 | 4605.62 | 49574 | GIA | 140000 | Bowater Containers T1 / Ellesmere Port Local T1 / Hh Robertsons T1 / Mobil Oil (E Port) T1 / Whitby T1 | inside-area | 2.43 | BROMBOROUGH GT2 / ELLESMERE PORT GT1 / HOOTON PK GT1A / HOOTON PK GT2A | CAPENHURST | SPM | 5.6 | primary | 5.623 | Green | 25.5 | 19.207 | thermal | 2.7 | 21.1 | 0 | 23.8 | 1 | BROMBOROUGH GT2 / ELLESMERE PORT GT1 / HOOTON PK GT1A / HOOTON PK GT2A | 11.703 | GREEN | 0 |  |  | 0 | 0 | 0 | 25.5 |  |  |  |  | Green (Over 5% headroom) | 39929 | 81 | 7.32 | 115 | 65 | 4650550 | [9 empty] | Capenhurst | CAPENHURST | 4 | 896.6 | 896.6 | 0 | 0 | 304 | 2029-10 | [12 empty] | 53.2989 | -2.914 | SPM-BOWATER_CONTAINERS_T1_ELLESMERE_PORT_LOCAL_T1_HH_ROBERTSONS_ | 6959933000 | SP Energy Networks open data (API key): NDP SPM primary-group polygons + Capacity Heatmaps Information Model SPM + LTDS appendices 3/6 + NSHR
1342 | 47.5 | SHED D, ELLESMERE PORT DOCKS, MERSEYTON ROAD | ELLESMERE PORT | CH65 2AL | Cheshire West And Chester |  | Warehouse And Premises | industrial | 1 | 4582.8 | 49329 | GIA | 222000 | Bowater Containers T1 / Ellesmere Port Local T1 / Hh Robertsons T1 / Mobil Oil (E Port) T1 / Whitby T1 | inside-area | 0.98 | BROMBOROUGH GT2 / ELLESMERE PORT GT1 / HOOTON PK GT1A / HOOTON PK GT2A | CAPENHURST | SPM | 5.6 | primary | 5.623 | Green | 25.5 | 19.207 | thermal | 2.7 | 21.1 | 0 | 23.8 | 1 | BROMBOROUGH GT2 / ELLESMERE PORT GT1 / HOOTON PK GT1A / HOOTON PK GT2A | 11.703 | GREEN | 0 |  |  | 0 | 0 | 0 | 25.5 |  |  |  |  | Green (Over 5% headroom) | 39929 | 81 | 7.28 | 115 | 65 | 4650795 | [9 empty] | Capenhurst | CAPENHURST | 4 | 896.6 | 896.6 | 0 | 0 | 304 | 2029-10 | [12 empty] | 53.2892 | -2.8965 | SPM-BOWATER_CONTAINERS_T1_ELLESMERE_PORT_LOCAL_T1_HH_ROBERTSONS_ | 6880577000 | SP Energy Networks open data (API key): NDP SPM primary-group polygons + Capacity Heatmaps Information Model SPM + LTDS appendices 3/6 + NSHR
1343 | 47.5 | PHILLIP JONES HOUSE, POOLE HALL INDUSTRIAL ESTATE, POOLE HALL ROAD | ELLESMERE PORT | CH66 1ST | Cheshire West And Chester |  | Warehouse And Premises | industrial | 1 | 4384.6 | 47195 | GIA | 224000 | Bowater Containers T1 / Ellesmere Port Local T1 / Hh Robertsons T1 / Mobil Oil (E Port) T1 / Whitby T1 | inside-area | 1.91 | BROMBOROUGH GT2 / ELLESMERE PORT GT1 / HOOTON PK GT1A / HOOTON PK GT2A | CAPENHURST | SPM | 5.6 | primary | 5.623 | Green | 25.5 | 19.207 | thermal | 2.7 | 21.1 | 0 | 23.8 | 1 | BROMBOROUGH GT2 / ELLESMERE PORT GT1 / HOOTON PK GT1A / HOOTON PK GT2A | 11.703 | GREEN | 0 |  |  | 0 | 0 | 0 | 25.5 |  |  |  |  | Green (Over 5% headroom) | 39929 | 85 | 6.97 | 110 | 65 | 4652929 | [9 empty] | Capenhurst | CAPENHURST | 4 | 896.6 | 896.6 | 0 | 0 | 304 | 2029-10 | [12 empty] | 53.2922 | -2.9154 | SPM-BOWATER_CONTAINERS_T1_ELLESMERE_PORT_LOCAL_T1_HH_ROBERTSONS_ | 10344933000 | SP Energy Networks open data (API key): NDP SPM primary-group polygons + Capacity Heatmaps Information Model SPM + LTDS appendices 3/6 + NSHR
1344 | 47.5 | CLIFFORD JONES FENCING SUPPLIES, BRICKFIELD LANE, OFF DENBIGH ROAD | RUTHIN | LL15 2TN | Denbighshire |  | Factory And Premises | industrial | 1 | 4343.35 | 46751 | GIA | 83500 | Llanfwrog T1 / Ruthin T1 | inside-area | 1.64 | HOLYWELL GT1 / RHYL GT1 / ST ASAPH GT2 / ST ASAPH GT4 | CONNAHS QUAY - PENTIR - ST ASAPH | SPM | 5.6 | primary | 5.607 | Green | 15 | 9.237 | thermal | 0.3 | 1.1 | 0.1 | 1.4 | 4.1 | HOLYWELL GT1 / RHYL GT1 / ST ASAPH GT2 / ST ASAPH GT4 | 22.4768 | GREEN | 0 |  |  | 0 | 0 | 0 | 15 |  |  |  |  | Green (Over 5% headroom) | 39929 | 85 | 6.9 | 261 | 14 | 303012 | [9 empty] | Legacy | LEGACY | 5 | 1714 | 1714 | 0 | 0 | 0 | 2024-08 | 10023750956 | B2 to B7 General Industrial and Special Industrial Groups | 2203 | C | Biomass | 3 |  | Heating and Natural Ventilation | 2015-05-29 |  | 0.5 | FALSE | 53.1225 | -3.3234 | SPM-LLANFWROG_T1_RUTHIN_T1 | 11767936000 | SP Energy Networks open data (API key): NDP SPM primary-group polygons + Capacity Heatmaps Information Model SPM + LTDS appendices 3/6 + NSHR
1345 | 47.5 | UNIT 8, JUNCTION EIGHT BUSINESS CENTRE, ROSSFIELD ROAD | ELLESMERE PORT | CH65 3AW | Cheshire West And Chester |  | Factory And Premises | industrial | 1 | 4291.9 | 46198 | GIA | 188000 | Bowater Containers T1 / Ellesmere Port Local T1 / Hh Robertsons T1 / Mobil Oil (E Port) T1 / Whitby T1 | inside-area | 1.47 | BROMBOROUGH GT2 / ELLESMERE PORT GT1 / HOOTON PK GT1A / HOOTON PK GT2A | CAPENHURST | SPM | 5.6 | primary | 5.623 | Green | 25.5 | 19.207 | thermal | 2.7 | 21.1 | 0 | 23.8 | 1 | BROMBOROUGH GT2 / ELLESMERE PORT GT1 / HOOTON PK GT1A / HOOTON PK GT2A | 11.703 | GREEN | 0 |  |  | 0 | 0 | 0 | 25.5 |  |  |  |  | Green (Over 5% headroom) | 39929 | 86 | 6.82 | 258 | 65 | 4653926 | [9 empty] | Capenhurst | CAPENHURST | 4 | 896.6 | 896.6 | 0 | 0 | 304 | 2029-10 | [12 empty] | 53.2854 | -2.9148 | SPM-BOWATER_CONTAINERS_T1_ELLESMERE_PORT_LOCAL_T1_HH_ROBERTSONS_ | 14189050000 | SP Energy Networks open data (API key): NDP SPM primary-group polygons + Capacity Heatmaps Information Model SPM + LTDS appendices 3/6 + NSHR
1346 | 47.5 | THE PACIFIC BUILDING, CROMWELL ROAD | ELLESMERE PORT | CH65 4AA | Cheshire West And Chester |  | Warehouse And Premises | industrial | 1 | 4287.4 | 46149 | GIA | 121000 | Bowater Containers T1 / Ellesmere Port Local T1 / Hh Robertsons T1 / Mobil Oil (E Port) T1 / Whitby T1 | inside-area | 0.03 | BROMBOROUGH GT2 / ELLESMERE PORT GT1 / HOOTON PK GT1A / HOOTON PK GT2A | CAPENHURST | SPM | 5.6 | primary | 5.623 | Green | 25.5 | 19.207 | thermal | 2.7 | 21.1 | 0 | 23.8 | 1 | BROMBOROUGH GT2 / ELLESMERE PORT GT1 / HOOTON PK GT1A / HOOTON PK GT2A | 11.703 | GREEN | 0 |  |  | 0 | 0 | 0 | 25.5 |  |  |  |  | Green (Over 5% headroom) | 39929 | 87 | 6.81 | 107 | 65 | 4653975 | [9 empty] | Capenhurst | CAPENHURST | 4 | 896.6 | 896.6 | 0 | 0 | 304 | 2029-10 | 10014508369 | Storage or Distribution | 4283 | C | Natural Gas | 3 |  | Heating and Natural Ventilation | 2023-11-07 |  | 1 | FALSE | 53.2802 | -2.8941 | SPM-BOWATER_CONTAINERS_T1_ELLESMERE_PORT_LOCAL_T1_HH_ROBERTSONS_ | 14320949000 | SP Energy Networks open data (API key): NDP SPM primary-group polygons + Capacity Heatmaps Information Model SPM + LTDS appendices 3/6 + NSHR
1347 | 47.5 | UNIT B, NORTH ROAD | ELLESMERE PORT | CH65 1BE | Cheshire West And Chester |  | Warehouse And Premises | industrial | 1 | 4087.17 | 43994 | GIA | 262500 | Bowater Containers T1 / Ellesmere Port Local T1 / Hh Robertsons T1 / Mobil Oil (E Port) T1 / Whitby T1 | inside-area | 1.66 | BROMBOROUGH GT2 / ELLESMERE PORT GT1 / HOOTON PK GT1A / HOOTON PK GT2A | CAPENHURST | SPM | 5.6 | primary | 5.623 | Green | 25.5 | 19.207 | thermal | 2.7 | 21.1 | 0 | 23.8 | 1 | BROMBOROUGH GT2 / ELLESMERE PORT GT1 / HOOTON PK GT1A / HOOTON PK GT2A | 11.703 | GREEN | 0 |  |  | 0 | 0 | 0 | 25.5 |  |  |  |  | Green (Over 5% headroom) | 39929 | 91 | 6.49 | 102 | 65 | 4656130 | [9 empty] | Capenhurst | CAPENHURST | 4 | 896.6 | 896.6 | 0 | 0 | 304 | 2029-10 | 10096140959 | B8 Storage or Distribution | 4359 | A | Grid Supplied Electricity | 5 | 2 | Air Conditioning | 2023-07-06 |  | 1 | FALSE | 53.2926 | -2.9089 | SPM-BOWATER_CONTAINERS_T1_ELLESMERE_PORT_LOCAL_T1_HH_ROBERTSONS_ | 14682141000 | SP Energy Networks open data (API key): NDP SPM primary-group polygons + Capacity Heatmaps Information Model SPM + LTDS appendices 3/6 + NSHR
1348 | 47.5 | THE REFINERY & UNIT 6, SOUTH ROAD | ELLESMERE PORT | CH65 4LE | Cheshire West And Chester |  | Warehouse And Premises | industrial | 1 | 3300.69 | 35528 | GIA | 201000 | Bowater Containers T1 / Ellesmere Port Local T1 / Hh Robertsons T1 / Mobil Oil (E Port) T1 / Whitby T1 | inside-area | 1.2 | BROMBOROUGH GT2 / ELLESMERE PORT GT1 / HOOTON PK GT1A / HOOTON PK GT2A | CAPENHURST | SPM | 5.6 | primary | 5.623 | Green | 25.5 | 19.207 | thermal | 2.7 | 21.1 | 0 | 23.8 | 1 | BROMBOROUGH GT2 / ELLESMERE PORT GT1 / HOOTON PK GT1A / HOOTON PK GT2A | 11.703 | GREEN | 0 |  |  | 0 | 0 | 0 | 25.5 |  |  |  |  | Green (Over 5% headroom) | 39929 | 100 | 5.25 | 83 | 65 | 4664596 | [9 empty] | Capenhurst | CAPENHURST | 4 | 896.6 | 896.6 | 0 | 0 | 304 | 2029-10 | 200003331685 | B1 Offices and Workshop businesses | 2255 | D | Natural Gas | 3 | 2 | Heating and Natural Ventilation | 2017-12-11 |  | 1 | FALSE | 53.2782 | -2.8766 | SPM-BOWATER_CONTAINERS_T1_ELLESMERE_PORT_LOCAL_T1_HH_ROBERTSONS_ | 14876667000 | SP Energy Networks open data (API key): NDP SPM primary-group polygons + Capacity Heatmaps Information Model SPM + LTDS appendices 3/6 + NSHR
1349 | 47.5 | AIR PRODUCTS LTD, NEWBRIDGE ROAD | CHESTER | CH2 4RA | Cheshire West And Chester |  | Chemical Works And Premises; Factory And Premises | industrial | 3 | 3141.21 | 33812 | GIA | 384000 | Bowater Containers T1 / Ellesmere Port Local T1 / Hh Robertsons T1 / Mobil Oil (E Port) T1 / Whitby T1 | inside-area | 1.9 | BROMBOROUGH GT2 / ELLESMERE PORT GT1 / HOOTON PK GT1A / HOOTON PK GT2A | CAPENHURST | SPM | 5.6 | primary | 5.623 | Green | 25.5 | 19.207 | thermal | 2.7 | 21.1 | 0 | 23.8 | 1 | BROMBOROUGH GT2 / ELLESMERE PORT GT1 / HOOTON PK GT1A / HOOTON PK GT2A | 11.703 | GREEN | 0 |  |  | 0 | 0 | 0 | 25.5 |  |  |  |  | Green (Over 5% headroom) | 39929 | 100 | 4.99 | 188 | 65 | 4666312 | [9 empty] | Capenhurst | CAPENHURST | 4 | 896.6 | 896.6 | 0 | 0 | 304 | 2029-10 | [12 empty] | 53.2688 | -2.8735 | SPM-BOWATER_CONTAINERS_T1_ELLESMERE_PORT_LOCAL_T1_HH_ROBERTSONS_ | 37894132;37894132;37894132 | SP Energy Networks open data (API key): NDP SPM primary-group polygons + Capacity Heatmaps Information Model SPM + LTDS appendices 3/6 + NSHR
1350 | 47.5 | SHED E, ELLESMERE PORT DOCKS, MERSEYTON ROAD | ELLESMERE PORT | CH65 2AL | Cheshire West And Chester |  | Warehouse And Premises | industrial | 1 | 3056.61 | 32901 | GIA | 125000 | Bowater Containers T1 / Ellesmere Port Local T1 / Hh Robertsons T1 / Mobil Oil (E Port) T1 / Whitby T1 | inside-area | 0.98 | BROMBOROUGH GT2 / ELLESMERE PORT GT1 / HOOTON PK GT1A / HOOTON PK GT2A | CAPENHURST | SPM | 5.6 | primary | 5.623 | Green | 25.5 | 19.207 | thermal | 2.7 | 21.1 | 0 | 23.8 | 1 | BROMBOROUGH GT2 / ELLESMERE PORT GT1 / HOOTON PK GT1A / HOOTON PK GT2A | 11.703 | GREEN | 0 |  |  | 0 | 0 | 0 | 25.5 |  |  |  |  | Green (Over 5% headroom) | 39929 | 100 | 4.86 | 76 | 65 | 4667223 | [9 empty] | Capenhurst | CAPENHURST | 4 | 896.6 | 896.6 | 0 | 0 | 304 | 2029-10 | [12 empty] | 53.2892 | -2.8965 | SPM-BOWATER_CONTAINERS_T1_ELLESMERE_PORT_LOCAL_T1_HH_ROBERTSONS_ | 6880578000 | SP Energy Networks open data (API key): NDP SPM primary-group polygons + Capacity Heatmaps Information Model SPM + LTDS appendices 3/6 + NSHR
1351 | 47.5 | 2 & 4, TELFORD ROAD | ELLESMERE PORT | CH65 5EU | Cheshire West And Chester |  | Factory And Premises; Warehouse, Office And Premises | industrial | 2 | 3055.4 | 32888 | GIA | 110500 | Bowater Containers T1 / Ellesmere Port Local T1 / Hh Robertsons T1 / Mobil Oil (E Port) T1 / Whitby T1 | inside-area | 0.91 | BROMBOROUGH GT2 / ELLESMERE PORT GT1 / HOOTON PK GT1A / HOOTON PK GT2A | CAPENHURST | SPM | 5.6 | primary | 5.623 | Green | 25.5 | 19.207 | thermal | 2.7 | 21.1 | 0 | 23.8 | 1 | BROMBOROUGH GT2 / ELLESMERE PORT GT1 / HOOTON PK GT1A / HOOTON PK GT2A | 11.703 | GREEN | 0 |  |  | 0 | 0 | 0 | 25.5 |  |  |  |  | Green (Over 5% headroom) | 39929 | 100 | 4.86 | 183 | 65 | 4667236 | [9 empty] | Capenhurst | CAPENHURST | 4 | 896.6 | 896.6 | 0 | 0 | 304 | 2029-10 | 100012823344 | B1 Offices and Workshop businesses | 1770 | D | Natural Gas | 3 |  | Air Conditioning | 2012-04-13 |  | 0.5 | FALSE | 53.2746 | -2.8849 | SPM-BOWATER_CONTAINERS_T1_ELLESMERE_PORT_LOCAL_T1_HH_ROBERTSONS_ | 11913161000;14314333000 | SP Energy Networks open data (API key): NDP SPM primary-group polygons + Capacity Heatmaps Information Model SPM + LTDS appendices 3/6 + NSHR
1352 | 47.5 | UNITS D13 -D14, POOLE HALL INDUSTRIAL ESTATE, POOLE HALL ROAD | ELLESMERE PORT | CH66 1ST | Cheshire West And Chester |  | Warehouse And Premises | industrial | 1 | 2993.38 | 32220 | GIA | 126000 | Bowater Containers T1 / Ellesmere Port Local T1 / Hh Robertsons T1 / Mobil Oil (E Port) T1 / Whitby T1 | inside-area | 1.91 | BROMBOROUGH GT2 / ELLESMERE PORT GT1 / HOOTON PK GT1A / HOOTON PK GT2A | CAPENHURST | SPM | 5.6 | primary | 5.623 | Green | 25.5 | 19.207 | thermal | 2.7 | 21.1 | 0 | 23.8 | 1 | BROMBOROUGH GT2 / ELLESMERE PORT GT1 / HOOTON PK GT1A / HOOTON PK GT2A | 11.703 | GREEN | 0 |  |  | 0 | 0 | 0 | 25.5 |  |  |  |  | Green (Over 5% headroom) | 39929 | 100 | 4.76 | 75 | 65 | 4667904 | [9 empty] | Capenhurst | CAPENHURST | 4 | 896.6 | 896.6 | 0 | 0 | 304 | 2029-10 | 200003331498 | B1 Offices and Workshop businesses | 957 | E | Natural Gas | 3 |  | Heating and Natural Ventilation | 2019-06-24 |  | 0.67 | FALSE | 53.2922 | -2.9154 | SPM-BOWATER_CONTAINERS_T1_ELLESMERE_PORT_LOCAL_T1_HH_ROBERTSONS_ | 8638356000 | SP Energy Networks open data (API key): NDP SPM primary-group polygons + Capacity Heatmaps Information Model SPM + LTDS appendices 3/6 + NSHR
1353 | 47.5 | BLAZERS FUELS LTD, BRICKFIELD LANE, OFF DENBIGH ROAD | RUTHIN | LL15 2TN | Denbighshire |  | Factory And Premises | industrial | 1 | 2849.18 | 30668 | GIA | 73500 | Llanfwrog T1 / Ruthin T1 | inside-area | 1.64 | HOLYWELL GT1 / RHYL GT1 / ST ASAPH GT2 / ST ASAPH GT4 | CONNAHS QUAY - PENTIR - ST ASAPH | SPM | 5.6 | primary | 5.607 | Green | 15 | 9.237 | thermal | 0.3 | 1.1 | 0.1 | 1.4 | 4.1 | HOLYWELL GT1 / RHYL GT1 / ST ASAPH GT2 / ST ASAPH GT4 | 22.4768 | GREEN | 0 |  |  | 0 | 0 | 0 | 15 |  |  |  |  | Green (Over 5% headroom) | 39929 | 100 | 4.53 | 171 | 14 | 319095 | [9 empty] | Legacy | LEGACY | 5 | 1714 | 1714 | 0 | 0 | 0 | 2024-08 | 10023750956 | B2 to B7 General Industrial and Special Industrial Groups | 2203 | C | Biomass | 3 |  | Heating and Natural Ventilation | 2015-05-29 |  | 1 | FALSE | 53.1225 | -3.3234 | SPM-LLANFWROG_T1_RUTHIN_T1 | 11203490000 | SP Energy Networks open data (API key): NDP SPM primary-group polygons + Capacity Heatmaps Information Model SPM + LTDS appendices 3/6 + NSHR
1354 | 47.5 | UNIT 1, ROSSCLIFFE ROAD | ELLESMERE PORT | CH65 3AS | Cheshire West And Chester |  | Warehouse And Premises; Workshop And Premises | industrial | 2 | 2747.53 | 29574 | GIA | 91500 | Bowater Containers T1 / Ellesmere Port Local T1 / Hh Robertsons T1 / Mobil Oil (E Port) T1 / Whitby T1 | inside-area | 1.38 | BROMBOROUGH GT2 / ELLESMERE PORT GT1 / HOOTON PK GT1A / HOOTON PK GT2A | CAPENHURST | SPM | 5.6 | primary | 5.623 | Green | 25.5 | 19.207 | thermal | 2.7 | 21.1 | 0 | 23.8 | 1 | BROMBOROUGH GT2 / ELLESMERE PORT GT1 / HOOTON PK GT1A / HOOTON PK GT2A | 11.703 | GREEN | 0 |  |  | 0 | 0 | 0 | 25.5 |  |  |  |  | Green (Over 5% headroom) | 39929 | 100 | 4.37 | 124 | 65 | 4670550 | [9 empty] | Capenhurst | CAPENHURST | 4 | 896.6 | 896.6 | 0 | 0 | 304 | 2029-10 | 200003331645 | B8 Storage or Distribution | 1207 | D | Grid Supplied Electricity | 3 |  | Heating and Natural Ventilation | 2016-09-27 |  | 0.5 | FALSE | 53.286 | -2.913 | SPM-BOWATER_CONTAINERS_T1_ELLESMERE_PORT_LOCAL_T1_HH_ROBERTSONS_ | 13563302000;222149132 | SP Energy Networks open data (API key): NDP SPM primary-group polygons + Capacity Heatmaps Information Model SPM + LTDS appendices 3/6 + NSHR
1355 | 47.5 | UNIT A, NORTH ROAD | ELLESMERE PORT | CH65 1BE | Cheshire West And Chester |  | Warehouse And Premises | industrial | 1 | 2658.4 | 28615 | GIA | 172000 | Bowater Containers T1 / Ellesmere Port Local T1 / Hh Robertsons T1 / Mobil Oil (E Port) T1 / Whitby T1 | inside-area | 1.66 | BROMBOROUGH GT2 / ELLESMERE PORT GT1 / HOOTON PK GT1A / HOOTON PK GT2A | CAPENHURST | SPM | 5.6 | primary | 5.623 | Green | 25.5 | 19.207 | thermal | 2.7 | 21.1 | 0 | 23.8 | 1 | BROMBOROUGH GT2 / ELLESMERE PORT GT1 / HOOTON PK GT1A / HOOTON PK GT2A | 11.703 | GREEN | 0 |  |  | 0 | 0 | 0 | 25.5 |  |  |  |  | Green (Over 5% headroom) | 39929 | 100 | 4.22 | 66 | 65 | 4671509 | [9 empty] | Capenhurst | CAPENHURST | 4 | 896.6 | 896.6 | 0 | 0 | 304 | 2029-10 | 10096140958 | B8 Storage or Distribution | 2535 | A | Other | 5 |  | Unconditioned | 2023-07-06 |  | 1 | FALSE | 53.2926 | -2.9089 | SPM-BOWATER_CONTAINERS_T1_ELLESMERE_PORT_LOCAL_T1_HH_ROBERTSONS_ | 14510379000 | SP Energy Networks open data (API key): NDP SPM primary-group polygons + Capacity Heatmaps Information Model SPM + LTDS appendices 3/6 + NSHR
1356 | 47.5 | THE CORPORTATE STORE (UNIT D), LON PARCWR | RUTHIN | LL15 1NJ | Denbighshire |  | Warehouse And Premises | industrial | 1 | 2447.12 | 26341 | GIA | 82000 | Llanfwrog T1 / Ruthin T1 | inside-area | 1.91 | HOLYWELL GT1 / RHYL GT1 / ST ASAPH GT2 / ST ASAPH GT4 | CONNAHS QUAY - PENTIR - ST ASAPH | SPM | 5.6 | primary | 5.607 | Green | 15 | 9.237 | thermal | 0.3 | 1.1 | 0.1 | 1.4 | 4.1 | HOLYWELL GT1 / RHYL GT1 / ST ASAPH GT2 / ST ASAPH GT4 | 22.4768 | GREEN | 0 |  |  | 0 | 0 | 0 | 15 |  |  |  |  | Green (Over 5% headroom) | 39929 | 100 | 3.89 | 61 | 14 | 323422 | [9 empty] | Legacy | LEGACY | 5 | 1714 | 1714 | 0 | 0 | 0 | 2024-08 | [12 empty] | 53.1202 | -3.3093 | SPM-LLANFWROG_T1_RUTHIN_T1 | 3922497000 | SP Energy Networks open data (API key): NDP SPM primary-group polygons + Capacity Heatmaps Information Model SPM + LTDS appendices 3/6 + NSHR
1357 | 47.5 | UNIT 6, TOTAL PARK, POCHIN WAY | MIDDLEWICH | CW10 0GT | Cheshire East |  | Factory And Premises | industrial | 1 | 2443.55 | 26302 | GIA | 229000 | Midpoint Pochin Way T1 | inside-area | 0.41 | ELWORTH GT1 / ELWORTH GT2 / KNUTSFORD GT1 / KNUTSFORD GT2 | CARRINGTON - FIDDLERS FERRY | SPM | 5.6 | primary | 5.58 | Green | 7.5 | 1.92 | thermal | 0 | 0 | 0 | 0 | 5 | ELWORTH GT1 / ELWORTH GT2 / KNUTSFORD GT1 / KNUTSFORD GT2 | 26.603 | GREEN | 0 |  |  | 0 | 0 | 0 | 7.5 |  |  |  |  | Green (Over 5% headroom) | 39929 | 100 | 3.88 | 147 | 7 | 1595265 | [9 empty] | Frodsham | CARRINGTON | 5 | 2186.9 | 2186.9 | 0 | 0 | 930 | 2026-05 | 10096714441 | Storage or Distribution | 2442 | A | Grid Supplied Electricity | 5 | 2 | Air Conditioning | 2024-01-30 |  | 0.67 | FALSE | 53.1868 | -2.4314 | SPM-MIDPOINT_POCHIN_WAY_T1 | 15039693000 | SP Energy Networks open data (API key): NDP SPM primary-group polygons + Capacity Heatmaps Information Model SPM + LTDS appendices 3/6 + NSHR
1358 | 47.5 | ELLESMERE PORT SCANIA, NORTH ROAD | ELLESMERE PORT | CH65 1BW | Cheshire West And Chester |  | Vehicle Repair Workshop And Premises | industrial | 1 | 2205.45 | 23739 | GIA | 141000 | Bowater Containers T1 / Ellesmere Port Local T1 / Hh Robertsons T1 / Mobil Oil (E Port) T1 / Whitby T1 | inside-area | 1.96 | BROMBOROUGH GT2 / ELLESMERE PORT GT1 / HOOTON PK GT1A / HOOTON PK GT2A | CAPENHURST | SPM | 5.6 | primary | 5.623 | Green | 25.5 | 19.207 | thermal | 2.7 | 21.1 | 0 | 23.8 | 1 | BROMBOROUGH GT2 / ELLESMERE PORT GT1 / HOOTON PK GT1A / HOOTON PK GT2A | 11.703 | GREEN | 0 |  |  | 0 | 0 | 0 | 25.5 |  |  |  |  | Green (Over 5% headroom) | 39929 | 100 | 3.5 | 99 | 65 | 4676385 | [9 empty] | Capenhurst | CAPENHURST | 4 | 896.6 | 896.6 | 0 | 0 | 304 | 2029-10 | 100012593633 | B2 to B7 General Industrial and Special Industrial Groups | 2116 | C | Natural Gas | 4 |  | Heating and Natural Ventilation | 2022-01-27 |  | 1 | FALSE | 53.2947 | -2.9117 | SPM-BOWATER_CONTAINERS_T1_ELLESMERE_PORT_LOCAL_T1_HH_ROBERTSONS_ | 1680476000 | SP Energy Networks open data (API key): NDP SPM primary-group polygons + Capacity Heatmaps Information Model SPM + LTDS appendices 3/6 + NSHR
1359 | 47.5 | HARRIS TILES GB LTD, ROSSFIELD ROAD | ELLESMERE PORT | CH65 3AW | Cheshire West And Chester |  | Warehouse And Premises | industrial | 1 | 2201.57 | 23697 | GIA | 62500 | Bowater Containers T1 / Ellesmere Port Local T1 / Hh Robertsons T1 / Mobil Oil (E Port) T1 / Whitby T1 | inside-area | 1.47 | BROMBOROUGH GT2 / ELLESMERE PORT GT1 / HOOTON PK GT1A / HOOTON PK GT2A | CAPENHURST | SPM | 5.6 | primary | 5.623 | Green | 25.5 | 19.207 | thermal | 2.7 | 21.1 | 0 | 23.8 | 1 | BROMBOROUGH GT2 / ELLESMERE PORT GT1 / HOOTON PK GT1A / HOOTON PK GT2A | 11.703 | GREEN | 0 |  |  | 0 | 0 | 0 | 25.5 |  |  |  |  | Green (Over 5% headroom) | 39929 | 100 | 3.5 | 55 | 65 | 4676427 | [9 empty] | Capenhurst | CAPENHURST | 4 | 896.6 | 896.6 | 0 | 0 | 304 | 2029-10 | [12 empty] | 53.2854 | -2.9148 | SPM-BOWATER_CONTAINERS_T1_ELLESMERE_PORT_LOCAL_T1_HH_ROBERTSONS_ | 6913781000 | SP Energy Networks open data (API key): NDP SPM primary-group polygons + Capacity Heatmaps Information Model SPM + LTDS appendices 3/6 + NSHR
1360 | 47.5 | BRICKFIELD LANE, OFF DENBIGH ROAD | RUTHIN | LL15 1PE | Denbighshire | L E JONES LTD | Warehouse, Office And Premises | industrial | 1 | 2182.07 | 23488 | GIA | 62000 | Llanfwrog T1 / Ruthin T1 | inside-area | 0.94 | HOLYWELL GT1 / RHYL GT1 / ST ASAPH GT2 / ST ASAPH GT4 | CONNAHS QUAY - PENTIR - ST ASAPH | SPM | 5.6 | primary | 5.607 | Green | 15 | 9.237 | thermal | 0.3 | 1.1 | 0.1 | 1.4 | 4.1 | HOLYWELL GT1 / RHYL GT1 / ST ASAPH GT2 / ST ASAPH GT4 | 22.4768 | GREEN | 0 |  |  | 0 | 0 | 0 | 15 |  |  |  |  | Green (Over 5% headroom) | 39929 | 100 | 3.47 | 153 | 14 | 326275 | [9 empty] | Legacy | LEGACY | 5 | 1714 | 1714 | 0 | 0 | 0 | 2024-08 | [12 empty] | 53.1153 | -3.3221 | SPM-LLANFWROG_T1_RUTHIN_T1 | 230823206 | SP Energy Networks open data (API key): NDP SPM primary-group polygons + Capacity Heatmaps Information Model SPM + LTDS appendices 3/6 + NSHR
1361 | 47.5 | UNITS 3 & 5, BURNELL ROAD | ELLESMERE PORT | CH65 5EX | Cheshire West And Chester |  | Warehouse And Premises | industrial | 2 | 2051.6 | 22083 | GIA | 78750 | Bowater Containers T1 / Ellesmere Port Local T1 / Hh Robertsons T1 / Mobil Oil (E Port) T1 / Whitby T1 | inside-area | 0.94 | BROMBOROUGH GT2 / ELLESMERE PORT GT1 / HOOTON PK GT1A / HOOTON PK GT2A | CAPENHURST | SPM | 5.6 | primary | 5.623 | Green | 25.5 | 19.207 | thermal | 2.7 | 21.1 | 0 | 23.8 | 1 | BROMBOROUGH GT2 / ELLESMERE PORT GT1 / HOOTON PK GT1A / HOOTON PK GT2A | 11.703 | GREEN | 0 |  |  | 0 | 0 | 0 | 25.5 |  |  |  |  | Green (Over 5% headroom) | 39929 | 100 | 3.26 | 51 | 65 | 4678041 | [9 empty] | Capenhurst | CAPENHURST | 4 | 896.6 | 896.6 | 0 | 0 | 304 | 2029-10 | 10014510520 | D2 General Assembly and Leisure plus Night Clubs and Theatres | 1039 | D | Natural Gas | 3 |  | Heating and Natural Ventilation | 2021-04-12 |  | 1 | FALSE | 53.2749 | -2.8837 | SPM-BOWATER_CONTAINERS_T1_ELLESMERE_PORT_LOCAL_T1_HH_ROBERTSONS_ | 6391659000;6391661000 | SP Energy Networks open data (API key): NDP SPM primary-group polygons + Capacity Heatmaps Information Model SPM + LTDS appendices 3/6 + NSHR
1362 | 47.5 | PLAS EINWS | RUTHIN | LL15 2TP | Denbighshire | PETER W JONES | Warehouse And Premises | industrial | 1 | 2010.4 | 21640 | GIA | 38500 | Llanfwrog T1 / Ruthin T1 | inside-area | 2.32 | HOLYWELL GT1 / RHYL GT1 / ST ASAPH GT2 / ST ASAPH GT4 | CONNAHS QUAY - PENTIR - ST ASAPH | SPM | 5.6 | primary | 5.607 | Green | 15 | 9.237 | thermal | 0.3 | 1.1 | 0.1 | 1.4 | 4.1 | HOLYWELL GT1 / RHYL GT1 / ST ASAPH GT2 / ST ASAPH GT4 | 22.4768 | GREEN | 0 |  |  | 0 | 0 | 0 | 15 |  |  |  |  | Green (Over 5% headroom) | 39929 | 100 | 3.19 | 50 | 14 | 328123 | [9 empty] | Legacy | LEGACY | 5 | 1714 | 1714 | 0 | 0 | 0 | 2024-08 | [12 empty] | 53.1291 | -3.3268 | SPM-LLANFWROG_T1_RUTHIN_T1 | 243306206 | SP Energy Networks open data (API key): NDP SPM primary-group polygons + Capacity Heatmaps Information Model SPM + LTDS appendices 3/6 + NSHR
1363 | 47.5 | BILFINGER INDUSTRIAL SERVICES UK, ROSSFIELD ROAD | ELLESMERE PORT | CH65 3AW | Cheshire West And Chester |  | Workshop And Premises | industrial | 1 | 2007.28 | 21606 | GIA | 59500 | Bowater Containers T1 / Ellesmere Port Local T1 / Hh Robertsons T1 / Mobil Oil (E Port) T1 / Whitby T1 | inside-area | 1.47 | BROMBOROUGH GT2 / ELLESMERE PORT GT1 / HOOTON PK GT1A / HOOTON PK GT2A | CAPENHURST | SPM | 5.6 | primary | 5.623 | Green | 25.5 | 19.207 | thermal | 2.7 | 21.1 | 0 | 23.8 | 1 | BROMBOROUGH GT2 / ELLESMERE PORT GT1 / HOOTON PK GT1A / HOOTON PK GT2A | 11.703 | GREEN | 0 |  |  | 0 | 0 | 0 | 25.5 |  |  |  |  | Green (Over 5% headroom) | 39929 | 100 | 3.19 | 90 | 65 | 4678518 | [9 empty] | Capenhurst | CAPENHURST | 4 | 896.6 | 896.6 | 0 | 0 | 304 | 2029-10 | [12 empty] | 53.2854 | -2.9148 | SPM-BOWATER_CONTAINERS_T1_ELLESMERE_PORT_LOCAL_T1_HH_ROBERTSONS_ | 10228139000 | SP Energy Networks open data (API key): NDP SPM primary-group polygons + Capacity Heatmaps Information Model SPM + LTDS appendices 3/6 + NSHR
1364 | 47.5 | 11, PORTSIDE BUSINESS PARK, PORTSIDE NORTH | ELLESMERE PORT | CH65 2HQ | Cheshire West And Chester |  | Workshop And Premises | industrial | 1 | 1994 | 21463 | GIA | 110000 | Bowater Containers T1 / Ellesmere Port Local T1 / Hh Robertsons T1 / Mobil Oil (E Port) T1 / Whitby T1 | inside-area | 1.68 | BROMBOROUGH GT2 / ELLESMERE PORT GT1 / HOOTON PK GT1A / HOOTON PK GT2A | CAPENHURST | SPM | 5.6 | primary | 5.623 | Green | 25.5 | 19.207 | thermal | 2.7 | 21.1 | 0 | 23.8 | 1 | BROMBOROUGH GT2 / ELLESMERE PORT GT1 / HOOTON PK GT1A / HOOTON PK GT2A | 11.703 | GREEN | 0 |  |  | 0 | 0 | 0 | 25.5 |  |  |  |  | Green (Over 5% headroom) | 39929 | 100 | 3.17 | 90 | 65 | 4678661 | [9 empty] | Capenhurst | CAPENHURST | 4 | 896.6 | 896.6 | 0 | 0 | 304 | 2029-10 | [12 empty] | 53.2942 | -2.9049 | SPM-BOWATER_CONTAINERS_T1_ELLESMERE_PORT_LOCAL_T1_HH_ROBERTSONS_ | 8752506000 | SP Energy Networks open data (API key): NDP SPM primary-group polygons + Capacity Heatmaps Information Model SPM + LTDS appendices 3/6 + NSHR
1365 | 47.5 | CANOL Y DRE, HEN LON PARCWR | RUTHIN | LL15 1NA | Denbighshire |  | Warehouse And Premises (Part Exempt) | industrial | 1 | 1863.94 | 20063 | GIA | 49250 | Llanfwrog T1 / Ruthin T1 | inside-area | 1.64 | HOLYWELL GT1 / RHYL GT1 / ST ASAPH GT2 / ST ASAPH GT4 | CONNAHS QUAY - PENTIR - ST ASAPH | SPM | 5.6 | primary | 5.607 | Green | 15 | 9.237 | thermal | 0.3 | 1.1 | 0.1 | 1.4 | 4.1 | HOLYWELL GT1 / RHYL GT1 / ST ASAPH GT2 / ST ASAPH GT4 | 22.4768 | GREEN | 0 |  |  | 0 | 0 | 0 | 15 |  |  |  |  | Green (Over 5% headroom) | 39929 | 100 | 2.96 | 47 | 14 | 329700 | [9 empty] | Legacy | LEGACY | 5 | 1714 | 1714 | 0 | 0 | 0 | 2024-08 | [12 empty] | 53.119 | -3.3128 | SPM-LLANFWROG_T1_RUTHIN_T1 | 8864844000 | SP Energy Networks open data (API key): NDP SPM primary-group polygons + Capacity Heatmaps Information Model SPM + LTDS appendices 3/6 + NSHR
1366 | 47.2 | ROYAL AVENUE | WIDNES | WA8 8HS | Halton | ARGOS LTD | Offices And Premises | office | 1 | 7359 | 79212 | NIA | 415000 | Ditton T1 / Gavin Rd T1 / Hough Green T1 / Rtz T1 | inside-area | 1.32 | BOLD G2A / PRESCOT GT1B / WIDNES GT1 / WIDNES GT2 | RAINHILL | SPM | 12.9 | primary | 12.874 | Green | 30 | 17.125 | thermal | 0 | 2.8 | 0 | 2.8 | 9.4 | BOLD G4A / PRESCOT GT1B / WIDNES GT1 / WIDNES GT2 | 23.6331 | GREEN | 4.9 |  |  | 0 | 0 | 0 | 30 |  |  |  |  | Green (Over 5% headroom) | 91979 | 100 | 11.69 | 515 | 36 | 1857985 | [9 empty] | Rainhill | RAINHILL | 1 | 85.5 | 85.5 | 0 | 0 | 57 | 2026-09 | [12 empty] | 53.368 | -2.7687 | SPM-DITTON_T1_GAVIN_RD_T1_HOUGH_GREEN_T1_RTZ_T1 | 5282639000 | SP Energy Networks open data (API key): NDP SPM primary-group polygons + Capacity Heatmaps Information Model SPM + LTDS appendices 3/6 + NSHR
1367 | 47.2 | KINGSWAY HOUSE 2, CALDWELL ROAD | WIDNES | WA8 7JT | Halton |  | Offices And Premises | office | 1 | 2239.46 | 24105 | NIA | 235000 | Ditton T1 / Gavin Rd T1 / Hough Green T1 / Rtz T1 | inside-area | 3.09 | BOLD G2A / PRESCOT GT1B / WIDNES GT1 / WIDNES GT2 | RAINHILL | SPM | 12.9 | primary | 12.874 | Green | 30 | 17.125 | thermal | 0 | 2.8 | 0 | 2.8 | 9.4 | BOLD G4A / PRESCOT GT1B / WIDNES GT1 / WIDNES GT2 | 23.6331 | GREEN | 4.9 |  |  | 0 | 0 | 0 | 30 |  |  |  |  | Green (Over 5% headroom) | 91979 | 100 | 3.56 | 157 | 36 | 1913092 | [9 empty] | Rainhill | RAINHILL | 1 | 85.5 | 85.5 | 0 | 0 | 57 | 2026-09 | [12 empty] | 53.3632 | -2.7372 | SPM-DITTON_T1_GAVIN_RD_T1_HOUGH_GREEN_T1_RTZ_T1 | 13612994000 | SP Energy Networks open data (API key): NDP SPM primary-group polygons + Capacity Heatmaps Information Model SPM + LTDS appendices 3/6 + NSHR
1368 | 47.2 | SCANIA, PICKERING ROAD | WIDNES | WA8 8XW | Halton |  | Road Haulage Depot And Premises | industrial | 1 | 1688.39 | 18174 | GIA | 155000 | Ditton T1 / Gavin Rd T1 / Hough Green T1 / Rtz T1 | inside-area | 3.21 | BOLD G2A / PRESCOT GT1B / WIDNES GT1 / WIDNES GT2 | RAINHILL | SPM | 12.9 | primary | 12.874 | Green | 30 | 17.125 | thermal | 0 | 2.8 | 0 | 2.8 | 9.4 | BOLD G4A / PRESCOT GT1B / WIDNES GT1 / WIDNES GT2 | 23.6331 | GREEN | 4.9 |  |  | 0 | 0 | 0 | 30 |  |  |  |  | Green (Over 5% headroom) | 91979 | 100 | 2.68 | 42 | 36 | 1919023 | [9 empty] | Rainhill | RAINHILL | 1 | 85.5 | 85.5 | 0 | 0 | 57 | 2026-09 | [12 empty] | 53.3505 | -2.7695 | SPM-DITTON_T1_GAVIN_RD_T1_HOUGH_GREEN_T1_RTZ_T1 | 3926381000 | SP Energy Networks open data (API key): NDP SPM primary-group polygons + Capacity Heatmaps Information Model SPM + LTDS appendices 3/6 + NSHR
1369 | 47.2 | UNIT 1A, EXPRESSWAY INDUSTRIAL ESTATE, TURNALL ROAD | WIDNES | WA8 8RB | Halton |  | Warehouse And Premises | industrial | 1 | 1687.79 | 18167 | GIA | 83000 | Ditton T1 / Gavin Rd T1 / Hough Green T1 / Rtz T1 | inside-area | 2.06 | BOLD G2A / PRESCOT GT1B / WIDNES GT1 / WIDNES GT2 | RAINHILL | SPM | 12.9 | primary | 12.874 | Green | 30 | 17.125 | thermal | 0 | 2.8 | 0 | 2.8 | 9.4 | BOLD G4A / PRESCOT GT1B / WIDNES GT1 / WIDNES GT2 | 23.6331 | GREEN | 4.9 |  |  | 0 | 0 | 0 | 30 |  |  |  |  | Green (Over 5% headroom) | 91979 | 100 | 2.68 | 42 | 36 | 1919030 | [9 empty] | Rainhill | RAINHILL | 1 | 85.5 | 85.5 | 0 | 0 | 57 | 2026-09 | [12 empty] | 53.3607 | -2.7748 | SPM-DITTON_T1_GAVIN_RD_T1_HOUGH_GREEN_T1_RTZ_T1 | 12062156000 | SP Energy Networks open data (API key): NDP SPM primary-group polygons + Capacity Heatmaps Information Model SPM + LTDS appendices 3/6 + NSHR
1370 | 47.2 | UNIT 2, BROUGHTON WAY | WIDNES | WA8 8YX | Halton |  | Workshop And Premises | industrial | 1 | 1575.25 | 16956 | GIA | 86000 | Ditton T1 / Gavin Rd T1 / Hough Green T1 / Rtz T1 | inside-area | 3.13 | BOLD G2A / PRESCOT GT1B / WIDNES GT1 / WIDNES GT2 | RAINHILL | SPM | 12.9 | primary | 12.874 | Green | 30 | 17.125 | thermal | 0 | 2.8 | 0 | 2.8 | 9.4 | BOLD G4A / PRESCOT GT1B / WIDNES GT1 / WIDNES GT2 | 23.6331 | GREEN | 4.9 |  |  | 0 | 0 | 0 | 30 |  |  |  |  | Green (Over 5% headroom) | 91979 | 100 | 2.5 | 71 | 36 | 1920241 | [9 empty] | Rainhill | RAINHILL | 1 | 85.5 | 85.5 | 0 | 0 | 57 | 2026-09 | 10009705571 | B2 to B7 General Industrial and Special Industrial Groups | 1993 | D | Natural Gas | 3 |  | Heating and Natural Ventilation | 2019-11-22 |  | 1 | FALSE | 53.3513 | -2.7689 | SPM-DITTON_T1_GAVIN_RD_T1_HOUGH_GREEN_T1_RTZ_T1 | 7979678000 | SP Energy Networks open data (API key): NDP SPM primary-group polygons + Capacity Heatmaps Information Model SPM + LTDS appendices 3/6 + NSHR
1371 | 47.2 | UNIT 6B, TOWNGATE BUSINESS PARK, EVERITE ROAD | WIDNES | WA8 8PT | Halton |  | Warehouse And Premises | industrial | 1 | 1570 | 16899 | GIA | 80000 | Ditton T1 / Gavin Rd T1 / Hough Green T1 / Rtz T1 | inside-area | 1.88 | BOLD G2A / PRESCOT GT1B / WIDNES GT1 / WIDNES GT2 | RAINHILL | SPM | 12.9 | primary | 12.874 | Green | 30 | 17.125 | thermal | 0 | 2.8 | 0 | 2.8 | 9.4 | BOLD G4A / PRESCOT GT1B / WIDNES GT1 / WIDNES GT2 | 23.6331 | GREEN | 4.9 |  |  | 0 | 0 | 0 | 30 |  |  |  |  | Green (Over 5% headroom) | 91979 | 100 | 2.49 | 39 | 36 | 1920298 | [9 empty] | Rainhill | RAINHILL | 1 | 85.5 | 85.5 | 0 | 0 | 57 | 2026-09 |  | B8 Storage or Distribution | 1580 | C | Grid Supplied Electricity | 3 |  | Heating and Natural Ventilation | 2021-01-13 |  | 1 | FALSE | 53.3624 | -2.7725 | SPM-DITTON_T1_GAVIN_RD_T1_HOUGH_GREEN_T1_RTZ_T1 | 12329520000 | SP Energy Networks open data (API key): NDP SPM primary-group polygons + Capacity Heatmaps Information Model SPM + LTDS appendices 3/6 + NSHR
1372 | 47.2 | LWC MERSEYSIDE LTD, MARSHGATE | WIDNES | WA8 8UA | Halton |  | Warehouse And Premises | industrial | 1 | 1513.24 | 16288 | GIA | 81500 | Ditton T1 / Gavin Rd T1 / Hough Green T1 / Rtz T1 | inside-area | 2.28 | BOLD G2A / PRESCOT GT1B / WIDNES GT1 / WIDNES GT2 | RAINHILL | SPM | 12.9 | primary | 12.874 | Green | 30 | 17.125 | thermal | 0 | 2.8 | 0 | 2.8 | 9.4 | BOLD G4A / PRESCOT GT1B / WIDNES GT1 / WIDNES GT2 | 23.6331 | GREEN | 4.9 |  |  | 0 | 0 | 0 | 30 |  |  |  |  | Green (Over 5% headroom) | 91979 | 100 | 2.4 | 38 | 36 | 1920909 | [9 empty] | Rainhill | RAINHILL | 1 | 85.5 | 85.5 | 0 | 0 | 57 | 2026-09 | 10010608839 | Storage or Distribution | 2408 | C | Natural Gas | 3 | 3 | Heating and Natural Ventilation | 2026-01-21 |  | 0.67 | FALSE | 53.3591 | -2.7692 | SPM-DITTON_T1_GAVIN_RD_T1_HOUGH_GREEN_T1_RTZ_T1 | 4449086000 | SP Energy Networks open data (API key): NDP SPM primary-group polygons + Capacity Heatmaps Information Model SPM + LTDS appendices 3/6 + NSHR
1373 | 47.2 | UNIT 12, GOLD TRIANGLE COMPLEX, HARRISON STREET | WIDNES | WA8 8TN | Halton |  | Factory And Premises | industrial | 1 | 1274.5 | 13719 | GIA | 12250 | Ditton T1 / Gavin Rd T1 / Hough Green T1 / Rtz T1 | inside-area | 2.74 | BOLD G2A / PRESCOT GT1B / WIDNES GT1 / WIDNES GT2 | RAINHILL | SPM | 12.9 | primary | 12.874 | Green | 30 | 17.125 | thermal | 0 | 2.8 | 0 | 2.8 | 9.4 | BOLD G4A / PRESCOT GT1B / WIDNES GT1 / WIDNES GT2 | 23.6331 | GREEN | 4.9 |  |  | 0 | 0 | 0 | 30 |  |  |  |  | Green (Over 5% headroom) | 91979 | 100 | 2.03 | 76 | 36 | 1923478 | [9 empty] | Rainhill | RAINHILL | 1 | 85.5 | 85.5 | 0 | 0 | 57 | 2026-09 | 100012811049 | General Industrial and Special Industrial Groups | 2023 | C | Natural Gas | 3 |  | Heating and Natural Ventilation | 2025-06-27 |  | 0.75 | FALSE | 53.355 | -2.7676 | SPM-DITTON_T1_GAVIN_RD_T1_HOUGH_GREEN_T1_RTZ_T1 | 6664497000 | SP Energy Networks open data (API key): NDP SPM primary-group polygons + Capacity Heatmaps Information Model SPM + LTDS appendices 3/6 + NSHR
1374 | 47.2 | UNIT 1 BLOCK H, PICKERING ROAD | WIDNES | WA8 8XW | Halton |  | Warehouse And Premises | industrial | 1 | 1258.6 | 13547 | GIA | 36750 | Ditton T1 / Gavin Rd T1 / Hough Green T1 / Rtz T1 | inside-area | 3.21 | BOLD G2A / PRESCOT GT1B / WIDNES GT1 / WIDNES GT2 | RAINHILL | SPM | 12.9 | primary | 12.874 | Green | 30 | 17.125 | thermal | 0 | 2.8 | 0 | 2.8 | 9.4 | BOLD G4A / PRESCOT GT1B / WIDNES GT1 / WIDNES GT2 | 23.6331 | GREEN | 4.9 |  |  | 0 | 0 | 0 | 30 |  |  |  |  | Green (Over 5% headroom) | 91979 | 100 | 2 | 31 | 36 | 1923650 | [9 empty] | Rainhill | RAINHILL | 1 | 85.5 | 85.5 | 0 | 0 | 57 | 2026-09 | 10010608503 | B8 Storage or Distribution | 1950 | D | Grid Supplied Electricity | 3 |  | Air Conditioning | 2014-12-05 |  | 0.5 | FALSE | 53.3505 | -2.7695 | SPM-DITTON_T1_GAVIN_RD_T1_HOUGH_GREEN_T1_RTZ_T1 | 10191733000 | SP Energy Networks open data (API key): NDP SPM primary-group polygons + Capacity Heatmaps Information Model SPM + LTDS appendices 3/6 + NSHR
1375 | 47.2 | UNIT 2 BLOCK G, PICKERING ROAD | WIDNES | WA8 8XW | Halton |  | Warehouse And Premises | industrial | 1 | 1238.1 | 13327 | GIA | 39750 | Ditton T1 / Gavin Rd T1 / Hough Green T1 / Rtz T1 | inside-area | 3.21 | BOLD G2A / PRESCOT GT1B / WIDNES GT1 / WIDNES GT2 | RAINHILL | SPM | 12.9 | primary | 12.874 | Green | 30 | 17.125 | thermal | 0 | 2.8 | 0 | 2.8 | 9.4 | BOLD G4A / PRESCOT GT1B / WIDNES GT1 / WIDNES GT2 | 23.6331 | GREEN | 4.9 |  |  | 0 | 0 | 0 | 30 |  |  |  |  | Green (Over 5% headroom) | 91979 | 100 | 1.97 | 31 | 36 | 1923870 | [9 empty] | Rainhill | RAINHILL | 1 | 85.5 | 85.5 | 0 | 0 | 57 | 2026-09 | [12 empty] | 53.3505 | -2.7695 | SPM-DITTON_T1_GAVIN_RD_T1_HOUGH_GREEN_T1_RTZ_T1 | 178910000 | SP Energy Networks open data (API key): NDP SPM primary-group polygons + Capacity Heatmaps Information Model SPM + LTDS appendices 3/6 + NSHR
1376 | 47.2 | BLOCK E, OLDGATE | WIDNES | WA8 8TL | Halton | SHEARFAB LTD | Workshop And Premises | industrial | 1 | 1196.39 | 12878 | GIA | 62500 | Ditton T1 / Gavin Rd T1 / Hough Green T1 / Rtz T1 | inside-area | 2.28 | BOLD G2A / PRESCOT GT1B / WIDNES GT1 / WIDNES GT2 | RAINHILL | SPM | 12.9 | primary | 12.874 | Green | 30 | 17.125 | thermal | 0 | 2.8 | 0 | 2.8 | 9.4 | BOLD G4A / PRESCOT GT1B / WIDNES GT1 / WIDNES GT2 | 23.6331 | GREEN | 4.9 |  |  | 0 | 0 | 0 | 30 |  |  |  |  | Green (Over 5% headroom) | 91979 | 100 | 1.9 | 54 | 36 | 1924319 | [9 empty] | Rainhill | RAINHILL | 1 | 85.5 | 85.5 | 0 | 0 | 57 | 2026-09 | [12 empty] | 53.3599 | -2.7636 | SPM-DITTON_T1_GAVIN_RD_T1_HOUGH_GREEN_T1_RTZ_T1 | 641490137 | SP Energy Networks open data (API key): NDP SPM primary-group polygons + Capacity Heatmaps Information Model SPM + LTDS appendices 3/6 + NSHR
1377 | 47.2 | 6, ALBRIGHT ROAD | WIDNES | WA8 8FY | Halton |  | Warehouse And Premises | industrial | 1 | 1029.1 | 11077 | GIA | 85500 | Ditton T1 / Gavin Rd T1 / Hough Green T1 / Rtz T1 | inside-area | 2.27 | BOLD G2A / PRESCOT GT1B / WIDNES GT1 / WIDNES GT2 | RAINHILL | SPM | 12.9 | primary | 12.874 | Green | 30 | 17.125 | thermal | 0 | 2.8 | 0 | 2.8 | 9.4 | BOLD G4A / PRESCOT GT1B / WIDNES GT1 / WIDNES GT2 | 23.6331 | GREEN | 4.9 |  |  | 0 | 0 | 0 | 30 |  |  |  |  | Green (Over 5% headroom) | 91979 | 100 | 1.64 | 26 | 36 | 1926120 | [9 empty] | Rainhill | RAINHILL | 1 | 85.5 | 85.5 | 0 | 0 | 57 | 2026-09 | 10010608519 | B2 to B7 General Industrial and Special Industrial Groups | 1284 | C | Natural Gas | 3 |  | Heating and Natural Ventilation | 2019-11-30 |  | 1 | FALSE | 53.3592 | -2.7826 | SPM-DITTON_T1_GAVIN_RD_T1_HOUGH_GREEN_T1_RTZ_T1 | 4433783000 | SP Energy Networks open data (API key): NDP SPM primary-group polygons + Capacity Heatmaps Information Model SPM + LTDS appendices 3/6 + NSHR
1378 | 47.2 | UNITS 2 & 3, GAVIN ROAD | WIDNES | WA8 8RE | Halton |  | Warehouse And Premises | industrial | 1 | 1002.84 | 10794 | GIA | 57500 | Ditton T1 / Gavin Rd T1 / Hough Green T1 / Rtz T1 | inside-area | 1.78 | BOLD G2A / PRESCOT GT1B / WIDNES GT1 / WIDNES GT2 | RAINHILL | SPM | 12.9 | primary | 12.874 | Green | 30 | 17.125 | thermal | 0 | 2.8 | 0 | 2.8 | 9.4 | BOLD G4A / PRESCOT GT1B / WIDNES GT1 / WIDNES GT2 | 23.6331 | GREEN | 4.9 |  |  | 0 | 0 | 0 | 30 |  |  |  |  | Green (Over 5% headroom) | 91979 | 100 | 1.59 | 25 | 36 | 1926403 | [9 empty] | Rainhill | RAINHILL | 1 | 85.5 | 85.5 | 0 | 0 | 57 | 2026-09 | 100012811095 | B2 to B7 General Industrial and Special Industrial Groups | 1066 | D | Natural Gas | 3 |  | Heating and Natural Ventilation | 2019-07-23 |  | 1 | FALSE | 53.3634 | -2.7714 | SPM-DITTON_T1_GAVIN_RD_T1_HOUGH_GREEN_T1_RTZ_T1 | 3760577000 | SP Energy Networks open data (API key): NDP SPM primary-group polygons + Capacity Heatmaps Information Model SPM + LTDS appendices 3/6 + NSHR
1379 | 47.2 | WEST LANGTON SHED, LANGTON DOCK, REGENT ROAD | BOOTLE | L20 1BY | Sefton |  | Warehouse And Premises | industrial | 1 | 12023.61 | 129421 | GIA | 535000 | Bibbys T1 / Inland Revenue Offices T1 / Regent Rd T1 | inside-area | 0.83 | BOOTLE GT2A / BURLINGTON ST GT1 / LISTER DV A GT2 | LISTER DRIVE | SPM | 5.4 | primary | 5.38 | Green | 17.5 | 12.12 | thermal | 0 | 0 | 1.2 | 0 | 3 | BOOTLE GT2A / BURLINGTON ST GT1 / LISTER DV A GT2 | 61.868 | GREEN | 0 |  |  | 0 | 0 | 0 | 17.5 |  |  |  |  | Green (Over 5% headroom) | 38503 | 30 | 19.11 | 301 | 54 | 2016361 | [9 empty] | Lister Drive | LISTER DRIVE | 2 | 114 | 114 | 0 | 57 | 20 | 2026-09 | [12 empty] | 53.4403 | -3.0075 | SPM-BIBBYS_T1_INLAND_REVENUE_OFFICES_T1_REGENT_RD_T1 | 14510784000 | SP Energy Networks open data (API key): NDP SPM primary-group polygons + Capacity Heatmaps Information Model SPM + LTDS appendices 3/6 + NSHR
1380 | 47.2 | UNITS 1 & 2, WEST BROCKLEBANK DOCK | BOOTLE | L20 1BY | Sefton |  | Warehouse And Premises | industrial | 4 | 9690.96 | 104313 | GIA | 433000 | Bibbys T1 / Inland Revenue Offices T1 / Regent Rd T1 | inside-area | 0.83 | BOOTLE GT2A / BURLINGTON ST GT1 / LISTER DV A GT2 | LISTER DRIVE | SPM | 5.4 | primary | 5.38 | Green | 17.5 | 12.12 | thermal | 0 | 0 | 1.2 | 0 | 3 | BOOTLE GT2A / BURLINGTON ST GT1 / LISTER DV A GT2 | 61.868 | GREEN | 0 |  |  | 0 | 0 | 0 | 17.5 |  |  |  |  | Green (Over 5% headroom) | 38503 | 37 | 15.4 | 242 | 54 | 2041469 | [9 empty] | Lister Drive | LISTER DRIVE | 2 | 114 | 114 | 0 | 57 | 20 | 2026-09 | [12 empty] | 53.4403 | -3.0075 | SPM-BIBBYS_T1_INLAND_REVENUE_OFFICES_T1_REGENT_RD_T1 | 15093181000;15093174000;15093176000;15071148000 | SP Energy Networks open data (API key): NDP SPM primary-group polygons + Capacity Heatmaps Information Model SPM + LTDS appendices 3/6 + NSHR
1381 | 47.2 | THE GREEN BUILDING, REGENT ROAD | BOOTLE | L20 1BL | Sefton | JENKINS | Warehouse And Premises | industrial | 1 | 8137.9 | 87596 | GIA | 415000 | Bibbys T1 / Inland Revenue Offices T1 / Regent Rd T1 | inside-area | 1.02 | BOOTLE GT2A / BURLINGTON ST GT1 / LISTER DV A GT2 | LISTER DRIVE | SPM | 5.4 | primary | 5.38 | Green | 17.5 | 12.12 | thermal | 0 | 0 | 1.2 | 0 | 3 | BOOTLE GT2A / BURLINGTON ST GT1 / LISTER DV A GT2 | 61.868 | GREEN | 0 |  |  | 0 | 0 | 0 | 17.5 |  |  |  |  | Green (Over 5% headroom) | 38503 | 44 | 12.93 | 203 | 54 | 2058186 | [9 empty] | Lister Drive | LISTER DRIVE | 2 | 114 | 114 | 0 | 57 | 20 | 2026-09 | 41209694 | B8 Storage or Distribution | 7155 | C | Other | 3 |  | Unconditioned | 2019-03-29 |  | 0.5 | FALSE | 53.4444 | -3.002 | SPM-BIBBYS_T1_INLAND_REVENUE_OFFICES_T1_REGENT_RD_T1 | 12594762000 | SP Energy Networks open data (API key): NDP SPM primary-group polygons + Capacity Heatmaps Information Model SPM + LTDS appendices 3/6 + NSHR
1382 | 47.2 | PETER MARSH & SONS LTD DUNDEE WORKS 47, CANAL STREET | BOOTLE | L20 8AE | Sefton |  | Factory And Premises | industrial | 1 | 6571.96 | 70740 | GIA | 277500 | Bibbys T1 / Inland Revenue Offices T1 / Regent Rd T1 | inside-area | 1.27 | BOOTLE GT2A / BURLINGTON ST GT1 / LISTER DV A GT2 | LISTER DRIVE | SPM | 5.4 | primary | 5.38 | Green | 17.5 | 12.12 | thermal | 0 | 0 | 1.2 | 0 | 3 | BOOTLE GT2A / BURLINGTON ST GT1 / LISTER DV A GT2 | 61.868 | GREEN | 0 |  |  | 0 | 0 | 0 | 17.5 |  |  |  |  | Green (Over 5% headroom) | 38503 | 54 | 10.44 | 394 | 54 | 2075042 | [9 empty] | Lister Drive | LISTER DRIVE | 2 | 114 | 114 | 0 | 57 | 20 | 2026-09 | 41014804 | B2 to B7 General Industrial and Special Industrial Groups | 2281 | A | Natural Gas | 4 |  | Heating and Natural Ventilation | 2019-04-26 |  | 1 | FALSE | 53.447 | -2.998 | SPM-BIBBYS_T1_INLAND_REVENUE_OFFICES_T1_REGENT_RD_T1 | 10458739000 | SP Energy Networks open data (API key): NDP SPM primary-group polygons + Capacity Heatmaps Information Model SPM + LTDS appendices 3/6 + NSHR
1383 | 47.2 | 387-391, STANLEY ROAD | LIVERPOOL | L20 2AE | Liverpool |  | Stores And Premises; Warehouse And Premises | industrial | 2 | 6241.81 | 67186 | GIA | 82750 | Bibbys T1 / Inland Revenue Offices T1 / Regent Rd T1 | inside-area | 0.72 | BOOTLE GT2A / BURLINGTON ST GT1 / LISTER DV A GT2 | LISTER DRIVE | SPM | 5.4 | primary | 5.38 | Green | 17.5 | 12.12 | thermal | 0 | 0 | 1.2 | 0 | 3 | BOOTLE GT2A / BURLINGTON ST GT1 / LISTER DV A GT2 | 61.868 | GREEN | 0 |  |  | 0 | 0 | 0 | 17.5 |  |  |  |  | Green (Over 5% headroom) | 38503 | 57 | 9.92 | 156 | 54 | 2078596 | [9 empty] | Lister Drive | LISTER DRIVE | 2 | 114 | 114 | 0 | 57 | 20 | 2026-09 | 38291900 | Storage or Distribution | 4772 | B | Natural Gas | 5 |  | Heating and Natural Ventilation | 2022-12-05 |  | 0.67 | FALSE | 53.4383 | -2.9879 | SPM-BIBBYS_T1_INLAND_REVENUE_OFFICES_T1_REGENT_RD_T1 | 3973162000;402444134 | SP Energy Networks open data (API key): NDP SPM primary-group polygons + Capacity Heatmaps Information Model SPM + LTDS appendices 3/6 + NSHR
1384 | 47.2 | CENTRIFORCE LTD 14, DERBY ROAD | LIVERPOOL | L20 1AB | Liverpool |  | Factory And Premises | industrial | 1 | 5861.8 | 63096 | GIA | 188000 | Bibbys T1 / Inland Revenue Offices T1 / Regent Rd T1 | inside-area | 0.44 | BOOTLE GT2A / BURLINGTON ST GT1 / LISTER DV A GT2 | LISTER DRIVE | SPM | 5.4 | primary | 5.38 | Green | 17.5 | 12.12 | thermal | 0 | 0 | 1.2 | 0 | 3 | BOOTLE GT2A / BURLINGTON ST GT1 / LISTER DV A GT2 | 61.868 | GREEN | 0 |  |  | 0 | 0 | 0 | 17.5 |  |  |  |  | Green (Over 5% headroom) | 38503 | 61 | 9.31 | 352 | 54 | 2082686 | [9 empty] | Lister Drive | LISTER DRIVE | 2 | 114 | 114 | 0 | 57 | 20 | 2026-09 | 38042909 | General Industrial and Special Industrial Groups | 1557 | C | Natural Gas | 3 |  | Heating and Natural Ventilation | 2022-12-07 |  | 0.5 | FALSE | 53.4327 | -2.9932 | SPM-BIBBYS_T1_INLAND_REVENUE_OFFICES_T1_REGENT_RD_T1 | 2128670000 | SP Energy Networks open data (API key): NDP SPM primary-group polygons + Capacity Heatmaps Information Model SPM + LTDS appendices 3/6 + NSHR
1385 | 47.2 | 275, DERBY ROAD | BOOTLE | L20 8PL | Sefton | W J LEECH & SONS LTD | Factory And Premises | industrial | 1 | 5690.55 | 61253 | GIA | 115000 | Bibbys T1 / Inland Revenue Offices T1 / Regent Rd T1 | inside-area | 0.71 | BOOTLE GT2A / BURLINGTON ST GT1 / LISTER DV A GT2 | LISTER DRIVE | SPM | 5.4 | primary | 5.38 | Green | 17.5 | 12.12 | thermal | 0 | 0 | 1.2 | 0 | 3 | BOOTLE GT2A / BURLINGTON ST GT1 / LISTER DV A GT2 | 61.868 | GREEN | 0 |  |  | 0 | 0 | 0 | 17.5 |  |  |  |  | Green (Over 5% headroom) | 38503 | 63 | 9.04 | 341 | 54 | 2084529 | [9 empty] | Lister Drive | LISTER DRIVE | 2 | 114 | 114 | 0 | 57 | 20 | 2026-09 | [12 empty] | 53.442 | -2.9968 | SPM-BIBBYS_T1_INLAND_REVENUE_OFFICES_T1_REGENT_RD_T1 | 516152134 | SP Energy Networks open data (API key): NDP SPM primary-group polygons + Capacity Heatmaps Information Model SPM + LTDS appendices 3/6 + NSHR
1386 | 47.2 | VOLAC INTERNATIONAL LTD SOUTH CANADA BRANCH DOCK NO 1, CANADA DOCK | LIVERPOOL | L20 1DF | Liverpool | VOLAC INTERNATIONAL LTD | Factory And Premises | industrial | 1 | 5560.76 | 59855 | GIA | 149000 | Bibbys T1 / Inland Revenue Offices T1 / Regent Rd T1 | inside-area | 0.08 | BOOTLE GT2A / BURLINGTON ST GT1 / LISTER DV A GT2 | LISTER DRIVE | SPM | 5.4 | primary | 5.38 | Green | 17.5 | 12.12 | thermal | 0 | 0 | 1.2 | 0 | 3 | BOOTLE GT2A / BURLINGTON ST GT1 / LISTER DV A GT2 | 61.868 | GREEN | 0 |  |  | 0 | 0 | 0 | 17.5 |  |  |  |  | Green (Over 5% headroom) | 38503 | 64 | 8.84 | 334 | 54 | 2085927 | [9 empty] | Lister Drive | LISTER DRIVE | 2 | 114 | 114 | 0 | 57 | 20 | 2026-09 | [12 empty] | 53.4351 | -2.9987 | SPM-BIBBYS_T1_INLAND_REVENUE_OFFICES_T1_REGENT_RD_T1 | 505234134 | SP Energy Networks open data (API key): NDP SPM primary-group polygons + Capacity Heatmaps Information Model SPM + LTDS appendices 3/6 + NSHR
1387 | 47.2 | 43-47, FORTH STREET | LIVERPOOL | L20 8NL | Liverpool |  | Warehouse And Premises | industrial | 1 | 5518.39 | 59399 | GIA | 164000 | Bibbys T1 / Inland Revenue Offices T1 / Regent Rd T1 | inside-area | 0.32 | BOOTLE GT2A / BURLINGTON ST GT1 / LISTER DV A GT2 | LISTER DRIVE | SPM | 5.4 | primary | 5.38 | Green | 17.5 | 12.12 | thermal | 0 | 0 | 1.2 | 0 | 3 | BOOTLE GT2A / BURLINGTON ST GT1 / LISTER DV A GT2 | 61.868 | GREEN | 0 |  |  | 0 | 0 | 0 | 17.5 |  |  |  |  | Green (Over 5% headroom) | 38503 | 65 | 8.77 | 138 | 54 | 2086383 | [9 empty] | Lister Drive | LISTER DRIVE | 2 | 114 | 114 | 0 | 57 | 20 | 2026-09 | [12 empty] | 53.4373 | -2.994 | SPM-BIBBYS_T1_INLAND_REVENUE_OFFICES_T1_REGENT_RD_T1 | 3174712000 | SP Energy Networks open data (API key): NDP SPM primary-group polygons + Capacity Heatmaps Information Model SPM + LTDS appendices 3/6 + NSHR
1388 | 47.2 | CANADA BRANCH DOCK NO 1 (NORTH), REGENT ROAD | LIVERPOOL | L20 1DE | Liverpool |  | Warehouse And Premises | industrial | 1 | 5293.59 | 56980 | GIA | 287500 | Bibbys T1 / Inland Revenue Offices T1 / Regent Rd T1 | inside-area | 0.09 | BOOTLE GT2A / BURLINGTON ST GT1 / LISTER DV A GT2 | LISTER DRIVE | SPM | 5.4 | primary | 5.38 | Green | 17.5 | 12.12 | thermal | 0 | 0 | 1.2 | 0 | 3 | BOOTLE GT2A / BURLINGTON ST GT1 / LISTER DV A GT2 | 61.868 | GREEN | 0 |  |  | 0 | 0 | 0 | 17.5 |  |  |  |  | Green (Over 5% headroom) | 38503 | 68 | 8.41 | 132 | 54 | 2088802 | [9 empty] | Lister Drive | LISTER DRIVE | 2 | 114 | 114 | 0 | 57 | 20 | 2026-09 | 38125648 | Storage or Distribution | 2273 | B | Grid Supplied Electricity | 3 |  | Heating and Natural Ventilation | 2024-01-15 |  | 0.5 | FALSE | 53.4349 | -2.9984 | SPM-BIBBYS_T1_INLAND_REVENUE_OFFICES_T1_REGENT_RD_T1 | 11178548000 | SP Energy Networks open data (API key): NDP SPM primary-group polygons + Capacity Heatmaps Information Model SPM + LTDS appendices 3/6 + NSHR
1389 | 47.2 | COLLINGWOOD BOAT BUILDERS, ST JOHNS ROAD | LIVERPOOL | L20 8AY | Liverpool |  | Factory And Premises | industrial | 1 | 4996 | 53776 | GIA | 255000 | Bibbys T1 / Inland Revenue Offices T1 / Regent Rd T1 | inside-area | 0.59 | BOOTLE GT2A / BURLINGTON ST GT1 / LISTER DV A GT2 | LISTER DRIVE | SPM | 5.4 | primary | 5.38 | Green | 17.5 | 12.12 | thermal | 0 | 0 | 1.2 | 0 | 3 | BOOTLE GT2A / BURLINGTON ST GT1 / LISTER DV A GT2 | 61.868 | GREEN | 0 |  |  | 0 | 0 | 0 | 17.5 |  |  |  |  | Green (Over 5% headroom) | 38503 | 72 | 7.94 | 300 | 54 | 2092006 | [9 empty] | Lister Drive | LISTER DRIVE | 2 | 114 | 114 | 0 | 57 | 20 | 2026-09 | [12 empty] | 53.4388 | -2.9908 | SPM-BIBBYS_T1_INLAND_REVENUE_OFFICES_T1_REGENT_RD_T1 | 14907363000 | SP Energy Networks open data (API key): NDP SPM primary-group polygons + Capacity Heatmaps Information Model SPM + LTDS appendices 3/6 + NSHR
1390 | 47.2 | 36, DERBY ROAD | LIVERPOOL | L20 1AB | Liverpool | GWR ENGINEERING | Car Showroom And Premises; Workshop And Premises | industrial | 2 | 3972.31 | 42758 | GIA | 377000 | Bibbys T1 / Inland Revenue Offices T1 / Regent Rd T1 | inside-area | 0.44 | BOOTLE GT2A / BURLINGTON ST GT1 / LISTER DV A GT2 | LISTER DRIVE | SPM | 5.4 | primary | 5.38 | Green | 17.5 | 12.12 | thermal | 0 | 0 | 1.2 | 0 | 3 | BOOTLE GT2A / BURLINGTON ST GT1 / LISTER DV A GT2 | 61.868 | GREEN | 0 |  |  | 0 | 0 | 0 | 17.5 |  |  |  |  | Green (Over 5% headroom) | 38503 | 90 | 6.31 | 179 | 54 | 2103024 | [9 empty] | Lister Drive | LISTER DRIVE | 2 | 114 | 114 | 0 | 57 | 20 | 2026-09 | 38042909 | General Industrial and Special Industrial Groups | 1557 | C | Natural Gas | 3 |  | Heating and Natural Ventilation | 2022-12-07 |  | 1 | FALSE | 53.4327 | -2.9932 | SPM-BIBBYS_T1_INLAND_REVENUE_OFFICES_T1_REGENT_RD_T1 | 515426134;2527490000 | SP Energy Networks open data (API key): NDP SPM primary-group polygons + Capacity Heatmaps Information Model SPM + LTDS appendices 3/6 + NSHR
1391 | 47.2 | SMART STORAGE, DERBY ROAD | BOOTLE | L20 1BP | Sefton |  | Warehouse And Premises | industrial | 1 | 3779.77 | 40685 | GIA | 112000 | Bibbys T1 / Inland Revenue Offices T1 / Regent Rd T1 | inside-area | 1.3 | BOOTLE GT2A / BURLINGTON ST GT1 / LISTER DV A GT2 | LISTER DRIVE | SPM | 5.4 | primary | 5.38 | Green | 17.5 | 12.12 | thermal | 0 | 0 | 1.2 | 0 | 3 | BOOTLE GT2A / BURLINGTON ST GT1 / LISTER DV A GT2 | 61.868 | GREEN | 0 |  |  | 0 | 0 | 0 | 17.5 |  |  |  |  | Green (Over 5% headroom) | 38503 | 95 | 6.01 | 94 | 54 | 2105097 | [9 empty] | Lister Drive | LISTER DRIVE | 2 | 114 | 114 | 0 | 57 | 20 | 2026-09 | [12 empty] | 53.4471 | -3.0012 | SPM-BIBBYS_T1_INLAND_REVENUE_OFFICES_T1_REGENT_RD_T1 | 10336683000 | SP Energy Networks open data (API key): NDP SPM primary-group polygons + Capacity Heatmaps Information Model SPM + LTDS appendices 3/6 + NSHR
1392 | 47.2 | ATLANTIC HOUSE, DERBY ROAD | BOOTLE | L20 1AB | Sefton | MAST GROUP LTD | Workshop, Office Labs And Premises | industrial | 1 | 3519.58 | 37884 | GIA | 230000 | Bibbys T1 / Inland Revenue Offices T1 / Regent Rd T1 | inside-area | 0.44 | BOOTLE GT2A / BURLINGTON ST GT1 / LISTER DV A GT2 | LISTER DRIVE | SPM | 5.4 | primary | 5.38 | Green | 17.5 | 12.12 | thermal | 0 | 0 | 1.2 | 0 | 3 | BOOTLE GT2A / BURLINGTON ST GT1 / LISTER DV A GT2 | 61.868 | GREEN | 0 |  |  | 0 | 0 | 0 | 17.5 |  |  |  |  | Green (Over 5% headroom) | 38503 | 100 | 5.59 | 158 | 54 | 2107898 | [9 empty] | Lister Drive | LISTER DRIVE | 2 | 114 | 114 | 0 | 57 | 20 | 2026-09 | 38042909 | General Industrial and Special Industrial Groups | 1557 | C | Natural Gas | 3 |  | Heating and Natural Ventilation | 2022-12-07 |  | 0.5 | FALSE | 53.4327 | -2.9932 | SPM-BIBBYS_T1_INLAND_REVENUE_OFFICES_T1_REGENT_RD_T1 | 467303000 | SP Energy Networks open data (API key): NDP SPM primary-group polygons + Capacity Heatmaps Information Model SPM + LTDS appendices 3/6 + NSHR
1393 | 47.2 | 130, ST JOHNS ROAD | BOOTLE | L20 8BH | Sefton |  | Factory And Premises | industrial | 1 | 3468.4 | 37334 | GIA | 174000 | Bibbys T1 / Inland Revenue Offices T1 / Regent Rd T1 | inside-area | 0.57 | BOOTLE GT2A / BURLINGTON ST GT1 / LISTER DV A GT2 | LISTER DRIVE | SPM | 5.4 | primary | 5.38 | Green | 17.5 | 12.12 | thermal | 0 | 0 | 1.2 | 0 | 3 | BOOTLE GT2A / BURLINGTON ST GT1 / LISTER DV A GT2 | 61.868 | GREEN | 0 |  |  | 0 | 0 | 0 | 17.5 |  |  |  |  | Green (Over 5% headroom) | 38503 | 100 | 5.51 | 208 | 54 | 2108448 | [9 empty] | Lister Drive | LISTER DRIVE | 2 | 114 | 114 | 0 | 57 | 20 | 2026-09 | [12 empty] | 53.4397 | -2.9926 | SPM-BIBBYS_T1_INLAND_REVENUE_OFFICES_T1_REGENT_RD_T1 | 395473134 | SP Energy Networks open data (API key): NDP SPM primary-group polygons + Capacity Heatmaps Information Model SPM + LTDS appendices 3/6 + NSHR
1394 | 47.2 | 1-3, FORGE STREET | LIVERPOOL | L20 8PY | Liverpool |  | Warehouse And Premises | industrial | 1 | 3466.26 | 37310 | GIA | 85000 | Bibbys T1 / Inland Revenue Offices T1 / Regent Rd T1 | inside-area | 0.24 | BOOTLE GT2A / BURLINGTON ST GT1 / LISTER DV A GT2 | LISTER DRIVE | SPM | 5.4 | primary | 5.38 | Green | 17.5 | 12.12 | thermal | 0 | 0 | 1.2 | 0 | 3 | BOOTLE GT2A / BURLINGTON ST GT1 / LISTER DV A GT2 | 61.868 | GREEN | 0 |  |  | 0 | 0 | 0 | 17.5 |  |  |  |  | Green (Over 5% headroom) | 38503 | 100 | 5.51 | 87 | 54 | 2108472 | [9 empty] | Lister Drive | LISTER DRIVE | 2 | 114 | 114 | 0 | 57 | 20 | 2026-09 | [12 empty] | 53.4365 | -2.9945 | SPM-BIBBYS_T1_INLAND_REVENUE_OFFICES_T1_REGENT_RD_T1 | 6348187000 | SP Energy Networks open data (API key): NDP SPM primary-group polygons + Capacity Heatmaps Information Model SPM + LTDS appendices 3/6 + NSHR
1395 | 47.2 | 2, REDFERN STREET | LIVERPOOL | L20 8JB | Liverpool | NIGHTFREIGHT (HOLDINGS) LTD | Factory And Premises; Warehouse And Premises | industrial | 2 | 3372.34 | 36300 | GIA | 127000 | Bibbys T1 / Inland Revenue Offices T1 / Regent Rd T1 | inside-area | 0.53 | BOOTLE GT2A / BURLINGTON ST GT1 / LISTER DV A GT2 | LISTER DRIVE | SPM | 5.4 | primary | 5.38 | Green | 17.5 | 12.12 | thermal | 0 | 0 | 1.2 | 0 | 3 | BOOTLE GT2A / BURLINGTON ST GT1 / LISTER DV A GT2 | 61.868 | GREEN | 0 |  |  | 0 | 0 | 0 | 17.5 |  |  |  |  | Green (Over 5% headroom) | 38503 | 100 | 5.36 | 202 | 54 | 2109482 | [9 empty] | Lister Drive | LISTER DRIVE | 2 | 114 | 114 | 0 | 57 | 20 | 2026-09 | 38125221 | B1 Offices and Workshop businesses | 1296 | C | Natural Gas | 3 |  | Heating and Natural Ventilation | 2017-07-13 |  | 1 | FALSE | 53.4362 | -2.9899 | SPM-BIBBYS_T1_INLAND_REVENUE_OFFICES_T1_REGENT_RD_T1 | 412993134;402399134 | SP Energy Networks open data (API key): NDP SPM primary-group polygons + Capacity Heatmaps Information Model SPM + LTDS appendices 3/6 + NSHR
1396 | 47.2 | UNITS 2-4 WESTPORT BUSINESS COMPLEX, BANKHALL LANE | LIVERPOOL | L20 8EW | Liverpool |  | Warehouse And Premises | industrial | 2 | 3112.54 | 33503 | GIA | 98000 | Bibbys T1 / Inland Revenue Offices T1 / Regent Rd T1 | inside-area | 0.49 | BOOTLE GT2A / BURLINGTON ST GT1 / LISTER DV A GT2 | LISTER DRIVE | SPM | 5.4 | primary | 5.38 | Green | 17.5 | 12.12 | thermal | 0 | 0 | 1.2 | 0 | 3 | BOOTLE GT2A / BURLINGTON ST GT1 / LISTER DV A GT2 | 61.868 | GREEN | 0 |  |  | 0 | 0 | 0 | 17.5 |  |  |  |  | Green (Over 5% headroom) | 38503 | 100 | 4.95 | 78 | 54 | 2112279 | [9 empty] | Lister Drive | LISTER DRIVE | 2 | 114 | 114 | 0 | 57 | 20 | 2026-09 | [12 empty] | 53.4327 | -2.9922 | SPM-BIBBYS_T1_INLAND_REVENUE_OFFICES_T1_REGENT_RD_T1 | 11376456000;11376456000 | SP Energy Networks open data (API key): NDP SPM primary-group polygons + Capacity Heatmaps Information Model SPM + LTDS appendices 3/6 + NSHR
1397 | 47.2 | 41-43, BANKHALL STREET | LIVERPOOL | L20 8JD | Liverpool |  | Warehouse And Premises | industrial | 1 | 2828.63 | 30447 | GIA | 53000 | Bibbys T1 / Inland Revenue Offices T1 / Regent Rd T1 | inside-area | 0.51 | BOOTLE GT2A / BURLINGTON ST GT1 / LISTER DV A GT2 | LISTER DRIVE | SPM | 5.4 | primary | 5.38 | Green | 17.5 | 12.12 | thermal | 0 | 0 | 1.2 | 0 | 3 | BOOTLE GT2A / BURLINGTON ST GT1 / LISTER DV A GT2 | 61.868 | GREEN | 0 |  |  | 0 | 0 | 0 | 17.5 |  |  |  |  | Green (Over 5% headroom) | 38503 | 100 | 4.49 | 71 | 54 | 2115335 | [9 empty] | Lister Drive | LISTER DRIVE | 2 | 114 | 114 | 0 | 57 | 20 | 2026-09 | [12 empty] | 53.437 | -2.9904 | SPM-BIBBYS_T1_INLAND_REVENUE_OFFICES_T1_REGENT_RD_T1 | 4298485000 | SP Energy Networks open data (API key): NDP SPM primary-group polygons + Capacity Heatmaps Information Model SPM + LTDS appendices 3/6 + NSHR
1398 | 47.2 | SYLVESTER TORPEY & SON, FOSTER STREET | LIVERPOOL | L20 8EX | Liverpool |  | Factory And Premises | industrial | 1 | 2581.65 | 27789 | GIA | 80500 | Bibbys T1 / Inland Revenue Offices T1 / Regent Rd T1 | inside-area | 0.54 | BOOTLE GT2A / BURLINGTON ST GT1 / LISTER DV A GT2 | LISTER DRIVE | SPM | 5.4 | primary | 5.38 | Green | 17.5 | 12.12 | thermal | 0 | 0 | 1.2 | 0 | 3 | BOOTLE GT2A / BURLINGTON ST GT1 / LISTER DV A GT2 | 61.868 | GREEN | 0 |  |  | 0 | 0 | 0 | 17.5 |  |  |  |  | Green (Over 5% headroom) | 38503 | 100 | 4.1 | 155 | 54 | 2117993 | [9 empty] | Lister Drive | LISTER DRIVE | 2 | 114 | 114 | 0 | 57 | 20 | 2026-09 | [12 empty] | 53.4327 | -2.9913 | SPM-BIBBYS_T1_INLAND_REVENUE_OFFICES_T1_REGENT_RD_T1 | 179642000 | SP Energy Networks open data (API key): NDP SPM primary-group polygons + Capacity Heatmaps Information Model SPM + LTDS appendices 3/6 + NSHR
1399 | 47.2 | 5, NELSON STREET | BOOTLE | L20 1BN | Sefton | BOOTLE BOARD CO LTD | Warehouse And Premises | industrial | 1 | 2399.48 | 25828 | GIA | 63500 | Bibbys T1 / Inland Revenue Offices T1 / Regent Rd T1 | inside-area | 1.02 | BOOTLE GT2A / BURLINGTON ST GT1 / LISTER DV A GT2 | LISTER DRIVE | SPM | 5.4 | primary | 5.38 | Green | 17.5 | 12.12 | thermal | 0 | 0 | 1.2 | 0 | 3 | BOOTLE GT2A / BURLINGTON ST GT1 / LISTER DV A GT2 | 61.868 | GREEN | 0 |  |  | 0 | 0 | 0 | 17.5 |  |  |  |  | Green (Over 5% headroom) | 38503 | 100 | 3.81 | 60 | 54 | 2119954 | [9 empty] | Lister Drive | LISTER DRIVE | 2 | 114 | 114 | 0 | 57 | 20 | 2026-09 | [12 empty] | 53.4446 | -3.0009 | SPM-BIBBYS_T1_INLAND_REVENUE_OFFICES_T1_REGENT_RD_T1 | 9407134 | SP Energy Networks open data (API key): NDP SPM primary-group polygons + Capacity Heatmaps Information Model SPM + LTDS appendices 3/6 + NSHR
1400 | 47.2 | LIVERPOOL STEEL SERVICES BYING STREET, SEYMOUR STREET | BOOTLE | L20 1EE | Sefton |  | Warehouse And Premises | industrial | 1 | 2342.1 | 25210 | GIA | 75000 | Bibbys T1 / Inland Revenue Offices T1 / Regent Rd T1 | inside-area | 0.96 | BOOTLE GT2A / BURLINGTON ST GT1 / LISTER DV A GT2 | LISTER DRIVE | SPM | 5.4 | primary | 5.38 | Green | 17.5 | 12.12 | thermal | 0 | 0 | 1.2 | 0 | 3 | BOOTLE GT2A / BURLINGTON ST GT1 / LISTER DV A GT2 | 61.868 | GREEN | 0 |  |  | 0 | 0 | 0 | 17.5 |  |  |  |  | Green (Over 5% headroom) | 38503 | 100 | 3.72 | 59 | 54 | 2120572 | [9 empty] | Lister Drive | LISTER DRIVE | 2 | 114 | 114 | 0 | 57 | 20 | 2026-09 | [12 empty] | 53.4441 | -3.0002 | SPM-BIBBYS_T1_INLAND_REVENUE_OFFICES_T1_REGENT_RD_T1 | 5820508000 | SP Energy Networks open data (API key): NDP SPM primary-group polygons + Capacity Heatmaps Information Model SPM + LTDS appendices 3/6 + NSHR
1401 | 47.2 | WASTECARE LTD 2, LOWER BANK VIEW | LIVERPOOL | L20 8PT | Liverpool |  | Factory And Premises | industrial | 1 | 2195.63 | 23634 | GIA | 145000 | Bibbys T1 / Inland Revenue Offices T1 / Regent Rd T1 | inside-area | 0.4 | BOOTLE GT2A / BURLINGTON ST GT1 / LISTER DV A GT2 | LISTER DRIVE | SPM | 5.4 | primary | 5.38 | Green | 17.5 | 12.12 | thermal | 0 | 0 | 1.2 | 0 | 3 | BOOTLE GT2A / BURLINGTON ST GT1 / LISTER DV A GT2 | 61.868 | GREEN | 0 |  |  | 0 | 0 | 0 | 17.5 |  |  |  |  | Green (Over 5% headroom) | 38503 | 100 | 3.49 | 132 | 54 | 2122148 | [9 empty] | Lister Drive | LISTER DRIVE | 2 | 114 | 114 | 0 | 57 | 20 | 2026-09 | [12 empty] | 53.4392 | -2.9976 | SPM-BIBBYS_T1_INLAND_REVENUE_OFFICES_T1_REGENT_RD_T1 | 11407809000 | SP Energy Networks open data (API key): NDP SPM primary-group polygons + Capacity Heatmaps Information Model SPM + LTDS appendices 3/6 + NSHR
1402 | 47.2 | BUILDING 1, CANADA DOCK BRANCH NO 1, REGENT ROAD | LIVERPOOL | L20 1DF | Liverpool | BULK POWDER TERMINALS LTD | Warehouse And Premises | industrial | 1 | 2182.2 | 23489 | GIA | 81500 | Bibbys T1 / Inland Revenue Offices T1 / Regent Rd T1 | inside-area | 0.08 | BOOTLE GT2A / BURLINGTON ST GT1 / LISTER DV A GT2 | LISTER DRIVE | SPM | 5.4 | primary | 5.38 | Green | 17.5 | 12.12 | thermal | 0 | 0 | 1.2 | 0 | 3 | BOOTLE GT2A / BURLINGTON ST GT1 / LISTER DV A GT2 | 61.868 | GREEN | 0 |  |  | 0 | 0 | 0 | 17.5 |  |  |  |  | Green (Over 5% headroom) | 38503 | 100 | 3.47 | 55 | 54 | 2122293 | [9 empty] | Lister Drive | LISTER DRIVE | 2 | 114 | 114 | 0 | 57 | 20 | 2026-09 | [12 empty] | 53.4351 | -2.9987 | SPM-BIBBYS_T1_INLAND_REVENUE_OFFICES_T1_REGENT_RD_T1 | 14380642000 | SP Energy Networks open data (API key): NDP SPM primary-group polygons + Capacity Heatmaps Information Model SPM + LTDS appendices 3/6 + NSHR
1403 | 47.2 | WAREHOUSE A, PRINCES STREET | BOOTLE | L20 8QF | Sefton |  | Warehouse And Premises | industrial | 1 | 2142 | 23056 | GIA | 22750 | Bibbys T1 / Inland Revenue Offices T1 / Regent Rd T1 | inside-area | 0.66 | BOOTLE GT2A / BURLINGTON ST GT1 / LISTER DV A GT2 | LISTER DRIVE | SPM | 5.4 | primary | 5.38 | Green | 17.5 | 12.12 | thermal | 0 | 0 | 1.2 | 0 | 3 | BOOTLE GT2A / BURLINGTON ST GT1 / LISTER DV A GT2 | 61.868 | GREEN | 0 |  |  | 0 | 0 | 0 | 17.5 |  |  |  |  | Green (Over 5% headroom) | 38503 | 100 | 3.4 | 54 | 54 | 2122726 | [9 empty] | Lister Drive | LISTER DRIVE | 2 | 114 | 114 | 0 | 57 | 20 | 2026-09 | [12 empty] | 53.4415 | -2.9966 | SPM-BIBBYS_T1_INLAND_REVENUE_OFFICES_T1_REGENT_RD_T1 | 395426134 | SP Energy Networks open data (API key): NDP SPM primary-group polygons + Capacity Heatmaps Information Model SPM + LTDS appendices 3/6 + NSHR
1404 | 47.2 | 7-29 BST GND FLR LHS & 1ST FLR, BRASENOSE ROAD | LIVERPOOL | L20 8HL | Liverpool |  | Warehouse And Premises | industrial | 1 | 2075.34 | 22339 | GIA | 60500 | Bibbys T1 / Inland Revenue Offices T1 / Regent Rd T1 | inside-area | 0.5 | BOOTLE GT2A / BURLINGTON ST GT1 / LISTER DV A GT2 | LISTER DRIVE | SPM | 5.4 | primary | 5.38 | Green | 17.5 | 12.12 | thermal | 0 | 0 | 1.2 | 0 | 3 | BOOTLE GT2A / BURLINGTON ST GT1 / LISTER DV A GT2 | 61.868 | GREEN | 0 |  |  | 0 | 0 | 0 | 17.5 |  |  |  |  | Green (Over 5% headroom) | 38503 | 100 | 3.3 | 52 | 54 | 2123443 | [9 empty] | Lister Drive | LISTER DRIVE | 2 | 114 | 114 | 0 | 57 | 20 | 2026-09 | 38352989 | Retail/Financial and Professional Services | 2431 | D | Natural Gas | 3 |  | Heating and Natural Ventilation | 2023-03-20 |  | 1 | FALSE | 53.4379 | -2.9913 | SPM-BIBBYS_T1_INLAND_REVENUE_OFFICES_T1_REGENT_RD_T1 | 15011627000 | SP Energy Networks open data (API key): NDP SPM primary-group polygons + Capacity Heatmaps Information Model SPM + LTDS appendices 3/6 + NSHR
1405 | 47.2 | 6, BEDFORD PLACE | LIVERPOOL | L20 8NQ | Liverpool | MORRISONS GAS RELATED PRODUCTS | Workshop And Premises | industrial | 1 | 2031.24 | 21864 | GIA | 51500 | Bibbys T1 / Inland Revenue Offices T1 / Regent Rd T1 | inside-area | 0.65 | BOOTLE GT2A / BURLINGTON ST GT1 / LISTER DV A GT2 | LISTER DRIVE | SPM | 5.4 | primary | 5.38 | Green | 17.5 | 12.12 | thermal | 0 | 0 | 1.2 | 0 | 3 | BOOTLE GT2A / BURLINGTON ST GT1 / LISTER DV A GT2 | 61.868 | GREEN | 0 |  |  | 0 | 0 | 0 | 17.5 |  |  |  |  | Green (Over 5% headroom) | 38503 | 100 | 3.23 | 91 | 54 | 2123918 | [9 empty] | Lister Drive | LISTER DRIVE | 2 | 114 | 114 | 0 | 57 | 20 | 2026-09 | 38253197 | General Industrial and Special Industrial Groups | 2284 | C | Natural Gas | 3 |  | Heating and Natural Ventilation | 2023-07-28 |  | 1 | FALSE | 53.4413 | -2.996 | SPM-BIBBYS_T1_INLAND_REVENUE_OFFICES_T1_REGENT_RD_T1 | 8308046000 | SP Energy Networks open data (API key): NDP SPM primary-group polygons + Capacity Heatmaps Information Model SPM + LTDS appendices 3/6 + NSHR
1406 | 47.2 | 2-8, FOSTER STREET | LIVERPOOL | L20 8EX | Liverpool |  | Workshop And Premises | industrial | 1 | 2019.36 | 21736 | GIA | 65500 | Bibbys T1 / Inland Revenue Offices T1 / Regent Rd T1 | inside-area | 0.54 | BOOTLE GT2A / BURLINGTON ST GT1 / LISTER DV A GT2 | LISTER DRIVE | SPM | 5.4 | primary | 5.38 | Green | 17.5 | 12.12 | thermal | 0 | 0 | 1.2 | 0 | 3 | BOOTLE GT2A / BURLINGTON ST GT1 / LISTER DV A GT2 | 61.868 | GREEN | 0 |  |  | 0 | 0 | 0 | 17.5 |  |  |  |  | Green (Over 5% headroom) | 38503 | 100 | 3.21 | 91 | 54 | 2124046 | [9 empty] | Lister Drive | LISTER DRIVE | 2 | 114 | 114 | 0 | 57 | 20 | 2026-09 | [12 empty] | 53.4327 | -2.9913 | SPM-BIBBYS_T1_INLAND_REVENUE_OFFICES_T1_REGENT_RD_T1 | 7607638000 | SP Energy Networks open data (API key): NDP SPM primary-group polygons + Capacity Heatmaps Information Model SPM + LTDS appendices 3/6 + NSHR
1407 | 47.2 | FEED FACTORS, WEST BROCKLEBANK DOCK | BOOTLE | L20 1BY | Sefton |  | Warehouse And Premises | industrial | 1 | 1950.96 | 21000 | GIA | 95000 | Bibbys T1 / Inland Revenue Offices T1 / Regent Rd T1 | inside-area | 0.83 | BOOTLE GT2A / BURLINGTON ST GT1 / LISTER DV A GT2 | LISTER DRIVE | SPM | 5.4 | primary | 5.38 | Green | 17.5 | 12.12 | thermal | 0 | 0 | 1.2 | 0 | 3 | BOOTLE GT2A / BURLINGTON ST GT1 / LISTER DV A GT2 | 61.868 | GREEN | 0 |  |  | 0 | 0 | 0 | 17.5 |  |  |  |  | Green (Over 5% headroom) | 38503 | 100 | 3.1 | 49 | 54 | 2124782 | [9 empty] | Lister Drive | LISTER DRIVE | 2 | 114 | 114 | 0 | 57 | 20 | 2026-09 | [12 empty] | 53.4403 | -3.0075 | SPM-BIBBYS_T1_INLAND_REVENUE_OFFICES_T1_REGENT_RD_T1 | 15093172000 | SP Energy Networks open data (API key): NDP SPM primary-group polygons + Capacity Heatmaps Information Model SPM + LTDS appendices 3/6 + NSHR
1408 | 47.1 | REDGRAVE COURT, MERTON ROAD | BOOTLE | L20 7HS | Sefton | HEALTH & SAFETY EXECUTIVE | Offices And Premises | office | 1 | 25837 | 278107 | NIA | 2060000 | Bootle Grid T1 / Kelloggs T1 / Pacific Rd T1 / Washington St T1 / Waterloo T1 | inside-area | 2 | BOOTLE GT1 / LITHERLAND GT1A | KIRKBY | SPM | 17.3 | primary | 17.262 | Green | 37.5 | 19.812 | thermal | 2.1 | 17.9 | 5.3 | 20 | 12.7 | BOOTLE GT1 / LITHERLAND GT1B | 21.4789 | GREEN | 0 |  |  | 0 | 0 | 0 | 37.5 |  |  |  |  | Green (Over 5% headroom) | 123351 | 44 | 41.06 | 1809 | 33 | 1263207 | [9 empty] | Lister Drive | KIRKBY | 4 | 514 | 514 | 400 | 0 | 0 | 2027-08 | 41209310 | Offices and Workshop Businesses | 23493 | D | Natural Gas | 5 | 1362 | Air Conditioning | 2024-09-13 |  | 1 | FALSE | 53.4479 | -2.9917 | SPM-BOOTLE_GRID_T1_KELLOGGS_T1_PACIFIC_RD_T1_WASHINGTON_ST_T1_WA | 4629991000 | SP Energy Networks open data (API key): NDP SPM primary-group polygons + Capacity Heatmaps Information Model SPM + LTDS appendices 3/6 + NSHR
1409 | 47.1 | PODIUM LEVELS 4-5 & 1ST - 18TH FLOORS, THE TRIAD, STANLEY ROAD | BOOTLE | L20 3LT | Sefton |  | Offices And Premises | office | 1 | 16787.6 | 180700 | NIA | 860000 | Bootle Grid T1 / Kelloggs T1 / Pacific Rd T1 / Washington St T1 / Waterloo T1 | inside-area | 1.68 | BOOTLE GT1 / LITHERLAND GT1A | KIRKBY | SPM | 17.3 | primary | 17.262 | Green | 37.5 | 19.812 | thermal | 2.1 | 17.9 | 5.3 | 20 | 12.7 | BOOTLE GT1 / LITHERLAND GT1B | 21.4789 | GREEN | 0 |  |  | 0 | 0 | 0 | 37.5 |  |  |  |  | Green (Over 5% headroom) | 123351 | 68 | 26.68 | 1175 | 33 | 1360614 | [9 empty] | Lister Drive | KIRKBY | 4 | 514 | 514 | 400 | 0 | 0 | 2027-08 | [12 empty] | 53.4527 | -2.9914 | SPM-BOOTLE_GRID_T1_KELLOGGS_T1_PACIFIC_RD_T1_WASHINGTON_ST_T1_WA | 8097720000 | SP Energy Networks open data (API key): NDP SPM primary-group polygons + Capacity Heatmaps Information Model SPM + LTDS appendices 3/6 + NSHR
1410 | 47.1 | GND-2ND FLRS HOUGOUMONT HOUSE 7-9, CROSBY ROAD NORTH | LIVERPOOL | L22 0LA | Sefton |  | Offices And Premises | office | 1 | 1656 | 17825 | NIA | 176000 | Bootle Grid T1 / Kelloggs T1 / Pacific Rd T1 / Washington St T1 / Waterloo T1 | inside-area | 1.63 | BOOTLE GT1 / LITHERLAND GT1A | KIRKBY | SPM | 17.3 | primary | 17.262 | Green | 37.5 | 19.812 | thermal | 2.1 | 17.9 | 5.3 | 20 | 12.7 | BOOTLE GT1 / LITHERLAND GT1B | 21.4789 | GREEN | 0 |  |  | 0 | 0 | 0 | 37.5 |  |  |  |  | Green (Over 5% headroom) | 123351 | 100 | 2.63 | 116 | 33 | 1523489 | [9 empty] | Lister Drive | KIRKBY | 4 | 514 | 514 | 400 | 0 | 0 | 2027-08 | [12 empty] | 53.4742 | -3.0222 | SPM-BOOTLE_GRID_T1_KELLOGGS_T1_PACIFIC_RD_T1_WASHINGTON_ST_T1_WA | 909792000 | SP Energy Networks open data (API key): NDP SPM primary-group polygons + Capacity Heatmaps Information Model SPM + LTDS appendices 3/6 + NSHR
1411 | 47.1 | UNITS 3B & 3C, FREEPORT PARK, SEAFORTH CONTAINER TERMINAL | LIVERPOOL | L21 1JD | Sefton |  | Offices And Premises | office | 1 | 1619.25 | 17429 | NIA | 138000 | Bootle Grid T1 / Kelloggs T1 / Pacific Rd T1 / Washington St T1 / Waterloo T1 | inside-area | 0.88 | BOOTLE GT1 / LITHERLAND GT1A | KIRKBY | SPM | 17.3 | primary | 17.262 | Green | 37.5 | 19.812 | thermal | 2.1 | 17.9 | 5.3 | 20 | 12.7 | BOOTLE GT1 / LITHERLAND GT1B | 21.4789 | GREEN | 0 |  |  | 0 | 0 | 0 | 37.5 |  |  |  |  | Green (Over 5% headroom) | 123351 | 100 | 2.57 | 113 | 33 | 1523885 | [9 empty] | Lister Drive | KIRKBY | 4 | 514 | 514 | 400 | 0 | 0 | 2027-08 | [12 empty] | 53.4672 | -3.0204 | SPM-BOOTLE_GRID_T1_KELLOGGS_T1_PACIFIC_RD_T1_WASHINGTON_ST_T1_WA | 14922774000 | SP Energy Networks open data (API key): NDP SPM primary-group polygons + Capacity Heatmaps Information Model SPM + LTDS appendices 3/6 + NSHR
1412 | 47.1 | 21, GREAT GEORGES ROAD | LIVERPOOL | L22 1RA | Sefton |  | Offices And Premises | office | 1 | 1426 | 15349 | NIA | 62500 | Bootle Grid T1 / Kelloggs T1 / Pacific Rd T1 / Washington St T1 / Waterloo T1 | inside-area | 1.52 | BOOTLE GT1 / LITHERLAND GT1A | KIRKBY | SPM | 17.3 | primary | 17.262 | Green | 37.5 | 19.812 | thermal | 2.1 | 17.9 | 5.3 | 20 | 12.7 | BOOTLE GT1 / LITHERLAND GT1B | 21.4789 | GREEN | 0 |  |  | 0 | 0 | 0 | 37.5 |  |  |  |  | Green (Over 5% headroom) | 123351 | 100 | 2.27 | 100 | 33 | 1525965 | [9 empty] | Lister Drive | KIRKBY | 4 | 514 | 514 | 400 | 0 | 0 | 2027-08 | [12 empty] | 53.472 | -3.0256 | SPM-BOOTLE_GRID_T1_KELLOGGS_T1_PACIFIC_RD_T1_WASHINGTON_ST_T1_WA | 396466134 | SP Energy Networks open data (API key): NDP SPM primary-group polygons + Capacity Heatmaps Information Model SPM + LTDS appendices 3/6 + NSHR
1413 | 47.1 | PARK HOUSE 218, STANLEY ROAD | BOOTLE | L20 3PN | Sefton |  | Offices And Premises | office | 1 | 1302.8 | 14023 | NIA | 81000 | Bootle Grid T1 / Kelloggs T1 / Pacific Rd T1 / Washington St T1 / Waterloo T1 | inside-area | 1.94 | BOOTLE GT1 / LITHERLAND GT1A | KIRKBY | SPM | 17.3 | primary | 17.262 | Green | 37.5 | 19.812 | thermal | 2.1 | 17.9 | 5.3 | 20 | 12.7 | BOOTLE GT1 / LITHERLAND GT1B | 21.4789 | GREEN | 0 |  |  | 0 | 0 | 0 | 37.5 |  |  |  |  | Green (Over 5% headroom) | 123351 | 100 | 2.07 | 91 | 33 | 1527291 | [9 empty] | Lister Drive | KIRKBY | 4 | 514 | 514 | 400 | 0 | 0 | 2027-08 | 41091334 | B1 Offices and Workshop businesses | 1520 | D | Natural Gas | 4 | 2 | Heating and Natural Ventilation | 2017-09-04 |  | 1 | FALSE | 53.4499 | -2.9898 | SPM-BOOTLE_GRID_T1_KELLOGGS_T1_PACIFIC_RD_T1_WASHINGTON_ST_T1_WA | 909824000 | SP Energy Networks open data (API key): NDP SPM primary-group polygons + Capacity Heatmaps Information Model SPM + LTDS appendices 3/6 + NSHR
1414 | 47.1 | PINNACLE HOUSE, STANLEY ROAD | BOOTLE | L20 7JF | Sefton |  | Offices And Premises | office | 1 | 1018.11 | 10959 | NIA | 68000 | Bootle Grid T1 / Kelloggs T1 / Pacific Rd T1 / Washington St T1 / Waterloo T1 | inside-area | 2.2 | BOOTLE GT1 / LITHERLAND GT1A | KIRKBY | SPM | 17.3 | primary | 17.262 | Green | 37.5 | 19.812 | thermal | 2.1 | 17.9 | 5.3 | 20 | 12.7 | BOOTLE GT1 / LITHERLAND GT1B | 21.4789 | GREEN | 0 |  |  | 0 | 0 | 0 | 37.5 |  |  |  |  | Green (Over 5% headroom) | 123351 | 100 | 1.62 | 71 | 33 | 1530355 | [9 empty] | Lister Drive | KIRKBY | 4 | 514 | 514 | 400 | 0 | 0 | 2027-08 | 41219108 | B1 Offices and Workshop businesses | 1332 | D | Natural Gas | 3 |  | Heating and Natural Ventilation | 2015-05-18 |  | 1 | FALSE | 53.4464 | -2.9897 | SPM-BOOTLE_GRID_T1_KELLOGGS_T1_PACIFIC_RD_T1_WASHINGTON_ST_T1_WA | 11230152000 | SP Energy Networks open data (API key): NDP SPM primary-group polygons + Capacity Heatmaps Information Model SPM + LTDS appendices 3/6 + NSHR
1415 | 47.1 | 215, PARK ROAD | LIVERPOOL | L8 4XF | Liverpool |  | Superstore And Premises | bigbox | 1 | 8506.8 | 91566 | GIA | 1190000 | Dingle T1 / Granby T1 / St James T2 | inside-area | 0.41 | LISTER DV B GT3 / SPARLING ST GT1 / WAVERTREE GT2 | LISTER DRIVE | SPM | 9.1 | primary | 9.066 | Green | 17.5 | 8.434 | thermal | 0 | 0 | 0 | 0 | 7.2 | LISTER DV B GT3 / SPARLING ST GT1 / WAVERTREE GT2 | 51.671 | GREEN | 0 |  |  | 0 | 0 | 0 | 17.5 |  |  |  |  | Green (Over 5% headroom) | 64884 | 71 | 13.52 | 766 | 9 | 262253 | [9 empty] | Lister Drive | LISTER DRIVE | 2 | 114 | 114 | 0 | 57 | 20 | 2026-09 | 38303517 | A1/A2 Retail and Financial/Professional services | 10342 | B | Natural Gas | 4 |  | Air Conditioning | 2021-05-24 |  | 1 | FALSE | 53.3848 | -2.9639 | SPM-DINGLE_T1_GRANBY_T1_ST_JAMES_T2 | 10714609000 | SP Energy Networks open data (API key): NDP SPM primary-group polygons + Capacity Heatmaps Information Model SPM + LTDS appendices 3/6 + NSHR
1416 | 47.1 | W H LUNG BUILDING, GREAT HOWARD STREET | LIVERPOOL | L5 9TZ | Liverpool |  | Retail Warehouse And Premises | bigbox | 1 | 3432.9 | 36951 | GIA | 147000 | Athol St T1 / Chisenhale St T1 / Sandhills La T1 | inside-area | 0.53 | BOOTLE GT2A / BURLINGTON ST GT1 / LISTER DV A GT2 | LISTER DRIVE | SPM | 9.1 | primary | 9.133 | Green | 17.4 | 8.267 | thermal | 0 | 0 | 0 | 0 | 7.9 | BOOTLE GT2A / BURLINGTON ST GT1 / LISTER DV A GT2 | 61.868 | GREEN | 0 |  |  | 0 | 0 | 0 | 17.4 |  |  |  |  | Green (Over 5% headroom) | 64884 | 100 | 5.46 | 309 | 29 | 1204864 | [9 empty] | Lister Drive | LISTER DRIVE | 2 | 114 | 114 | 0 | 57 | 20 | 2026-09 | [12 empty] | 53.4246 | -2.996 | SPM-ATHOL_ST_T1_CHISENHALE_ST_T1_SANDHILLS_LA_T1 | 10086316000 | SP Energy Networks open data (API key): NDP SPM primary-group polygons + Capacity Heatmaps Information Model SPM + LTDS appendices 3/6 + NSHR
1417 | 47.1 | 1, SHADWELL STREET | LIVERPOOL | L5 9UD | Liverpool |  | Builders Merchants And Premises | bigbox | 1 | 3187.9 | 34314 | GIA | 211000 | Athol St T1 / Chisenhale St T1 / Sandhills La T1 | inside-area | 0.43 | BOOTLE GT2A / BURLINGTON ST GT1 / LISTER DV A GT2 | LISTER DRIVE | SPM | 9.1 | primary | 9.133 | Green | 17.4 | 8.267 | thermal | 0 | 0 | 0 | 0 | 7.9 | BOOTLE GT2A / BURLINGTON ST GT1 / LISTER DV A GT2 | 61.868 | GREEN | 0 |  |  | 0 | 0 | 0 | 17.4 |  |  |  |  | Green (Over 5% headroom) | 64884 | 100 | 5.07 | 287 | 29 | 1207501 | [9 empty] | Lister Drive | LISTER DRIVE | 2 | 114 | 114 | 0 | 57 | 20 | 2026-09 | [12 empty] | 53.4241 | -2.9945 | SPM-ATHOL_ST_T1_CHISENHALE_ST_T1_SANDHILLS_LA_T1 | 5328071000 | SP Energy Networks open data (API key): NDP SPM primary-group polygons + Capacity Heatmaps Information Model SPM + LTDS appendices 3/6 + NSHR
1418 | 47.1 | RENAULT, SEFTON STREET | LIVERPOOL | L8 5SA | Liverpool | RENAULT | Car Showroom And Premises | bigbox | 1 | 3159.63 | 34010 | GIA | 231000 | Dingle T1 / Granby T1 / St James T2 | inside-area | 1.52 | LISTER DV B GT3 / SPARLING ST GT1 / WAVERTREE GT2 | LISTER DRIVE | SPM | 9.1 | primary | 9.066 | Green | 17.5 | 8.434 | thermal | 0 | 0 | 0 | 0 | 7.2 | LISTER DV B GT3 / SPARLING ST GT1 / WAVERTREE GT2 | 51.671 | GREEN | 0 |  |  | 0 | 0 | 0 | 17.5 |  |  |  |  | Green (Over 5% headroom) | 64884 | 100 | 5.02 | 284 | 9 | 319809 | [9 empty] | Lister Drive | LISTER DRIVE | 2 | 114 | 114 | 0 | 57 | 20 | 2026-09 | 38077008 | B8 Storage or Distribution | 2234 | C | Natural Gas | 3 |  | Heating and Mechanical Ventilation | 2013-05-24 |  | 0.5 | FALSE | 53.3917 | -2.9771 | SPM-DINGLE_T1_GRANBY_T1_ST_JAMES_T2 | 429803134 | SP Energy Networks open data (API key): NDP SPM primary-group polygons + Capacity Heatmaps Information Model SPM + LTDS appendices 3/6 + NSHR
1419 | 47.1 | THOR SPECIALITIES (UK) LTD, WINCHAM AVENUE | NORTHWICH | CW9 6GB | Cheshire West And Chester |  | Chemical Works And Premises | industrial | 1 | 12318.13 | 132591 | GIA | 620000 | Wincham T1 | inside-area | 0.36 | HARTFORD GT1 / LOSTOCK GT2 / WINSFORD GT1 / WINSFORD GT2 | CARRINGTON - FIDDLERS FERRY | SPM | 5.3 | primary | 5.272 | Green | 7.5 | 2.228 | thermal | 0 | 0 | 0 | 0 | 4.9 | HARTFORD GT1 / LOSTOCK GT2 / WINSFORD GT1 / WINSFORD GT2 | 35.88 | GREEN | 0 |  |  | 0 | 0 | 0 | 7.5 |  |  |  |  | Green (Over 5% headroom) | 37790 | 29 | 19.57 | 739 | 8 | 369832 | [9 empty] | Fiddlers Ferry | CARRINGTON | 5 | 2186.9 | 2186.9 | 0 | 0 | 930 | 2026-05 | 10011716056 | B2 to B7 General Industrial and Special Industrial Groups | 3384 | B | Natural Gas | 5 |  | Heating and Natural Ventilation | 2015-03-05 |  | 1 | FALSE | 53.2726 | -2.4814 | SPM-WINCHAM_T1 | 10956798000 | SP Energy Networks open data (API key): NDP SPM primary-group polygons + Capacity Heatmaps Information Model SPM + LTDS appendices 3/6 + NSHR
1420 | 47.1 | UNITS 2 & 3 OFF, WINCHAM LANE | NORTHWICH | CW9 6DF | Cheshire West And Chester |  | Factory And Premises | industrial | 2 | 10534.57 | 113393 | GIA | 331000 | Wincham T1 | inside-area | 0.17 | HARTFORD GT1 / LOSTOCK GT2 / WINSFORD GT1 / WINSFORD GT2 | CARRINGTON - FIDDLERS FERRY | SPM | 5.3 | primary | 5.272 | Green | 7.5 | 2.228 | thermal | 0 | 0 | 0 | 0 | 4.9 | HARTFORD GT1 / LOSTOCK GT2 / WINSFORD GT1 / WINSFORD GT2 | 35.88 | GREEN | 0 |  |  | 0 | 0 | 0 | 7.5 |  |  |  |  | Green (Over 5% headroom) | 37790 | 33 | 16.74 | 632 | 8 | 389030 | [9 empty] | Fiddlers Ferry | CARRINGTON | 5 | 2186.9 | 2186.9 | 0 | 0 | 930 | 2026-05 | 200003236537 | Storage or Distribution | 4027 | C | Grid Supplied Electricity | 3 |  | Heating and Natural Ventilation | 2026-02-05 |  | 0.67 | FALSE | 53.274 | -2.4877 | SPM-WINCHAM_T1 | 11283405000;10270338000 | SP Energy Networks open data (API key): NDP SPM primary-group polygons + Capacity Heatmaps Information Model SPM + LTDS appendices 3/6 + NSHR
1421 | 47.1 | UNIT 19, WINCHAM INDUSTRIAL ESTATE, WINCHAM LANE | NORTHWICH | CW9 6DE | Cheshire West And Chester |  | Workshop And Premises | industrial | 1 | 9608.33 | 103423 | GIA | 377500 | Wincham T1 | inside-area | 0.08 | HARTFORD GT1 / LOSTOCK GT2 / WINSFORD GT1 / WINSFORD GT2 | CARRINGTON - FIDDLERS FERRY | SPM | 5.3 | primary | 5.272 | Green | 7.5 | 2.228 | thermal | 0 | 0 | 0 | 0 | 4.9 | HARTFORD GT1 / LOSTOCK GT2 / WINSFORD GT1 / WINSFORD GT2 | 35.88 | GREEN | 0 |  |  | 0 | 0 | 0 | 7.5 |  |  |  |  | Green (Over 5% headroom) | 37790 | 37 | 15.27 | 432 | 8 | 399000 | [9 empty] | Fiddlers Ferry | CARRINGTON | 5 | 2186.9 | 2186.9 | 0 | 0 | 930 | 2026-05 | 100012825764 | B8 Storage or Distribution | 9202 | E | Grid Supplied Electricity | 3 |  | Heating and Natural Ventilation | 2018-12-24 |  | 0.5 | FALSE | 53.2741 | -2.4849 | SPM-WINCHAM_T1 | 12156359000 | SP Energy Networks open data (API key): NDP SPM primary-group polygons + Capacity Heatmaps Information Model SPM + LTDS appendices 3/6 + NSHR
1422 | 47.1 | SWAN HOUSE, NEW CHESHIRE BUSINESS PARK, WINCHAM LANE | NORTHWICH | CW9 6GG | Cheshire West And Chester |  | Warehouse And Premises | industrial | 1 | 4367.97 | 47016 | GIA | 272500 | Wincham T1 | inside-area | 0.13 | HARTFORD GT1 / LOSTOCK GT2 / WINSFORD GT1 / WINSFORD GT2 | CARRINGTON - FIDDLERS FERRY | SPM | 5.3 | primary | 5.272 | Green | 7.5 | 2.228 | thermal | 0 | 0 | 0 | 0 | 4.9 | HARTFORD GT1 / LOSTOCK GT2 / WINSFORD GT1 / WINSFORD GT2 | 35.88 | GREEN | 0 |  |  | 0 | 0 | 0 | 7.5 |  |  |  |  | Green (Over 5% headroom) | 37790 | 80 | 6.94 | 109 | 8 | 455407 | [9 empty] | Fiddlers Ferry | CARRINGTON | 5 | 2186.9 | 2186.9 | 0 | 0 | 930 | 2026-05 | 10014516063 | B1 Offices and Workshop businesses | 1751 | C | Natural Gas | 3 |  | Heating and Natural Ventilation | 2019-12-17 |  | 1 | FALSE | 53.2754 | -2.484 | SPM-WINCHAM_T1 | 7062537000 | SP Energy Networks open data (API key): NDP SPM primary-group polygons + Capacity Heatmaps Information Model SPM + LTDS appendices 3/6 + NSHR
1423 | 47.1 | DATASPACE UK LTD, WINCHAM AVENUE | NORTHWICH | CW9 6GB | Cheshire West And Chester |  | Warehouse And Premises | industrial | 1 | 3200.7 | 34452 | GIA | 183000 | Wincham T1 | inside-area | 0.36 | HARTFORD GT1 / LOSTOCK GT2 / WINSFORD GT1 / WINSFORD GT2 | CARRINGTON - FIDDLERS FERRY | SPM | 5.3 | primary | 5.272 | Green | 7.5 | 2.228 | thermal | 0 | 0 | 0 | 0 | 4.9 | HARTFORD GT1 / LOSTOCK GT2 / WINSFORD GT1 / WINSFORD GT2 | 35.88 | GREEN | 0 |  |  | 0 | 0 | 0 | 7.5 |  |  |  |  | Green (Over 5% headroom) | 37790 | 100 | 5.09 | 80 | 8 | 467971 | [9 empty] | Fiddlers Ferry | CARRINGTON | 5 | 2186.9 | 2186.9 | 0 | 0 | 930 | 2026-05 | 10014521133 | B2 to B7 General Industrial and Special Industrial Groups | 1194 | C | Other | 3 |  | Unconditioned | 2021-01-20 |  | 1 | FALSE | 53.2726 | -2.4814 | SPM-WINCHAM_T1 | 9217145000 | SP Energy Networks open data (API key): NDP SPM primary-group polygons + Capacity Heatmaps Information Model SPM + LTDS appendices 3/6 + NSHR
1424 | 47.1 | UNIT 7, NEW CHESHIRE BUSINESS PARK, WINCHAM LANE | NORTHWICH | CW9 6GG | Cheshire West And Chester |  | Warehouse And Premises | industrial | 1 | 2475.44 | 26645 | GIA | 87500 | Wincham T1 | inside-area | 0.13 | HARTFORD GT1 / LOSTOCK GT2 / WINSFORD GT1 / WINSFORD GT2 | CARRINGTON - FIDDLERS FERRY | SPM | 5.3 | primary | 5.272 | Green | 7.5 | 2.228 | thermal | 0 | 0 | 0 | 0 | 4.9 | HARTFORD GT1 / LOSTOCK GT2 / WINSFORD GT1 / WINSFORD GT2 | 35.88 | GREEN | 0 |  |  | 0 | 0 | 0 | 7.5 |  |  |  |  | Green (Over 5% headroom) | 37790 | 100 | 3.93 | 62 | 8 | 475778 | [9 empty] | Fiddlers Ferry | CARRINGTON | 5 | 2186.9 | 2186.9 | 0 | 0 | 930 | 2026-05 | 10013202881 | Storage or Distribution | 2381 | B | Grid Supplied Electricity | 3 |  | Heating and Natural Ventilation | 2024-07-29 |  | 1 | FALSE | 53.2754 | -2.484 | SPM-WINCHAM_T1 | 8329121000 | SP Energy Networks open data (API key): NDP SPM primary-group polygons + Capacity Heatmaps Information Model SPM + LTDS appendices 3/6 + NSHR
1425 | 47 | ASDA 222, GRANGE ROAD | BIRKENHEAD | CH41 6EB | Wirral |  | Superstore And Premises | bigbox | 1 | 7187.15 | 77362 | GIA | 1350000 | Birkenhead Central T1 / Singleton Ave T1 / Tranmere T1 | inside-area | 1.11 | PRENTON GRID GT1 / ROCK FERRY GT1 | BIRKENHEAD | SPM | 9 | primary | 9.037 | Green | 18.2 | 9.163 | thermal | 0 | 0 | 0 | 0 | 7.3 | PRENTON GRID GT1 / ROCK FERRY GT1 | 18.455 | GREEN | 0 |  |  | 0 | 0 | 0 | 18.2 |  |  |  |  | Green (Over 5% headroom) | 64171 | 83 | 11.42 | 647 | 9 | 268687 | [9 empty] | Birkenhead | BIRKENHEAD | 0 | 0 | 0 | 0 | 0 | 90 | [13 empty] | 53.3892 | -3.0298 | SPM-BIRKENHEAD_CENTRAL_T1_SINGLETON_AVE_T1_TRANMERE_T1 | 8986415000 | SP Energy Networks open data (API key): NDP SPM primary-group polygons + Capacity Heatmaps Information Model SPM + LTDS appendices 3/6 + NSHR
1426 | 47 | WICKES, THE ROCK RETAIL PARK, NEW CHESTER ROAD | BIRKENHEAD | CH41 9DF | Wirral |  | Retail Warehouse And Premises | bigbox | 1 | 2643.73 | 28457 | GIA | 352500 | Birkenhead Central T1 / Singleton Ave T1 / Tranmere T1 | inside-area | 0.43 | PRENTON GRID GT1 / ROCK FERRY GT1 | BIRKENHEAD | SPM | 9 | primary | 9.037 | Green | 18.2 | 9.163 | thermal | 0 | 0 | 0 | 0 | 7.3 | PRENTON GRID GT1 / ROCK FERRY GT1 | 18.455 | GREEN | 0 |  |  | 0 | 0 | 0 | 18.2 |  |  |  |  | Green (Over 5% headroom) | 64171 | 100 | 4.2 | 238 | 9 | 317592 | [9 empty] | Birkenhead | BIRKENHEAD | 0 | 0 | 0 | 0 | 0 | 90 |  | 42190201 | A1/A2 Retail and Financial/Professional services | 1625 | B | Grid Supplied Electricity | 3 |  | Air Conditioning | 2021-11-18 |  | 0.67 | FALSE | 53.3861 | -3.016 | SPM-BIRKENHEAD_CENTRAL_T1_SINGLETON_AVE_T1_TRANMERE_T1 | 1134298000 | SP Energy Networks open data (API key): NDP SPM primary-group polygons + Capacity Heatmaps Information Model SPM + LTDS appendices 3/6 + NSHR
1427 | 47 | UNIT 3, THE ROCK RETAIL PARK, NEW CHESTER ROAD | BIRKENHEAD | CH41 9DF | Wirral |  | Retail Warehouse And Premises | bigbox | 1 | 2541.4 | 27355 | GIA | 335000 | Birkenhead Central T1 / Singleton Ave T1 / Tranmere T1 | inside-area | 0.43 | PRENTON GRID GT1 / ROCK FERRY GT1 | BIRKENHEAD | SPM | 9 | primary | 9.037 | Green | 18.2 | 9.163 | thermal | 0 | 0 | 0 | 0 | 7.3 | PRENTON GRID GT1 / ROCK FERRY GT1 | 18.455 | GREEN | 0 |  |  | 0 | 0 | 0 | 18.2 |  |  |  |  | Green (Over 5% headroom) | 64171 | 100 | 4.04 | 229 | 9 | 318694 | [9 empty] | Birkenhead | BIRKENHEAD | 0 | 0 | 0 | 0 | 0 | 90 |  | 42190201 | A1/A2 Retail and Financial/Professional services | 1625 | B | Grid Supplied Electricity | 3 |  | Air Conditioning | 2021-11-18 |  | 0.67 | FALSE | 53.3861 | -3.016 | SPM-BIRKENHEAD_CENTRAL_T1_SINGLETON_AVE_T1_TRANMERE_T1 | 1894589000 | SP Energy Networks open data (API key): NDP SPM primary-group polygons + Capacity Heatmaps Information Model SPM + LTDS appendices 3/6 + NSHR
1428 | 46.9 | HOWDENS JOINERY, ASTMOOR INDUSTRIAL ESTATE | RUNCORN | WA7 1PQ | Halton |  | Factory And Premises | industrial | 1 | 44309.1 | 476939 | GIA | 1840000 | Astmoor Ind Est T1 / Mackamax T1 / Mersey Rd T1 / Picow Farm Rd T1 | inside-area | 0.73 | DUTTON GT2 / MOORE GT1 / PERCIVAL LA GT1 | FRODSHAM - INCE | SPM | 18.3 | primary | 18.28 | Green | 30 | 11.12 | thermal | 2.4 | 1.9 | 0 | 4.3 | 17.1 | DUTTON GT2 / MOORE GT1 / PERCIVAL LA GT1 | 32.616 | GREEN | 0 |  |  | 0 | 0 | 0 | 30 |  |  |  |  | Green (Over 5% headroom) | 130481 | 27 | 70.41 | 2659 | 43 | 2542418 | [9 empty] | Fiddlers Ferry | FRODSHAM | 5 | 1090 | 1090 | 0 | 0 | 0 | 2029-04 | [12 empty] | 53.346 | -2.6977 | SPM-ASTMOOR_IND_EST_T1_MACKAMAX_T1_MERSEY_RD_T1_PICOW_FARM_RD_T1 | 6770560000 | SP Energy Networks open data (API key): NDP SPM primary-group polygons + Capacity Heatmaps Information Model SPM + LTDS appendices 3/6 + NSHR
1429 | 46.9 | BRIGHTON STREET | WALLASEY | CH44 8ED | Wirral | WIRRAL BOROUGH COUNCIL WALLASEY TOWN HALL | Offices And Premises | office | 1 | 4928.69 | 53052 | NIA | 213000 | Egremont T1 / Liscard T1 / Poulton T1 / Stone Manganese T1 | inside-area | 1.18 | WALLASEY GT1 / WALLASEY GT2 / WOODSIDE GT2 | BIRKENHEAD | SPM | 12.7 | primary | 12.66 | Green | 30 | 17.09 | thermal | 1 | 1.5 | 7.2 | 2.5 | 8.9 | WALLASEY GT1 / WALLASEY GT2 / WOODSIDE GT2 | 42.195 | GREEN | 0 |  |  | 0 | 0 | 0 | 30 |  |  |  |  | Green (Over 5% headroom) | 90553 | 100 | 7.83 | 345 | 17 | 554176 | [9 empty] | Birkenhead | BIRKENHEAD | 0 | 0 | 0 | 0 | 0 | 90 |  | 42016280 | B1 Offices and Workshop businesses | 6950 | D | Natural Gas | 5 |  | Heating and Natural Ventilation | 2012-09-28 |  | 1 | FALSE | 53.4157 | -3.0233 | SPM-EGREMONT_T1_LISCARD_T1_POULTON_T1_STONE_MANGANESE_T1 | 123440132 | SP Energy Networks open data (API key): NDP SPM primary-group polygons + Capacity Heatmaps Information Model SPM + LTDS appendices 3/6 + NSHR
1430 | 46.9 | UNITS 3-4, OCEAN PARK, DOCK ROAD | BIRKENHEAD | CH41 1HW | Wirral | TRANSLAND INTERNATIONAL LTD | Warehouse And Premises | industrial | 1 | 1528.88 | 16457 | GIA | 55500 | Egremont T1 / Liscard T1 / Poulton T1 / Stone Manganese T1 | inside-area | 0.49 | WALLASEY GT1 / WALLASEY GT2 / WOODSIDE GT2 | BIRKENHEAD | SPM | 12.7 | primary | 12.66 | Green | 30 | 17.09 | thermal | 1 | 1.5 | 7.2 | 2.5 | 8.9 | WALLASEY GT1 / WALLASEY GT2 / WOODSIDE GT2 | 42.195 | GREEN | 0 |  |  | 0 | 0 | 0 | 30 |  |  |  |  | Green (Over 5% headroom) | 90553 | 100 | 2.43 | 38 | 17 | 590771 | [9 empty] | Birkenhead | BIRKENHEAD | 0 | 0 | 0 | 0 | 0 | 90 |  | 42159999 | B1 Offices and Workshop businesses | 675 | D | Grid Supplied Electricity | 3 |  | Heating and Natural Ventilation | 2017-03-14 |  | 1 | FALSE | 53.4061 | -3.0274 | SPM-EGREMONT_T1_LISCARD_T1_POULTON_T1_STONE_MANGANESE_T1 | 8909375000 | SP Energy Networks open data (API key): NDP SPM primary-group polygons + Capacity Heatmaps Information Model SPM + LTDS appendices 3/6 + NSHR
1431 | 46.9 | OFFICES AT KINGSWAY TOLL BOOTHS KINGSWAY TUNNEL, APPROACH ROAD | WALLASEY | CH44 4AJ | Wirral |  | Workshop And Premises | industrial | 1 | 1425.97 | 15349 | NIA | 45500 | Egremont T1 / Liscard T1 / Poulton T1 / Stone Manganese T1 | inside-area | 0.28 | WALLASEY GT1 / WALLASEY GT2 / WOODSIDE GT2 | BIRKENHEAD | SPM | 12.7 | primary | 12.66 | Green | 30 | 17.09 | thermal | 1 | 1.5 | 7.2 | 2.5 | 8.9 | WALLASEY GT1 / WALLASEY GT2 / WOODSIDE GT2 | 42.195 | GREEN | 0 |  |  | 0 | 0 | 0 | 30 |  |  |  |  | Green (Over 5% headroom) | 90553 | 100 | 2.27 | 64 | 17 | 591879 | [9 empty] | Birkenhead | BIRKENHEAD | 0 | 0 | 0 | 0 | 0 | 90 | [13 empty] | 53.4093 | -3.0314 | SPM-EGREMONT_T1_LISCARD_T1_POULTON_T1_STONE_MANGANESE_T1 | 11953298000 | SP Energy Networks open data (API key): NDP SPM primary-group polygons + Capacity Heatmaps Information Model SPM + LTDS appendices 3/6 + NSHR
1432 | 46.9 | UNIT 1, SMM BUSINESS PARK, DOCK ROAD | BIRKENHEAD | CH41 1DT | Wirral |  | Workshop And Premises | industrial | 1 | 1335 | 14370 | GIA | 21500 | Egremont T1 / Liscard T1 / Poulton T1 / Stone Manganese T1 | inside-area | 0.18 | WALLASEY GT1 / WALLASEY GT2 / WOODSIDE GT2 | BIRKENHEAD | SPM | 12.7 | primary | 12.66 | Green | 30 | 17.09 | thermal | 1 | 1.5 | 7.2 | 2.5 | 8.9 | WALLASEY GT1 / WALLASEY GT2 / WOODSIDE GT2 | 42.195 | GREEN | 0 |  |  | 0 | 0 | 0 | 30 |  |  |  |  | Green (Over 5% headroom) | 90553 | 100 | 2.12 | 60 | 17 | 592858 | [9 empty] | Birkenhead | BIRKENHEAD | 0 | 0 | 0 | 0 | 0 | 90 | [13 empty] | 53.4063 | -3.0327 | SPM-EGREMONT_T1_LISCARD_T1_POULTON_T1_STONE_MANGANESE_T1 | 225543132 | SP Energy Networks open data (API key): NDP SPM primary-group polygons + Capacity Heatmaps Information Model SPM + LTDS appendices 3/6 + NSHR
1433 | 46.9 | UNIT 6, NEW WAY BUSINESS CENTRE, OAKDALE ROAD | WALLASEY | CH44 7HP | Wirral |  | Workshop And Premises | industrial | 1 | 1055.9 | 11366 | GIA | 30500 | Egremont T1 / Liscard T1 / Poulton T1 / Stone Manganese T1 | inside-area | 0.38 | WALLASEY GT1 / WALLASEY GT2 / WOODSIDE GT2 | BIRKENHEAD | SPM | 12.7 | primary | 12.66 | Green | 30 | 17.09 | thermal | 1 | 1.5 | 7.2 | 2.5 | 8.9 | WALLASEY GT1 / WALLASEY GT2 / WOODSIDE GT2 | 42.195 | GREEN | 0 |  |  | 0 | 0 | 0 | 30 |  |  |  |  | Green (Over 5% headroom) | 90553 | 100 | 1.68 | 48 | 17 | 595862 | [9 empty] | Birkenhead | BIRKENHEAD | 0 | 0 | 0 | 0 | 0 | 90 | [13 empty] | 53.4069 | -3.0289 | SPM-EGREMONT_T1_LISCARD_T1_POULTON_T1_STONE_MANGANESE_T1 | 5349625000 | SP Energy Networks open data (API key): NDP SPM primary-group polygons + Capacity Heatmaps Information Model SPM + LTDS appendices 3/6 + NSHR
1434 | 46.9 | UNIT 1, NEW WAY BUSINESS CENTRE, OAKDALE ROAD | WALLASEY | CH44 7HT | Wirral |  | Factory And Premises | industrial | 1 | 1053.88 | 11344 | GIA | 23750 | Egremont T1 / Liscard T1 / Poulton T1 / Stone Manganese T1 | inside-area | 0.31 | WALLASEY GT1 / WALLASEY GT2 / WOODSIDE GT2 | BIRKENHEAD | SPM | 12.7 | primary | 12.66 | Green | 30 | 17.09 | thermal | 1 | 1.5 | 7.2 | 2.5 | 8.9 | WALLASEY GT1 / WALLASEY GT2 / WOODSIDE GT2 | 42.195 | GREEN | 0 |  |  | 0 | 0 | 0 | 30 |  |  |  |  | Green (Over 5% headroom) | 90553 | 100 | 1.67 | 63 | 17 | 595884 | [9 empty] | Birkenhead | BIRKENHEAD | 0 | 0 | 0 | 0 | 0 | 90 |  | 42187406 | General Industrial and Special Industrial Groups | 907 | D | Natural Gas | 3 |  | Heating and Natural Ventilation | 2023-10-16 |  | 0.67 | FALSE | 53.4072 | -3.0298 | SPM-EGREMONT_T1_LISCARD_T1_POULTON_T1_STONE_MANGANESE_T1 | 229109132 | SP Energy Networks open data (API key): NDP SPM primary-group polygons + Capacity Heatmaps Information Model SPM + LTDS appendices 3/6 + NSHR
1435 | 46.9 | 4-5, WESTFIELD ROAD | WALLASEY | CH44 7JA | Wirral |  | Warehouse And Premises | industrial | 1 | 1028.6 | 11072 | GIA | 30750 | Egremont T1 / Liscard T1 / Poulton T1 / Stone Manganese T1 | inside-area | 0.45 | WALLASEY GT1 / WALLASEY GT2 / WOODSIDE GT2 | BIRKENHEAD | SPM | 12.7 | primary | 12.66 | Green | 30 | 17.09 | thermal | 1 | 1.5 | 7.2 | 2.5 | 8.9 | WALLASEY GT1 / WALLASEY GT2 / WOODSIDE GT2 | 42.195 | GREEN | 0 |  |  | 0 | 0 | 0 | 30 |  |  |  |  | Green (Over 5% headroom) | 90553 | 100 | 1.63 | 26 | 17 | 596156 | [9 empty] | Birkenhead | BIRKENHEAD | 0 | 0 | 0 | 0 | 0 | 90 | [13 empty] | 53.4068 | -3.0278 | SPM-EGREMONT_T1_LISCARD_T1_POULTON_T1_STONE_MANGANESE_T1 | 223765132 | SP Energy Networks open data (API key): NDP SPM primary-group polygons + Capacity Heatmaps Information Model SPM + LTDS appendices 3/6 + NSHR
1436 | 46.9 | ROWAN FOODS, ASH ROAD (SOUTH) | WREXHAM | LL13 9UG | Wrexham |  | Factory, Office And Premises | industrial | 1 | 12791.29 | 137684 | GIA | 477500 | Ash Rd T1 / Kelloggs (Wrexham) T1 / Kelloggs (Wrexham) T2 | inside-area | 0.58 | BRYMBO GT1 / LEGACY LOCAL GT1 / MARCHWIEL GT1 / MARCHWIEL GT2 / WREXHAM GT1 | LEGACY | SPM | 5.2 | primary | 5.2336 | Green | 20 | 14.7664 | thermal | 0 | 0 | 0 | 0 | 3.5 | BRYMBO GT1 / LEGACY LOCAL GT1 / MARCHWIEL GT1 / MARCHWIEL GT2 / WREXHAM GT1 | 41.8508 | GREEN | 1.6 |  |  | 0 | 0 | 0 | 20 |  |  |  |  | Green (Over 5% headroom) | 37077 | 27 | 20.33 | 767 | 37 | 5143631 | [9 empty] | Legacy | LEGACY | 5 | 1714 | 1714 | 0 | 0 | 0 | 2024-08 | [12 empty] | 53.0449 | -2.9249 | SPM-ASH_RD_T1_KELLOGGS_WREXHAM_T1_KELLOGGS_WREXHAM_T2 | 10381220000 | SP Energy Networks open data (API key): NDP SPM primary-group polygons + Capacity Heatmaps Information Model SPM + LTDS appendices 3/6 + NSHR
1437 | 46.9 | F LLOYD (PENLEY)LTD, BRYN LANE, INDUSTRIAL ESTATE | WREXHAM | LL13 9UT | Wrexham |  | Warehouse And Premises | industrial | 1 | 12279 | 132170 | GIA | 312500 | Ash Rd T1 / Kelloggs (Wrexham) T1 / Kelloggs (Wrexham) T2 | inside-area | 1.15 | BRYMBO GT1 / LEGACY LOCAL GT1 / MARCHWIEL GT1 / MARCHWIEL GT2 / WREXHAM GT1 | LEGACY | SPM | 5.2 | primary | 5.2336 | Green | 20 | 14.7664 | thermal | 0 | 0 | 0 | 0 | 3.5 | BRYMBO GT1 / LEGACY LOCAL GT1 / MARCHWIEL GT1 / MARCHWIEL GT2 / WREXHAM GT1 | 41.8508 | GREEN | 1.6 |  |  | 0 | 0 | 0 | 20 |  |  |  |  | Green (Over 5% headroom) | 37077 | 28 | 19.51 | 307 | 37 | 5149145 | [9 empty] | Legacy | LEGACY | 5 | 1714 | 1714 | 0 | 0 | 0 | 2024-08 | 10023166921 | B1 Offices and Workshop businesses | 1223 | D | Oil | 3 |  | Heating and Natural Ventilation | 2014-10-28 |  | 1 | FALSE | 53.0482 | -2.9141 | SPM-ASH_RD_T1_KELLOGGS_WREXHAM_T1_KELLOGGS_WREXHAM_T2 | 5547877000 | SP Energy Networks open data (API key): NDP SPM primary-group polygons + Capacity Heatmaps Information Model SPM + LTDS appendices 3/6 + NSHR
1438 | 46.9 | NORISH FOOD CARE, ASH ROAD SOUTH, WREXHAM INDUSTRIAL ESTATE | WREXHAM | LL13 9UG | Wrexham |  | Cold Store And Premises | industrial | 1 | 9247.88 | 99543 | GIA | 400000 | Ash Rd T1 / Kelloggs (Wrexham) T1 / Kelloggs (Wrexham) T2 | inside-area | 0.58 | BRYMBO GT1 / LEGACY LOCAL GT1 / MARCHWIEL GT1 / MARCHWIEL GT2 / WREXHAM GT1 | LEGACY | SPM | 5.2 | primary | 5.2336 | Green | 20 | 14.7664 | thermal | 0 | 0 | 0 | 0 | 3.5 | BRYMBO GT1 / LEGACY LOCAL GT1 / MARCHWIEL GT1 / MARCHWIEL GT2 / WREXHAM GT1 | 41.8508 | GREEN | 1.6 |  |  | 0 | 0 | 0 | 20 |  |  |  |  | Green (Over 5% headroom) | 37077 | 37 | 14.7 | 1110 | 37 | 5181772 | [9 empty] | Legacy | LEGACY | 5 | 1714 | 1714 | 0 | 0 | 0 | 2024-08 | [12 empty] | 53.0449 | -2.9249 | SPM-ASH_RD_T1_KELLOGGS_WREXHAM_T1_KELLOGGS_WREXHAM_T2 | 259071206 | SP Energy Networks open data (API key): NDP SPM primary-group polygons + Capacity Heatmaps Information Model SPM + LTDS appendices 3/6 + NSHR
1439 | 46.9 | UNIT 2 | WREXHAM | LL13 9UA | Wrexham | HOYA LENS UK LTD | Factory And Premises | industrial | 1 | 8608.65 | 92663 | GIA | 260000 | Ash Rd T1 / Kelloggs (Wrexham) T1 / Kelloggs (Wrexham) T2 | inside-area | 0.69 | BRYMBO GT1 / LEGACY LOCAL GT1 / MARCHWIEL GT1 / MARCHWIEL GT2 / WREXHAM GT1 | LEGACY | SPM | 5.2 | primary | 5.2336 | Green | 20 | 14.7664 | thermal | 0 | 0 | 0 | 0 | 3.5 | BRYMBO GT1 / LEGACY LOCAL GT1 / MARCHWIEL GT1 / MARCHWIEL GT2 / WREXHAM GT1 | 41.8508 | GREEN | 1.6 |  |  | 0 | 0 | 0 | 20 |  |  |  |  | Green (Over 5% headroom) | 37077 | 40 | 13.68 | 517 | 37 | 5188652 | [9 empty] | Legacy | LEGACY | 5 | 1714 | 1714 | 0 | 0 | 0 | 2024-08 | [12 empty] | 53.0466 | -2.9215 | SPM-ASH_RD_T1_KELLOGGS_WREXHAM_T1_KELLOGGS_WREXHAM_T2 | 7271727000 | SP Energy Networks open data (API key): NDP SPM primary-group polygons + Capacity Heatmaps Information Model SPM + LTDS appendices 3/6 + NSHR
1440 | 46.9 | EXOPACK ADVANCED COATINGS, ASH ROAD (NORTH), INDUSTRIAL ESTATE | WREXHAM | LL13 9UF | Wrexham |  | Factory, Office And Premises | industrial | 1 | 6934.71 | 74645 | GIA | 223000 | Ash Rd T1 / Kelloggs (Wrexham) T1 / Kelloggs (Wrexham) T2 | inside-area | 0.26 | BRYMBO GT1 / LEGACY LOCAL GT1 / MARCHWIEL GT1 / MARCHWIEL GT2 / WREXHAM GT1 | LEGACY | SPM | 5.2 | primary | 5.2336 | Green | 20 | 14.7664 | thermal | 0 | 0 | 0 | 0 | 3.5 | BRYMBO GT1 / LEGACY LOCAL GT1 / MARCHWIEL GT1 / MARCHWIEL GT2 / WREXHAM GT1 | 41.8508 | GREEN | 1.6 |  |  | 0 | 0 | 0 | 20 |  |  |  |  | Green (Over 5% headroom) | 37077 | 50 | 11.02 | 416 | 37 | 5206670 | [9 empty] | Legacy | LEGACY | 5 | 1714 | 1714 | 0 | 0 | 0 | 2024-08 | [12 empty] | 53.0485 | -2.9274 | SPM-ASH_RD_T1_KELLOGGS_WREXHAM_T1_KELLOGGS_WREXHAM_T2 | 6047069000 | SP Energy Networks open data (API key): NDP SPM primary-group polygons + Capacity Heatmaps Information Model SPM + LTDS appendices 3/6 + NSHR
1441 | 46.9 | HAUCK, ASH ROAD (SOUTH) | WREXHAM | LL13 9UG | Wrexham |  | Warehouse And Premises | industrial | 1 | 6923.12 | 74520 | GIA | 216000 | Ash Rd T1 / Kelloggs (Wrexham) T1 / Kelloggs (Wrexham) T2 | inside-area | 0.58 | BRYMBO GT1 / LEGACY LOCAL GT1 / MARCHWIEL GT1 / MARCHWIEL GT2 / WREXHAM GT1 | LEGACY | SPM | 5.2 | primary | 5.2336 | Green | 20 | 14.7664 | thermal | 0 | 0 | 0 | 0 | 3.5 | BRYMBO GT1 / LEGACY LOCAL GT1 / MARCHWIEL GT1 / MARCHWIEL GT2 / WREXHAM GT1 | 41.8508 | GREEN | 1.6 |  |  | 0 | 0 | 0 | 20 |  |  |  |  | Green (Over 5% headroom) | 37077 | 50 | 11 | 173 | 37 | 5206795 | [9 empty] | Legacy | LEGACY | 5 | 1714 | 1714 | 0 | 0 | 0 | 2024-08 | 10090396883 | Storage or Distribution | 6675 | B | Natural Gas | 3 |  | Heating and Natural Ventilation | 2026-07-29 |  | 1 | FALSE | 53.0449 | -2.9249 | SPM-ASH_RD_T1_KELLOGGS_WREXHAM_T1_KELLOGGS_WREXHAM_T2 | 8391015000 | SP Energy Networks open data (API key): NDP SPM primary-group polygons + Capacity Heatmaps Information Model SPM + LTDS appendices 3/6 + NSHR
1442 | 46.9 | FIRST FLOOR M3, RED WITHER TOWERS | WREXHAM | LL13 9UE | Wrexham |  | Factory And Premises | industrial | 1 | 6549.75 | 70501 | GIA | 46500 | Ash Rd T1 / Kelloggs (Wrexham) T1 / Kelloggs (Wrexham) T2 | inside-area | 0.91 | BRYMBO GT1 / LEGACY LOCAL GT1 / MARCHWIEL GT1 / MARCHWIEL GT2 / WREXHAM GT1 | LEGACY | SPM | 5.2 | primary | 5.2336 | Green | 20 | 14.7664 | thermal | 0 | 0 | 0 | 0 | 3.5 | BRYMBO GT1 / LEGACY LOCAL GT1 / MARCHWIEL GT1 / MARCHWIEL GT2 / WREXHAM GT1 | 41.8508 | GREEN | 1.6 |  |  | 0 | 0 | 0 | 20 |  |  |  |  | Green (Over 5% headroom) | 37077 | 53 | 10.41 | 393 | 37 | 5210814 | [9 empty] | Legacy | LEGACY | 5 | 1714 | 1714 | 0 | 0 | 0 | 2024-08 | 10091696758 | B8 Storage or Distribution | 3440 | A | Natural Gas | 5 | 2 | Air Conditioning | 2018-11-09 |  | 0.5 | FALSE | 53.0468 | -2.9179 | SPM-ASH_RD_T1_KELLOGGS_WREXHAM_T1_KELLOGGS_WREXHAM_T2 | 6772513000 | SP Energy Networks open data (API key): NDP SPM primary-group polygons + Capacity Heatmaps Information Model SPM + LTDS appendices 3/6 + NSHR
1443 | 46.9 | UNIT 1, ABBEY ROAD, INDUSTRIAL ESTATE | WREXHAM | LL13 9UA | Wrexham |  | Factory And Premises | industrial | 1 | 6359.23 | 68450 | GIA | 222000 | Ash Rd T1 / Kelloggs (Wrexham) T1 / Kelloggs (Wrexham) T2 | inside-area | 0.69 | BRYMBO GT1 / LEGACY LOCAL GT1 / MARCHWIEL GT1 / MARCHWIEL GT2 / WREXHAM GT1 | LEGACY | SPM | 5.2 | primary | 5.2336 | Green | 20 | 14.7664 | thermal | 0 | 0 | 0 | 0 | 3.5 | BRYMBO GT1 / LEGACY LOCAL GT1 / MARCHWIEL GT1 / MARCHWIEL GT2 / WREXHAM GT1 | 41.8508 | GREEN | 1.6 |  |  | 0 | 0 | 0 | 20 |  |  |  |  | Green (Over 5% headroom) | 37077 | 54 | 10.11 | 382 | 37 | 5212865 | [9 empty] | Legacy | LEGACY | 5 | 1714 | 1714 | 0 | 0 | 0 | 2024-08 | [12 empty] | 53.0466 | -2.9215 | SPM-ASH_RD_T1_KELLOGGS_WREXHAM_T1_KELLOGGS_WREXHAM_T2 | 4091357000 | SP Energy Networks open data (API key): NDP SPM primary-group polygons + Capacity Heatmaps Information Model SPM + LTDS appendices 3/6 + NSHR
1444 | 46.9 | CALYPSO PART GND FLR, RED WITHER TOWERS | WREXHAM | LL13 9UE | Wrexham |  | Factory And Premises | industrial | 1 | 5290.65 | 56948 | GIA | 97500 | Ash Rd T1 / Kelloggs (Wrexham) T1 / Kelloggs (Wrexham) T2 | inside-area | 0.91 | BRYMBO GT1 / LEGACY LOCAL GT1 / MARCHWIEL GT1 / MARCHWIEL GT2 / WREXHAM GT1 | LEGACY | SPM | 5.2 | primary | 5.2336 | Green | 20 | 14.7664 | thermal | 0 | 0 | 0 | 0 | 3.5 | BRYMBO GT1 / LEGACY LOCAL GT1 / MARCHWIEL GT1 / MARCHWIEL GT2 / WREXHAM GT1 | 41.8508 | GREEN | 1.6 |  |  | 0 | 0 | 0 | 20 |  |  |  |  | Green (Over 5% headroom) | 37077 | 65 | 8.41 | 317 | 37 | 5224367 | [9 empty] | Legacy | LEGACY | 5 | 1714 | 1714 | 0 | 0 | 0 | 2024-08 | 10091696758 | B8 Storage or Distribution | 3440 | A | Natural Gas | 5 | 2 | Air Conditioning | 2018-11-09 |  | 0.5 | FALSE | 53.0468 | -2.9179 | SPM-ASH_RD_T1_KELLOGGS_WREXHAM_T1_KELLOGGS_WREXHAM_T2 | 9094914000 | SP Energy Networks open data (API key): NDP SPM primary-group polygons + Capacity Heatmaps Information Model SPM + LTDS appendices 3/6 + NSHR
1445 | 46.9 | UNIT 4-6 AND 10, ASH ROAD SOUTH, WREXHAM INDUSTRIAL ESTATE | WREXHAM | LL13 9UG | Wrexham |  | Warehouse, Office And Premises | industrial | 1 | 4867.76 | 52396 | GIA | 198000 | Ash Rd T1 / Kelloggs (Wrexham) T1 / Kelloggs (Wrexham) T2 | inside-area | 0.58 | BRYMBO GT1 / LEGACY LOCAL GT1 / MARCHWIEL GT1 / MARCHWIEL GT2 / WREXHAM GT1 | LEGACY | SPM | 5.2 | primary | 5.2336 | Green | 20 | 14.7664 | thermal | 0 | 0 | 0 | 0 | 3.5 | BRYMBO GT1 / LEGACY LOCAL GT1 / MARCHWIEL GT1 / MARCHWIEL GT2 / WREXHAM GT1 | 41.8508 | GREEN | 1.6 |  |  | 0 | 0 | 0 | 20 |  |  |  |  | Green (Over 5% headroom) | 37077 | 71 | 7.74 | 341 | 37 | 5228919 | [9 empty] | Legacy | LEGACY | 5 | 1714 | 1714 | 0 | 0 | 0 | 2024-08 | 10090397285 | B8 Storage or Distribution | 6395 | C | Natural Gas | 4 |  | Air Conditioning | 2021-08-02 |  | 1 | FALSE | 53.0449 | -2.9249 | SPM-ASH_RD_T1_KELLOGGS_WREXHAM_T1_KELLOGGS_WREXHAM_T2 | 8378531000 | SP Energy Networks open data (API key): NDP SPM primary-group polygons + Capacity Heatmaps Information Model SPM + LTDS appendices 3/6 + NSHR
1446 | 46.9 | UNIT 12, ASH ROAD, INDUSTRIAL ESTATE | WREXHAM | LL13 9JT | Wrexham |  | Factory And Premises | industrial | 1 | 4537.27 | 48839 | GIA | 143000 | Ash Rd T1 / Kelloggs (Wrexham) T1 / Kelloggs (Wrexham) T2 | inside-area | 0.19 | BRYMBO GT1 / LEGACY LOCAL GT1 / MARCHWIEL GT1 / MARCHWIEL GT2 / WREXHAM GT1 | LEGACY | SPM | 5.2 | primary | 5.2336 | Green | 20 | 14.7664 | thermal | 0 | 0 | 0 | 0 | 3.5 | BRYMBO GT1 / LEGACY LOCAL GT1 / MARCHWIEL GT1 / MARCHWIEL GT2 / WREXHAM GT1 | 41.8508 | GREEN | 1.6 |  |  | 0 | 0 | 0 | 20 |  |  |  |  | Green (Over 5% headroom) | 37077 | 76 | 7.21 | 272 | 37 | 5232476 | [9 empty] | Legacy | LEGACY | 5 | 1714 | 1714 | 0 | 0 | 0 | 2024-08 | 100100941998 | Storage or Distribution | 5302 | C | Natural Gas | 3 |  | Heating and Natural Ventilation | 2025-10-10 |  | 1 | FALSE | 53.0471 | -2.9294 | SPM-ASH_RD_T1_KELLOGGS_WREXHAM_T1_KELLOGGS_WREXHAM_T2 | 11659104000 | SP Energy Networks open data (API key): NDP SPM primary-group polygons + Capacity Heatmaps Information Model SPM + LTDS appendices 3/6 + NSHR
1447 | 46.9 | TOPWOOD UNITS 36-37, ABENBURY WAY, INDUSTRIAL ESTATE | WREXHAM | LL13 9UZ | Wrexham |  | Factory And Premises | industrial | 1 | 4505.04 | 48492 | GIA | 141000 | Ash Rd T1 / Kelloggs (Wrexham) T1 / Kelloggs (Wrexham) T2 | inside-area | 0.42 | BRYMBO GT1 / LEGACY LOCAL GT1 / MARCHWIEL GT1 / MARCHWIEL GT2 / WREXHAM GT1 | LEGACY | SPM | 5.2 | primary | 5.2336 | Green | 20 | 14.7664 | thermal | 0 | 0 | 0 | 0 | 3.5 | BRYMBO GT1 / LEGACY LOCAL GT1 / MARCHWIEL GT1 / MARCHWIEL GT2 / WREXHAM GT1 | 41.8508 | GREEN | 1.6 |  |  | 0 | 0 | 0 | 20 |  |  |  |  | Green (Over 5% headroom) | 37077 | 76 | 7.16 | 270 | 37 | 5232823 | [9 empty] | Legacy | LEGACY | 5 | 1714 | 1714 | 0 | 0 | 0 | 2024-08 | 10023168124 | Storage or Distribution | 4396 | C | Natural Gas | 3 |  | Heating and Natural Ventilation | 2025-01-21 |  | 0.75 | FALSE | 53.0461 | -2.9362 | SPM-ASH_RD_T1_KELLOGGS_WREXHAM_T1_KELLOGGS_WREXHAM_T2 | 15105645000 | SP Energy Networks open data (API key): NDP SPM primary-group polygons + Capacity Heatmaps Information Model SPM + LTDS appendices 3/6 + NSHR
1448 | 46.9 | 2, ABBEY ROAD NORTH, ELM POINT, INDUSTRIAL ESTATE | WREXHAM | LL13 9UE | Wrexham |  | Warehouse And Premises | industrial | 1 | 4376.35 | 47107 | GIA | 215000 | Ash Rd T1 / Kelloggs (Wrexham) T1 / Kelloggs (Wrexham) T2 | inside-area | 0.91 | BRYMBO GT1 / LEGACY LOCAL GT1 / MARCHWIEL GT1 / MARCHWIEL GT2 / WREXHAM GT1 | LEGACY | SPM | 5.2 | primary | 5.2336 | Green | 20 | 14.7664 | thermal | 0 | 0 | 0 | 0 | 3.5 | BRYMBO GT1 / LEGACY LOCAL GT1 / MARCHWIEL GT1 / MARCHWIEL GT2 / WREXHAM GT1 | 41.8508 | GREEN | 1.6 |  |  | 0 | 0 | 0 | 20 |  |  |  |  | Green (Over 5% headroom) | 37077 | 79 | 6.95 | 109 | 37 | 5234208 | [9 empty] | Legacy | LEGACY | 5 | 1714 | 1714 | 0 | 0 | 0 | 2024-08 | 10091696758 | B8 Storage or Distribution | 3440 | A | Natural Gas | 5 | 2 | Air Conditioning | 2018-11-09 |  | 1 | FALSE | 53.0468 | -2.9179 | SPM-ASH_RD_T1_KELLOGGS_WREXHAM_T1_KELLOGGS_WREXHAM_T2 | 11846473000 | SP Energy Networks open data (API key): NDP SPM primary-group polygons + Capacity Heatmaps Information Model SPM + LTDS appendices 3/6 + NSHR
1449 | 46.9 | UNIT 1, RED WITHER COMPLEX, INDUSTRIAL ESTATE | WREXHAM | LL13 9XP | Wrexham |  | Warehouse, Office And Premises | industrial | 1 | 3666.8 | 39469 | GIA | 102000 | Ash Rd T1 / Kelloggs (Wrexham) T1 / Kelloggs (Wrexham) T2 | inside-area | 0.79 | BRYMBO GT1 / LEGACY LOCAL GT1 / MARCHWIEL GT1 / MARCHWIEL GT2 / WREXHAM GT1 | LEGACY | SPM | 5.2 | primary | 5.2336 | Green | 20 | 14.7664 | thermal | 0 | 0 | 0 | 0 | 3.5 | BRYMBO GT1 / LEGACY LOCAL GT1 / MARCHWIEL GT1 / MARCHWIEL GT2 / WREXHAM GT1 | 41.8508 | GREEN | 1.6 |  |  | 0 | 0 | 0 | 20 |  |  |  |  | Green (Over 5% headroom) | 37077 | 94 | 5.83 | 257 | 37 | 5241846 | [9 empty] | Legacy | LEGACY | 5 | 1714 | 1714 | 0 | 0 | 0 | 2024-08 | [12 empty] | 53.0457 | -2.9203 | SPM-ASH_RD_T1_KELLOGGS_WREXHAM_T1_KELLOGGS_WREXHAM_T2 | 10147744000 | SP Energy Networks open data (API key): NDP SPM primary-group polygons + Capacity Heatmaps Information Model SPM + LTDS appendices 3/6 + NSHR
1450 | 46.9 | UNIT 1, ASHGATE PARK, ASH ROAD SOUTH | WREXHAM | LL13 9UG | Wrexham |  | Warehouse And Premises | industrial | 1 | 3443 | 37060 | GIA | 134000 | Ash Rd T1 / Kelloggs (Wrexham) T1 / Kelloggs (Wrexham) T2 | inside-area | 0.58 | BRYMBO GT1 / LEGACY LOCAL GT1 / MARCHWIEL GT1 / MARCHWIEL GT2 / WREXHAM GT1 | LEGACY | SPM | 5.2 | primary | 5.2336 | Green | 20 | 14.7664 | thermal | 0 | 0 | 0 | 0 | 3.5 | BRYMBO GT1 / LEGACY LOCAL GT1 / MARCHWIEL GT1 / MARCHWIEL GT2 / WREXHAM GT1 | 41.8508 | GREEN | 1.6 |  |  | 0 | 0 | 0 | 20 |  |  |  |  | Green (Over 5% headroom) | 37077 | 100 | 5.47 | 86 | 37 | 5244255 | [9 empty] | Legacy | LEGACY | 5 | 1714 | 1714 | 0 | 0 | 0 | 2024-08 | 10091698843 | Storage or Distribution | 2654 | C | Other | 3 |  | Unconditioned | 2024-07-09 |  | 1 | FALSE | 53.0449 | -2.9249 | SPM-ASH_RD_T1_KELLOGGS_WREXHAM_T1_KELLOGGS_WREXHAM_T2 | 15097746000 | SP Energy Networks open data (API key): NDP SPM primary-group polygons + Capacity Heatmaps Information Model SPM + LTDS appendices 3/6 + NSHR
1451 | 46.9 | SYLVIA JEFFREY LIMITED, QUEENSWAY | WREXHAM | LL13 9YR | Wrexham |  | Factory And Premises | industrial | 1 | 3341.97 | 35973 | GIA | 81000 | Ash Rd T1 / Kelloggs (Wrexham) T1 / Kelloggs (Wrexham) T2 | inside-area | 4.33 | BRYMBO GT1 / LEGACY LOCAL GT1 / MARCHWIEL GT1 / MARCHWIEL GT2 / WREXHAM GT1 | LEGACY | SPM | 5.2 | primary | 5.2336 | Green | 20 | 14.7664 | thermal | 0 | 0 | 0 | 0 | 3.5 | BRYMBO GT1 / LEGACY LOCAL GT1 / MARCHWIEL GT1 / MARCHWIEL GT2 / WREXHAM GT1 | 41.8508 | GREEN | 1.6 |  |  | 0 | 0 | 0 | 20 |  |  |  |  | Green (Over 5% headroom) | 37077 | 100 | 5.31 | 201 | 37 | 5245342 | [9 empty] | Legacy | LEGACY | 5 | 1714 | 1714 | 0 | 0 | 0 | 2024-08 | [12 empty] | 53.0753 | -2.8845 | SPM-ASH_RD_T1_KELLOGGS_WREXHAM_T1_KELLOGGS_WREXHAM_T2 | 9010860000 | SP Energy Networks open data (API key): NDP SPM primary-group polygons + Capacity Heatmaps Information Model SPM + LTDS appendices 3/6 + NSHR
1452 | 46.9 | UNIT 4, RED WITHER COMPLEX, INDUSTRIAL ESTATE | WREXHAM | LL13 9UE | Wrexham |  | Warehouse And Premises | industrial | 1 | 2645.62 | 28477 | GIA | 68500 | Ash Rd T1 / Kelloggs (Wrexham) T1 / Kelloggs (Wrexham) T2 | inside-area | 0.91 | BRYMBO GT1 / LEGACY LOCAL GT1 / MARCHWIEL GT1 / MARCHWIEL GT2 / WREXHAM GT1 | LEGACY | SPM | 5.2 | primary | 5.2336 | Green | 20 | 14.7664 | thermal | 0 | 0 | 0 | 0 | 3.5 | BRYMBO GT1 / LEGACY LOCAL GT1 / MARCHWIEL GT1 / MARCHWIEL GT2 / WREXHAM GT1 | 41.8508 | GREEN | 1.6 |  |  | 0 | 0 | 0 | 20 |  |  |  |  | Green (Over 5% headroom) | 37077 | 100 | 4.2 | 66 | 37 | 5252838 | [9 empty] | Legacy | LEGACY | 5 | 1714 | 1714 | 0 | 0 | 0 | 2024-08 | 10091696758 | B8 Storage or Distribution | 3440 | A | Natural Gas | 5 | 2 | Air Conditioning | 2018-11-09 |  | 0.5 | FALSE | 53.0468 | -2.9179 | SPM-ASH_RD_T1_KELLOGGS_WREXHAM_T1_KELLOGGS_WREXHAM_T2 | 10147745000 | SP Energy Networks open data (API key): NDP SPM primary-group polygons + Capacity Heatmaps Information Model SPM + LTDS appendices 3/6 + NSHR
1453 | 46.9 | UNITS 1-5 AND WAREHOUSE, CROWS NEST BUSINESS PARK, TATTENHALL ROAD | CHESTER | CH3 9BD | Cheshire West And Chester |  | Workshop And Premises | industrial | 1 | 2290.41 | 24654 | GIA | 68500 | Duddon T1 | inside-area | 5.04 | CHESTER MAIN GT4 / CRANE BANK GT1 / GUILDEN SUTTON GT1 / SALTNEY G2A | CAPENHURST | SPM | 5.2 | primary | 5.16 | Green | 7.5 | 2.14 | thermal | 0.2 | 0.8 | 0 | 1 | 4.9 | CHESTER MAIN GT4 / CRANE BANK GT1 / GUILDEN SUTTON GT1 / SALTNEY G2A | 31.649 | GREEN | 39.8 |  |  | 0 | 0 | 0 | 7.5 |  |  |  |  | Green (Over 5% headroom) | 37077 | 100 | 3.64 | 103 | 0 | 0 | [9 empty] | Frodsham | CAPENHURST | 4 | 896.6 | 896.6 | 0 | 0 | 304 | 2029-10 | [12 empty] | 53.1394 | -2.7553 | SPM-DUDDON_T1 | 6926332000 | SP Energy Networks open data (API key): NDP SPM primary-group polygons + Capacity Heatmaps Information Model SPM + LTDS appendices 3/6 + NSHR
1454 | 46.9 | WAREHOUSE AT UNIT 101, RIDLEY WOOD INDUSTRIAL COMPLEX, WREXHAM INDUSTRIAL ESTATE | WREXHAM | LL13 9UT | Wrexham |  | Warehouse And Premises | industrial | 1 | 2061.46 | 22189 | GIA | 89000 | Ash Rd T1 / Kelloggs (Wrexham) T1 / Kelloggs (Wrexham) T2 | inside-area | 1.15 | BRYMBO GT1 / LEGACY LOCAL GT1 / MARCHWIEL GT1 / MARCHWIEL GT2 / WREXHAM GT1 | LEGACY | SPM | 5.2 | primary | 5.2336 | Green | 20 | 14.7664 | thermal | 0 | 0 | 0 | 0 | 3.5 | BRYMBO GT1 / LEGACY LOCAL GT1 / MARCHWIEL GT1 / MARCHWIEL GT2 / WREXHAM GT1 | 41.8508 | GREEN | 1.6 |  |  | 0 | 0 | 0 | 20 |  |  |  |  | Green (Over 5% headroom) | 37077 | 100 | 3.28 | 52 | 37 | 5259126 | [9 empty] | Legacy | LEGACY | 5 | 1714 | 1714 | 0 | 0 | 0 | 2024-08 | 10023171131 | General Industrial and Special Industrial Groups | 1979 | C | Grid Supplied Electricity | 3 |  | Heating and Mechanical Ventilation | 2025-08-18 |  | 0.83 | FALSE | 53.0482 | -2.9141 | SPM-ASH_RD_T1_KELLOGGS_WREXHAM_T1_KELLOGGS_WREXHAM_T2 | 8198306000 | SP Energy Networks open data (API key): NDP SPM primary-group polygons + Capacity Heatmaps Information Model SPM + LTDS appendices 3/6 + NSHR
1455 | 46.9 | BK HOUSE, ASH ROAD SOUTH | WREXHAM | LL13 9UG | Wrexham |  | Warehouse And Premises | industrial | 1 | 1943.52 | 20920 | GIA | 81000 | Ash Rd T1 / Kelloggs (Wrexham) T1 / Kelloggs (Wrexham) T2 | inside-area | 0.58 | BRYMBO GT1 / LEGACY LOCAL GT1 / MARCHWIEL GT1 / MARCHWIEL GT2 / WREXHAM GT1 | LEGACY | SPM | 5.2 | primary | 5.2336 | Green | 20 | 14.7664 | thermal | 0 | 0 | 0 | 0 | 3.5 | BRYMBO GT1 / LEGACY LOCAL GT1 / MARCHWIEL GT1 / MARCHWIEL GT2 / WREXHAM GT1 | 41.8508 | GREEN | 1.6 |  |  | 0 | 0 | 0 | 20 |  |  |  |  | Green (Over 5% headroom) | 37077 | 100 | 3.09 | 49 | 37 | 5260395 | [9 empty] | Legacy | LEGACY | 5 | 1714 | 1714 | 0 | 0 | 0 | 2024-08 | [12 empty] | 53.0449 | -2.9249 | SPM-ASH_RD_T1_KELLOGGS_WREXHAM_T1_KELLOGGS_WREXHAM_T2 | 5372435000 | SP Energy Networks open data (API key): NDP SPM primary-group polygons + Capacity Heatmaps Information Model SPM + LTDS appendices 3/6 + NSHR
1456 | 46.7 | GND FLR, CHESTER BUSINESS PARK, THE FOUNDATION, HERONS WAY | CHESTER | CH4 9GB | Cheshire West And Chester |  | Offices And Premises | office | 1 | 1488.87 | 16026 | NIA | 190000 | Herons Way T1 / Lache T1 / Mbna T1 / Smfs Kingsmeadow T1 | inside-area | 0.78 | CHESTER MAIN GT4 / CRANE BANK GT1 / GUILDEN SUTTON GT1 / SALTNEY G2A | CAPENHURST | SPM | 17 | primary | 17.012 | Green | 30 | 10.843 | thermal | 8.6 | 0.3 | 0.3 | 8.9 | 17.3 | CHESTER MAIN GT4 / CRANE BANK GT1 / GUILDEN SUTTON GT1 / SALTNEY G2A | 31.649 | GREEN | 39.8 |  |  | 0 | 0 | 0 | 30 |  |  |  |  | Green (Over 5% headroom) | 121212 | 100 | 2.37 | 104 | 15 | 957511 | [9 empty] | Capenhurst | CAPENHURST | 4 | 896.6 | 896.6 | 0 | 0 | 304 | 2029-10 | 200000988307 | Offices and Workshop Businesses | 1410 | B | Natural Gas | 4 |  | Air Conditioning | 2024-02-09 |  | 0.67 | FALSE | 53.1612 | -2.9064 | SPM-HERONS_WAY_T1_LACHE_T1_MBNA_T1_SMFS_KINGSMEADOW_T1 | 14820189000 | SP Energy Networks open data (API key): NDP SPM primary-group polygons + Capacity Heatmaps Information Model SPM + LTDS appendices 3/6 + NSHR
1457 | 46.7 | ELEGANT HOUSE, CHESTER BUSINESS PARK, HERONS WAY, WREXHAM ROAD | CHESTER | CH4 9QE | Cheshire West And Chester |  | Offices And Premises | office | 1 | 1419.5 | 15279 | NIA | 177000 | Herons Way T1 / Lache T1 / Mbna T1 / Smfs Kingsmeadow T1 | inside-area | 0.33 | CHESTER MAIN GT4 / CRANE BANK GT1 / GUILDEN SUTTON GT1 / SALTNEY G2A | CAPENHURST | SPM | 17 | primary | 17.012 | Green | 30 | 10.843 | thermal | 8.6 | 0.3 | 0.3 | 8.9 | 17.3 | CHESTER MAIN GT4 / CRANE BANK GT1 / GUILDEN SUTTON GT1 / SALTNEY G2A | 31.649 | GREEN | 39.8 |  |  | 0 | 0 | 0 | 30 |  |  |  |  | Green (Over 5% headroom) | 121212 | 100 | 2.26 | 99 | 15 | 958258 | [9 empty] | Capenhurst | CAPENHURST | 4 | 896.6 | 896.6 | 0 | 0 | 304 | 2029-10 | [12 empty] | 53.1604 | -2.8998 | SPM-HERONS_WAY_T1_LACHE_T1_MBNA_T1_SMFS_KINGSMEADOW_T1 | 10265304000 | SP Energy Networks open data (API key): NDP SPM primary-group polygons + Capacity Heatmaps Information Model SPM + LTDS appendices 3/6 + NSHR
1458 | 46.7 | THE TOXTETH ANNEXE, AIGBURTH ROAD | LIVERPOOL | L17 7BN | Liverpool |  | Offices And Premises | office | 1 | 1255.1 | 13510 | NIA | 96500 | Aigburth Vale T1 / Ivy Ave T1 / Mather Ave T1 / Mossley Hill T1 / Wavertree T1 | inside-area | 2.24 | GARSTON GT2 / SPEKE GT3 / WAVERTREE GT1A | LISTER DRIVE | SPM | 17 | primary | 17.042 | Green | 37.5 | 18.823 | thermal | 8.2 | 6.8 | 0 | 15 | 14.8 | GARSTON GT2 / SPEKE GT3 / WAVERTREE GT1A | 54.021 | GREEN | 0 |  |  | 0 | 0 | 0 | 37.5 |  |  |  |  | Green (Over 5% headroom) | 121212 | 100 | 1.99 | 88 | 7 | 229722 | [9 empty] | Lister Drive | LISTER DRIVE | 2 | 114 | 114 | 0 | 57 | 20 | 2026-09 | [12 empty] | 53.3805 | -2.9535 | SPM-AIGBURTH_VALE_T1_IVY_AVE_T1_MATHER_AVE_T1_MOSSLEY_HILL_T1_WA | 11371978000 | SP Energy Networks open data (API key): NDP SPM primary-group polygons + Capacity Heatmaps Information Model SPM + LTDS appendices 3/6 + NSHR
1459 | 46.7 | NEXTGEAR HOUSE CHESTER BUSINESS PARK, KINGSFIELD COURT | CHESTER | CH4 9RE | Cheshire West And Chester |  | Offices And Premises | office | 1 | 1059.35 | 11403 | NIA | 132000 | Herons Way T1 / Lache T1 / Mbna T1 / Smfs Kingsmeadow T1 | inside-area | 0.43 | CHESTER MAIN GT4 / CRANE BANK GT1 / GUILDEN SUTTON GT1 / SALTNEY G2A | CAPENHURST | SPM | 17 | primary | 17.012 | Green | 30 | 10.843 | thermal | 8.6 | 0.3 | 0.3 | 8.9 | 17.3 | CHESTER MAIN GT4 / CRANE BANK GT1 / GUILDEN SUTTON GT1 / SALTNEY G2A | 31.649 | GREEN | 39.8 |  |  | 0 | 0 | 0 | 30 |  |  |  |  | Green (Over 5% headroom) | 121212 | 100 | 1.68 | 74 | 15 | 962134 | [9 empty] | Capenhurst | CAPENHURST | 4 | 896.6 | 896.6 | 0 | 0 | 304 | 2029-10 | 10096138988 | Offices and Workshop Businesses | 510 | B | Grid Supplied Electricity | 3 | 1 | Air Conditioning | 2022-06-22 |  | 0.75 | FALSE | 53.1633 | -2.898 | SPM-HERONS_WAY_T1_LACHE_T1_MBNA_T1_SMFS_KINGSMEADOW_T1 | 10374725000 | SP Energy Networks open data (API key): NDP SPM primary-group polygons + Capacity Heatmaps Information Model SPM + LTDS appendices 3/6 + NSHR
1460 | 46.7 | WATKIN JONES HOUSE KINGS FIELD COURT, CHESTER BUSINESS PARK, WREXHAM ROAD | CHESTER | CH4 9RE | Cheshire West And Chester |  | Offices And Premises | office | 1 | 1030.07 | 11088 | NIA | 123000 | Herons Way T1 / Lache T1 / Mbna T1 / Smfs Kingsmeadow T1 | inside-area | 0.43 | CHESTER MAIN GT4 / CRANE BANK GT1 / GUILDEN SUTTON GT1 / SALTNEY G2A | CAPENHURST | SPM | 17 | primary | 17.012 | Green | 30 | 10.843 | thermal | 8.6 | 0.3 | 0.3 | 8.9 | 17.3 | CHESTER MAIN GT4 / CRANE BANK GT1 / GUILDEN SUTTON GT1 / SALTNEY G2A | 31.649 | GREEN | 39.8 |  |  | 0 | 0 | 0 | 30 |  |  |  |  | Green (Over 5% headroom) | 121212 | 100 | 1.64 | 72 | 15 | 962449 | [9 empty] | Capenhurst | CAPENHURST | 4 | 896.6 | 896.6 | 0 | 0 | 304 | 2029-10 | 10012220432 | B1 Offices and Workshop businesses | 1100 | B | Grid Supplied Electricity | 4 | 2 | Air Conditioning | 2022-05-03 |  | 0.6 | FALSE | 53.1633 | -2.898 | SPM-HERONS_WAY_T1_LACHE_T1_MBNA_T1_SMFS_KINGSMEADOW_T1 | 13474997000 | SP Energy Networks open data (API key): NDP SPM primary-group polygons + Capacity Heatmaps Information Model SPM + LTDS appendices 3/6 + NSHR
1461 | 46.7 | TOWN HALL, NORTHGATE STREET | CHESTER | CH1 2HJ | Cheshire West And Chester |  | Offices And Premises | office | 1 | 7073.29 | 76136 | NIA | 455000 | Grosvenor St T1 / Linenhall St T1 / Northgate Terrace T1 / Station View T1 / Tomular Place T1 | inside-area | 0.26 | CHESTER MAIN GT4 / CRANE BANK GT1 / GUILDEN SUTTON GT1 / SALTNEY G2A | CAPENHURST | SPM | 12.5 | primary | 12.508 | Green | 30 | 17.492 | thermal | 0 | 6.2 | 0 | 6.2 | 10.4 | CHESTER MAIN GT4 / CRANE BANK GT1 / GUILDEN SUTTON GT1 / SALTNEY G2A | 31.649 | GREEN | 39.8 |  |  | 0 | 0 | 0 | 30 |  |  |  |  | Green (Over 5% headroom) | 89127 | 100 | 11.24 | 495 | 16 | 485422 | [9 empty] | Capenhurst | CAPENHURST | 4 | 896.6 | 896.6 | 0 | 0 | 304 | 2029-10 | [12 empty] | 53.1917 | -2.8927 | SPM-GROSVENOR_ST_T1_LINENHALL_ST_T1_NORTHGATE_TERRACE_T1_STATION | 8945878000 | SP Energy Networks open data (API key): NDP SPM primary-group polygons + Capacity Heatmaps Information Model SPM + LTDS appendices 3/6 + NSHR
1462 | 46.7 | PT GND FLR BUILDING 1, CHESTER BUSINESS PARK, WREXHAM ROAD | CHESTER | CH4 7QP | Cheshire West And Chester |  | Offices And Premises | office | 1 | 6510.6 | 70079 | NIA | 680000 | Grosvenor St T1 / Linenhall St T1 / Northgate Terrace T1 / Station View T1 / Tomular Place T1 | inside-area | 1.98 | CHESTER MAIN GT4 / CRANE BANK GT1 / GUILDEN SUTTON GT1 / SALTNEY G2A | CAPENHURST | SPM | 12.5 | primary | 12.508 | Green | 30 | 17.492 | thermal | 0 | 6.2 | 0 | 6.2 | 10.4 | CHESTER MAIN GT4 / CRANE BANK GT1 / GUILDEN SUTTON GT1 / SALTNEY G2A | 31.649 | GREEN | 39.8 |  |  | 0 | 0 | 0 | 30 |  |  |  |  | Green (Over 5% headroom) | 89127 | 100 | 10.35 | 456 | 16 | 491479 | [9 empty] | Capenhurst | CAPENHURST | 4 | 896.6 | 896.6 | 0 | 0 | 304 | 2029-10 | 200000991415 | Residential Institutions: Hospitals and Care Homes | 3403 | B | Natural Gas | 3 | 2 | Air Conditioning | 2025-05-14 |  | 0.67 | FALSE | 53.1764 | -2.8953 | SPM-GROSVENOR_ST_T1_LINENHALL_ST_T1_NORTHGATE_TERRACE_T1_STATION | 13853865000 | SP Energy Networks open data (API key): NDP SPM primary-group polygons + Capacity Heatmaps Information Model SPM + LTDS appendices 3/6 + NSHR
1463 | 46.7 | WYVERN HOUSE, THE DRUMBER | WINSFORD | CW7 1AH | Cheshire West And Chester | CHESHIRE WEST & CHESTER COUNCIL | Offices And Premises | office | 1 | 5841.8 | 62881 | NIA | 402500 | Church St Winsford T1 / Over T1 / Wharton Pk T1 / Woodford Pk T1 | inside-area | 0.66 | HARTFORD GT1 / LOSTOCK GT2 / WINSFORD GT1 / WINSFORD GT2 | CARRINGTON - FIDDLERS FERRY | SPM | 12.5 | primary | 12.511 | Green | 30 | 16.589 | thermal | 3.6 | 0 | 0 | 3.6 | 9.3 | HARTFORD GT1 / LOSTOCK GT2 / WINSFORD GT1 / WINSFORD GT2 | 35.88 | GREEN | 0 |  |  | 0 | 0 | 0 | 30 |  |  |  |  | Green (Over 5% headroom) | 89127 | 100 | 9.28 | 409 | 25 | 1282902 | [9 empty] | Frodsham | CARRINGTON | 5 | 2186.9 | 2186.9 | 0 | 0 | 930 | 2026-05 | 10096140037 | B1 Offices and Workshop businesses | 134 | D | Natural Gas | 3 |  | Heating and Natural Ventilation | 2019-03-09 |  | 1 | FALSE | 53.1894 | -2.5259 | SPM-CHURCH_ST_WINSFORD_T1_OVER_T1_WHARTON_PK_T1_WOODFORD_PK_T1 | 14527875000 | SP Energy Networks open data (API key): NDP SPM primary-group polygons + Capacity Heatmaps Information Model SPM + LTDS appendices 3/6 + NSHR
1464 | 46.7 | GOLDSMITH HOUSE, HAMILTON PLACE | CHESTER | CH1 1SE | Cheshire West And Chester | CHESHIRE CC ARCHITECTS DEPT | Offices And Premises | office | 1 | 3599.4 | 38744 | NIA | 385000 | Grosvenor St T1 / Linenhall St T1 / Northgate Terrace T1 / Station View T1 / Tomular Place T1 | inside-area | 0.38 | CHESTER MAIN GT4 / CRANE BANK GT1 / GUILDEN SUTTON GT1 / SALTNEY G2A | CAPENHURST | SPM | 12.5 | primary | 12.508 | Green | 30 | 17.492 | thermal | 0 | 6.2 | 0 | 6.2 | 10.4 | CHESTER MAIN GT4 / CRANE BANK GT1 / GUILDEN SUTTON GT1 / SALTNEY G2A | 31.649 | GREEN | 39.8 |  |  | 0 | 0 | 0 | 30 |  |  |  |  | Green (Over 5% headroom) | 89127 | 100 | 5.72 | 252 | 16 | 522814 | [9 empty] | Capenhurst | CAPENHURST | 4 | 896.6 | 896.6 | 0 | 0 | 304 | 2029-10 | [12 empty] | 53.1907 | -2.8932 | SPM-GROSVENOR_ST_T1_LINENHALL_ST_T1_NORTHGATE_TERRACE_T1_STATION | 12315132 | SP Energy Networks open data (API key): NDP SPM primary-group polygons + Capacity Heatmaps Information Model SPM + LTDS appendices 3/6 + NSHR
1465 | 46.7 | CHANTRY HOUSE 55-59, CITY ROAD | CHESTER | CH1 3AQ | Cheshire West And Chester |  | Offices And Premises | office | 1 | 3179.65 | 34225 | NIA | 325000 | Grosvenor St T1 / Linenhall St T1 / Northgate Terrace T1 / Station View T1 / Tomular Place T1 | inside-area | 0.79 | CHESTER MAIN GT4 / CRANE BANK GT1 / GUILDEN SUTTON GT1 / SALTNEY G2A | CAPENHURST | SPM | 12.5 | primary | 12.508 | Green | 30 | 17.492 | thermal | 0 | 6.2 | 0 | 6.2 | 10.4 | CHESTER MAIN GT4 / CRANE BANK GT1 / GUILDEN SUTTON GT1 / SALTNEY G2A | 31.649 | GREEN | 39.8 |  |  | 0 | 0 | 0 | 30 |  |  |  |  | Green (Over 5% headroom) | 89127 | 100 | 5.05 | 223 | 16 | 527333 | [9 empty] | Capenhurst | CAPENHURST | 4 | 896.6 | 896.6 | 0 | 0 | 304 | 2029-10 | 100012824396 | Offices and Workshop Businesses | 3797 | E | Natural Gas | 3 |  | Heating and Natural Ventilation | 2026-01-28 |  | 1 | FALSE | 53.1951 | -2.8813 | SPM-GROSVENOR_ST_T1_LINENHALL_ST_T1_NORTHGATE_TERRACE_T1_STATION | 12485567000 | SP Energy Networks open data (API key): NDP SPM primary-group polygons + Capacity Heatmaps Information Model SPM + LTDS appendices 3/6 + NSHR
1466 | 46.7 | CHESTER & ELLESMERE PORT DIVISIONAL POLICE HEADQUARTERS, BLACON AVENUE | CHESTER | CH4 7ER | Cheshire West And Chester |  | Offices And Premises | office | 1 | 2913.07 | 31356 | NIA | 275000 | Grosvenor St T1 / Linenhall St T1 / Northgate Terrace T1 / Station View T1 / Tomular Place T1 | inside-area | 1.61 | CHESTER MAIN GT4 / CRANE BANK GT1 / GUILDEN SUTTON GT1 / SALTNEY G2A | CAPENHURST | SPM | 12.5 | primary | 12.508 | Green | 30 | 17.492 | thermal | 0 | 6.2 | 0 | 6.2 | 10.4 | CHESTER MAIN GT4 / CRANE BANK GT1 / GUILDEN SUTTON GT1 / SALTNEY G2A | 31.649 | GREEN | 39.8 |  |  | 0 | 0 | 0 | 30 |  |  |  |  | Green (Over 5% headroom) | 89127 | 100 | 4.63 | 204 | 16 | 530202 | [9 empty] | Capenhurst | CAPENHURST | 4 | 896.6 | 896.6 | 0 | 0 | 304 | 2029-10 | 100012571428 | C2 Residential Institutions - Universities and colleges | 6491 | C | Natural Gas | 5 | 2 | Air Conditioning | 2021-03-22 |  | 0.5 | FALSE | 53.1799 | -2.8885 | SPM-GROSVENOR_ST_T1_LINENHALL_ST_T1_NORTHGATE_TERRACE_T1_STATION | 3783391000 | SP Energy Networks open data (API key): NDP SPM primary-group polygons + Capacity Heatmaps Information Model SPM + LTDS appendices 3/6 + NSHR
1467 | 46.7 | FORMER INLAND REVENUE HAMILTON HOUSE, HAMILTON PLACE | CHESTER | CH1 2BH | Cheshire West And Chester |  | Offices And Premises | office | 1 | 2738.15 | 29473 | NIA | 287500 | Grosvenor St T1 / Linenhall St T1 / Northgate Terrace T1 / Station View T1 / Tomular Place T1 | inside-area | 0.35 | CHESTER MAIN GT4 / CRANE BANK GT1 / GUILDEN SUTTON GT1 / SALTNEY G2A | CAPENHURST | SPM | 12.5 | primary | 12.508 | Green | 30 | 17.492 | thermal | 0 | 6.2 | 0 | 6.2 | 10.4 | CHESTER MAIN GT4 / CRANE BANK GT1 / GUILDEN SUTTON GT1 / SALTNEY G2A | 31.649 | GREEN | 39.8 |  |  | 0 | 0 | 0 | 30 |  |  |  |  | Green (Over 5% headroom) | 89127 | 100 | 4.35 | 192 | 16 | 532085 | [9 empty] | Capenhurst | CAPENHURST | 4 | 896.6 | 896.6 | 0 | 0 | 304 | 2029-10 | 100012566979 | A1/A2 Retail and Financial/Professional services | 3239 | B | Natural Gas | 3 | 2 | Air Conditioning | 2012-05-11 |  | 0.5 | FALSE | 53.191 | -2.8926 | SPM-GROSVENOR_ST_T1_LINENHALL_ST_T1_NORTHGATE_TERRACE_T1_STATION | 7186740000 | SP Energy Networks open data (API key): NDP SPM primary-group polygons + Capacity Heatmaps Information Model SPM + LTDS appendices 3/6 + NSHR
1468 | 46.7 | 2ND & 3RD FLRS GORSE STACKS HOUSE, GEORGE STREET | CHESTER | CH1 3EQ | Cheshire West And Chester |  | Offices And Premises | office | 2 | 2517.79 | 27101 | NIA | 446000 | Grosvenor St T1 / Linenhall St T1 / Northgate Terrace T1 / Station View T1 / Tomular Place T1 | inside-area | 0.16 | CHESTER MAIN GT4 / CRANE BANK GT1 / GUILDEN SUTTON GT1 / SALTNEY G2A | CAPENHURST | SPM | 12.5 | primary | 12.508 | Green | 30 | 17.492 | thermal | 0 | 6.2 | 0 | 6.2 | 10.4 | CHESTER MAIN GT4 / CRANE BANK GT1 / GUILDEN SUTTON GT1 / SALTNEY G2A | 31.649 | GREEN | 39.8 |  |  | 0 | 0 | 0 | 30 |  |  |  |  | Green (Over 5% headroom) | 89127 | 100 | 4 | 176 | 16 | 534457 | [9 empty] | Capenhurst | CAPENHURST | 4 | 896.6 | 896.6 | 0 | 0 | 304 | 2029-10 | [12 empty] | 53.1945 | -2.8907 | SPM-GROSVENOR_ST_T1_LINENHALL_ST_T1_NORTHGATE_TERRACE_T1_STATION | 13162135000;10144861000 | SP Energy Networks open data (API key): NDP SPM primary-group polygons + Capacity Heatmaps Information Model SPM + LTDS appendices 3/6 + NSHR
1469 | 46.7 | OFFICES 2ND FLR CITY PLACE, QUEENS ROAD | CHESTER | CH1 3BQ | Cheshire West And Chester |  | Offices And Premises | office | 2 | 2191.3 | 23587 | NIA | 389000 | Grosvenor St T1 / Linenhall St T1 / Northgate Terrace T1 / Station View T1 / Tomular Place T1 | inside-area | 0.93 | CHESTER MAIN GT4 / CRANE BANK GT1 / GUILDEN SUTTON GT1 / SALTNEY G2A | CAPENHURST | SPM | 12.5 | primary | 12.508 | Green | 30 | 17.492 | thermal | 0 | 6.2 | 0 | 6.2 | 10.4 | CHESTER MAIN GT4 / CRANE BANK GT1 / GUILDEN SUTTON GT1 / SALTNEY G2A | 31.649 | GREEN | 39.8 |  |  | 0 | 0 | 0 | 30 |  |  |  |  | Green (Over 5% headroom) | 89127 | 100 | 3.48 | 153 | 16 | 537971 | [9 empty] | Capenhurst | CAPENHURST | 4 | 896.6 | 896.6 | 0 | 0 | 304 | 2029-10 | 10091142133 | Offices and Workshop Businesses | 7904 | A | Grid Supplied Electricity | 4 | 3 | Air Conditioning | 2025-04-25 |  | 0.75 | FALSE | 53.195 | -2.8791 | SPM-GROSVENOR_ST_T1_LINENHALL_ST_T1_NORTHGATE_TERRACE_T1_STATION | 10879772000;10879775000 | SP Energy Networks open data (API key): NDP SPM primary-group polygons + Capacity Heatmaps Information Model SPM + LTDS appendices 3/6 + NSHR
1470 | 46.7 | KWIK FIT 17 - 23, NICHOLAS STREET | CHESTER | CH1 2NX | Cheshire West And Chester |  | Vehicle Repair Workshop And Premises | industrial | 1 | 1726.23 | 18581 | GIA | 175000 | Grosvenor St T1 / Linenhall St T1 / Northgate Terrace T1 / Station View T1 / Tomular Place T1 | inside-area | 0.59 | CHESTER MAIN GT4 / CRANE BANK GT1 / GUILDEN SUTTON GT1 / SALTNEY G2A | CAPENHURST | SPM | 12.5 | primary | 12.508 | Green | 30 | 17.492 | thermal | 0 | 6.2 | 0 | 6.2 | 10.4 | CHESTER MAIN GT4 / CRANE BANK GT1 / GUILDEN SUTTON GT1 / SALTNEY G2A | 31.649 | GREEN | 39.8 |  |  | 0 | 0 | 0 | 30 |  |  |  |  | Green (Over 5% headroom) | 89127 | 100 | 2.74 | 78 | 16 | 542977 | [9 empty] | Capenhurst | CAPENHURST | 4 | 896.6 | 896.6 | 0 | 0 | 304 | 2029-10 | 100012566942 | B1 Offices and Workshop businesses | 1816 | D | Natural Gas | 5 |  | Heating and Natural Ventilation | 2022-05-25 |  | 1 | FALSE | 53.1889 | -2.895 | SPM-GROSVENOR_ST_T1_LINENHALL_ST_T1_NORTHGATE_TERRACE_T1_STATION | 11940813000 | SP Energy Networks open data (API key): NDP SPM primary-group polygons + Capacity Heatmaps Information Model SPM + LTDS appendices 3/6 + NSHR
1471 | 46.7 | TRAVIS PERKINS, LESLIE ROAD | WINSFORD | CW7 2RB | Cheshire West And Chester |  | Warehouse And Premises | industrial | 1 | 1569.67 | 16896 | GIA | 61000 | Church St Winsford T1 / Over T1 / Wharton Pk T1 / Woodford Pk T1 | inside-area | 2.51 | HARTFORD GT1 / LOSTOCK GT2 / WINSFORD GT1 / WINSFORD GT2 | CARRINGTON - FIDDLERS FERRY | SPM | 12.5 | primary | 12.511 | Green | 30 | 16.589 | thermal | 3.6 | 0 | 0 | 3.6 | 9.3 | HARTFORD GT1 / LOSTOCK GT2 / WINSFORD GT1 / WINSFORD GT2 | 35.88 | GREEN | 0 |  |  | 0 | 0 | 0 | 30 |  |  |  |  | Green (Over 5% headroom) | 89127 | 100 | 2.49 | 39 | 25 | 1328887 | [9 empty] | Frodsham | CARRINGTON | 5 | 2186.9 | 2186.9 | 0 | 0 | 930 | 2026-05 | 10011721535 | B8 Storage or Distribution | 615 | D | Natural Gas | 3 |  | Heating and Natural Ventilation | 2020-11-26 |  | 1 | FALSE | 53.1842 | -2.5536 | SPM-CHURCH_ST_WINSFORD_T1_OVER_T1_WHARTON_PK_T1_WOODFORD_PK_T1 | 1869631000 | SP Energy Networks open data (API key): NDP SPM primary-group polygons + Capacity Heatmaps Information Model SPM + LTDS appendices 3/6 + NSHR
1472 | 46.7 | BROMLEY HOUSE, BARLOW DRIVE | WINSFORD | CW7 2JZ | Cheshire West And Chester |  | Workshop And Premises | industrial | 1 | 1221.1 | 13144 | GIA | 49500 | Church St Winsford T1 / Over T1 / Wharton Pk T1 / Woodford Pk T1 | inside-area | 2.59 | HARTFORD GT1 / LOSTOCK GT2 / WINSFORD GT1 / WINSFORD GT2 | CARRINGTON - FIDDLERS FERRY | SPM | 12.5 | primary | 12.511 | Green | 30 | 16.589 | thermal | 3.6 | 0 | 0 | 3.6 | 9.3 | HARTFORD GT1 / LOSTOCK GT2 / WINSFORD GT1 / WINSFORD GT2 | 35.88 | GREEN | 0 |  |  | 0 | 0 | 0 | 30 |  |  |  |  | Green (Over 5% headroom) | 89127 | 100 | 1.94 | 55 | 25 | 1332639 | [9 empty] | Frodsham | CARRINGTON | 5 | 2186.9 | 2186.9 | 0 | 0 | 930 | 2026-05 | 10096138960 | B1 Offices and Workshop businesses | 1003 | C | Natural Gas | 3 |  | Heating and Natural Ventilation | 2016-12-02 |  | 0.5 | FALSE | 53.1863 | -2.5564 | SPM-CHURCH_ST_WINSFORD_T1_OVER_T1_WHARTON_PK_T1_WOODFORD_PK_T1 | 731211000 | SP Energy Networks open data (API key): NDP SPM primary-group polygons + Capacity Heatmaps Information Model SPM + LTDS appendices 3/6 + NSHR
1473 | 46.7 | IBEX HOUSE, NAT LANE | WINSFORD | CW7 3BS | Cheshire West And Chester |  | Warehouse And Premises | industrial | 1 | 1161.42 | 12501 | GIA | 38750 | Church St Winsford T1 / Over T1 / Wharton Pk T1 / Woodford Pk T1 | inside-area | 0.75 | HARTFORD GT1 / LOSTOCK GT2 / WINSFORD GT1 / WINSFORD GT2 | CARRINGTON - FIDDLERS FERRY | SPM | 12.5 | primary | 12.511 | Green | 30 | 16.589 | thermal | 3.6 | 0 | 0 | 3.6 | 9.3 | HARTFORD GT1 / LOSTOCK GT2 / WINSFORD GT1 / WINSFORD GT2 | 35.88 | GREEN | 0 |  |  | 0 | 0 | 0 | 30 |  |  |  |  | Green (Over 5% headroom) | 89127 | 100 | 1.85 | 29 | 25 | 1333282 | [9 empty] | Frodsham | CARRINGTON | 5 | 2186.9 | 2186.9 | 0 | 0 | 930 | 2026-05 | 100012603595 | Offices and Workshop Businesses | 990 | D | Grid Supplied Electricity | 3 |  | Heating and Natural Ventilation | 2025-05-16 |  | 1 | FALSE | 53.1987 | -2.5116 | SPM-CHURCH_ST_WINSFORD_T1_OVER_T1_WHARTON_PK_T1_WOODFORD_PK_T1 | 8080871000 | SP Energy Networks open data (API key): NDP SPM primary-group polygons + Capacity Heatmaps Information Model SPM + LTDS appendices 3/6 + NSHR
1474 | 46.7 | S D PARR & CO, BARLOW DRIVE | WINSFORD | CW7 2JZ | Cheshire West And Chester |  | Workshop And Premises | industrial | 1 | 1065.5 | 11469 | GIA | 46750 | Church St Winsford T1 / Over T1 / Wharton Pk T1 / Woodford Pk T1 | inside-area | 2.59 | HARTFORD GT1 / LOSTOCK GT2 / WINSFORD GT1 / WINSFORD GT2 | CARRINGTON - FIDDLERS FERRY | SPM | 12.5 | primary | 12.511 | Green | 30 | 16.589 | thermal | 3.6 | 0 | 0 | 3.6 | 9.3 | HARTFORD GT1 / LOSTOCK GT2 / WINSFORD GT1 / WINSFORD GT2 | 35.88 | GREEN | 0 |  |  | 0 | 0 | 0 | 30 |  |  |  |  | Green (Over 5% headroom) | 89127 | 100 | 1.69 | 48 | 25 | 1334314 | [9 empty] | Frodsham | CARRINGTON | 5 | 2186.9 | 2186.9 | 0 | 0 | 930 | 2026-05 | 10096138960 | B1 Offices and Workshop businesses | 1003 | C | Natural Gas | 3 |  | Heating and Natural Ventilation | 2016-12-02 |  | 0.5 | FALSE | 53.1863 | -2.5564 | SPM-CHURCH_ST_WINSFORD_T1_OVER_T1_WHARTON_PK_T1_WOODFORD_PK_T1 | 4178829000 | SP Energy Networks open data (API key): NDP SPM primary-group polygons + Capacity Heatmaps Information Model SPM + LTDS appendices 3/6 + NSHR
1475 | 46.7 | UNIT B, WOODFORD PARK INDUSTRIAL ESTATE, BARLOW DRIVE | WINSFORD | CW7 2JZ | Cheshire West And Chester |  | Workshop And Premises | industrial | 1 | 1050.04 | 11303 | GIA | 58500 | Church St Winsford T1 / Over T1 / Wharton Pk T1 / Woodford Pk T1 | inside-area | 2.59 | HARTFORD GT1 / LOSTOCK GT2 / WINSFORD GT1 / WINSFORD GT2 | CARRINGTON - FIDDLERS FERRY | SPM | 12.5 | primary | 12.511 | Green | 30 | 16.589 | thermal | 3.6 | 0 | 0 | 3.6 | 9.3 | HARTFORD GT1 / LOSTOCK GT2 / WINSFORD GT1 / WINSFORD GT2 | 35.88 | GREEN | 0 |  |  | 0 | 0 | 0 | 30 |  |  |  |  | Green (Over 5% headroom) | 89127 | 100 | 1.67 | 47 | 25 | 1334480 | [9 empty] | Frodsham | CARRINGTON | 5 | 2186.9 | 2186.9 | 0 | 0 | 930 | 2026-05 | 10096138960 | B1 Offices and Workshop businesses | 1003 | C | Natural Gas | 3 |  | Heating and Natural Ventilation | 2016-12-02 |  | 0.5 | FALSE | 53.1863 | -2.5564 | SPM-CHURCH_ST_WINSFORD_T1_OVER_T1_WHARTON_PK_T1_WOODFORD_PK_T1 | 11465122000 | SP Energy Networks open data (API key): NDP SPM primary-group polygons + Capacity Heatmaps Information Model SPM + LTDS appendices 3/6 + NSHR
1476 | 46.7 | ASDA STORES LTD, KIRKLAND STREET | ST HELENS | WA10 2EF | St Helens |  | Superstore And Premises | bigbox | 1 | 7844.75 | 84440 | GIA | 1470000 | Carlton St T1 / Carlton St T2 / Chalon Way T2 | inside-area | 0.55 | RAVENHEAD G1A1 / ST HELENS GT2B / WINDLE GT1 | RAINHILL | SPM | 8.8 | primary | 8.83 | Green | 18.2 | 9.37 | thermal | 0 | 1.5 | 0 | 1.5 | 6.7 | RAVENHEAD G1A1 / ST HELENS GT2B / WINDLE GT1 | 26.66 | GREEN | 17.1 |  |  | 0 | 0 | 0 | 18.2 |  |  |  |  | Green (Over 5% headroom) | 62745 | 74 | 12.47 | 706 | 11 | 671937 | [9 empty] | Rainhill | RAINHILL | 1 | 85.5 | 85.5 | 0 | 0 | 57 | 2026-09 | [12 empty] | 53.4546 | -2.7448 | SPM-CARLTON_ST_T1_CARLTON_ST_T2_CHALON_WAY_T2 | 8993720000 | SP Energy Networks open data (API key): NDP SPM primary-group polygons + Capacity Heatmaps Information Model SPM + LTDS appendices 3/6 + NSHR
1477 | 46.7 | MORRISONS SUPERMARKET, BOUNDARY ROAD | ST HELENS | WA10 2PX | St Helens |  | Superstore And Premises | bigbox | 1 | 6460.4 | 69539 | GIA | 1250000 | Carlton St T1 / Carlton St T2 / Chalon Way T2 | inside-area | 0.11 | RAVENHEAD G1A1 / ST HELENS GT2B / WINDLE GT1 | RAINHILL | SPM | 8.8 | primary | 8.83 | Green | 18.2 | 9.37 | thermal | 0 | 1.5 | 0 | 1.5 | 6.7 | RAVENHEAD G1A1 / ST HELENS GT2B / WINDLE GT1 | 26.66 | GREEN | 17.1 |  |  | 0 | 0 | 0 | 18.2 |  |  |  |  | Green (Over 5% headroom) | 62745 | 90 | 10.27 | 581 | 11 | 686838 | [9 empty] | Rainhill | RAINHILL | 1 | 85.5 | 85.5 | 0 | 0 | 57 | 2026-09 | 39006440 | Retail/Financial and Professional Services | 6105 | B | Natural Gas | 4 | 2 | Air Conditioning | 2023-07-21 |  | 1 | FALSE | 53.4507 | -2.7522 | SPM-CARLTON_ST_T1_CARLTON_ST_T2_CHALON_WAY_T2 | 14802212000 | SP Energy Networks open data (API key): NDP SPM primary-group polygons + Capacity Heatmaps Information Model SPM + LTDS appendices 3/6 + NSHR
1478 | 46.7 | THE RANGE, CHALON WAY WEST | ST HELENS | WA10 1BF | St Helens |  | Retail Warehouse And Premises | bigbox | 1 | 5913.68 | 63654 | GIA | 510000 | Carlton St T1 / Carlton St T2 / Chalon Way T2 | inside-area | 0.8 | RAVENHEAD G1A1 / ST HELENS GT2B / WINDLE GT1 | RAINHILL | SPM | 8.8 | primary | 8.83 | Green | 18.2 | 9.37 | thermal | 0 | 1.5 | 0 | 1.5 | 6.7 | RAVENHEAD G1A1 / ST HELENS GT2B / WINDLE GT1 | 26.66 | GREEN | 17.1 |  |  | 0 | 0 | 0 | 18.2 |  |  |  |  | Green (Over 5% headroom) | 62745 | 99 | 9.4 | 532 | 11 | 692723 | [9 empty] | Rainhill | RAINHILL | 1 | 85.5 | 85.5 | 0 | 0 | 57 | 2026-09 | 39073539 | Retail/Financial and Professional Services | 6416 | B | Grid Supplied Electricity | 3 | 1 | Air Conditioning | 2023-11-26 |  | 1 | FALSE | 53.4503 | -2.7394 | SPM-CARLTON_ST_T1_CARLTON_ST_T2_CHALON_WAY_T2 | 8473102000 | SP Energy Networks open data (API key): NDP SPM primary-group polygons + Capacity Heatmaps Information Model SPM + LTDS appendices 3/6 + NSHR
1479 | 46.7 | 1, HIGHPOINT | ST HELENS | WA10 1QT | St Helens |  | Bowling Alley And Premises | bigbox | 1 | 2316.2 | 24931 | GIA | 156000 | Carlton St T1 / Carlton St T2 / Chalon Way T2 | inside-area | 0.56 | RAVENHEAD G1A1 / ST HELENS GT2B / WINDLE GT1 | RAINHILL | SPM | 8.8 | primary | 8.83 | Green | 18.2 | 9.37 | thermal | 0 | 1.5 | 0 | 1.5 | 6.7 | RAVENHEAD G1A1 / ST HELENS GT2B / WINDLE GT1 | 26.66 | GREEN | 17.1 |  |  | 0 | 0 | 0 | 18.2 |  |  |  |  | Green (Over 5% headroom) | 62745 | 100 | 3.68 | 185 | 11 | 731446 | [9 empty] | Rainhill | RAINHILL | 1 | 85.5 | 85.5 | 0 | 0 | 57 | 2026-09 | 39099238 | D2 General Assembly and Leisure plus Night Clubs and Theatres | 2446 | A | Grid Supplied Electricity | 4 |  | Air Conditioning | 2018-11-30 |  | 1 | FALSE | 53.4514 | -2.743 | SPM-CARLTON_ST_T1_CARLTON_ST_T2_CHALON_WAY_T2 | 12006583000 | SP Energy Networks open data (API key): NDP SPM primary-group polygons + Capacity Heatmaps Information Model SPM + LTDS appendices 3/6 + NSHR
1480 | 46.7 | COSTCO WHOLESALE, DUNKIRK TRADING ESTATE, CHESTERGATES | CHESTER | CH1 6LT | Cheshire West And Chester |  | Warehouse And Premises | industrial | 1 | 12142.6 | 130702 | GIA | 1130000 | Chester Gates T1 / Unilever Dunkirk T1 | inside-area | 0.3 | BROMBOROUGH GT2 / ELLESMERE PORT GT1 / HOOTON PK GT1A / HOOTON PK GT2A | CAPENHURST | SPM | 5 | primary | 5 | Green | 10 | 5 | thermal | 0 | 1.9 | 0 | 1.9 | 4.3 | BROMBOROUGH GT2 / ELLESMERE PORT GT1 / HOOTON PK GT1A / HOOTON PK GT2A | 11.703 | GREEN | 0 |  |  | 0 | 0 | 0 | 10 |  |  |  |  | Green (Over 5% headroom) | 35651 | 27 | 19.3 | 304 | 9 | 454637 | [9 empty] | Capenhurst | CAPENHURST | 4 | 896.6 | 896.6 | 0 | 0 | 304 | 2029-10 | [12 empty] | 53.2468 | -2.9328 | SPM-CHESTER_GATES_T1_UNILEVER_DUNKIRK_T1 | 9262866000 | SP Energy Networks open data (API key): NDP SPM primary-group polygons + Capacity Heatmaps Information Model SPM + LTDS appendices 3/6 + NSHR
1481 | 46.7 | BOOKER CASH & CARRY, CHESTER GATES ESTATE | CHESTER | CH1 6LT | Cheshire West And Chester |  | Wholesale Warehouse And Premises | industrial | 1 | 9614.5 | 103490 | GIA | 635000 | Chester Gates T1 / Unilever Dunkirk T1 | inside-area | 0.3 | BROMBOROUGH GT2 / ELLESMERE PORT GT1 / HOOTON PK GT1A / HOOTON PK GT2A | CAPENHURST | SPM | 5 | primary | 5 | Green | 10 | 5 | thermal | 0 | 1.9 | 0 | 1.9 | 4.3 | BROMBOROUGH GT2 / ELLESMERE PORT GT1 / HOOTON PK GT1A / HOOTON PK GT2A | 11.703 | GREEN | 0 |  |  | 0 | 0 | 0 | 10 |  |  |  |  | Green (Over 5% headroom) | 35651 | 34 | 15.28 | 240 | 9 | 481849 | [9 empty] | Capenhurst | CAPENHURST | 4 | 896.6 | 896.6 | 0 | 0 | 304 | 2029-10 | 10012220595 | Storage or Distribution | 8198 | B | Natural Gas | 3 |  | Heating and Natural Ventilation | 2026-05-26 |  | 1 | FALSE | 53.2468 | -2.9328 | SPM-CHESTER_GATES_T1_UNILEVER_DUNKIRK_T1 | 5116562000 | SP Energy Networks open data (API key): NDP SPM primary-group polygons + Capacity Heatmaps Information Model SPM + LTDS appendices 3/6 + NSHR
1482 | 46.7 | UNIT 2, CHESTER GATES ESTATE | CHESTER | CH1 6LT | Cheshire West And Chester |  | Factory And Premises; Warehouse And Premises | industrial | 2 | 9487.05 | 102118 | GIA | 590000 | Chester Gates T1 / Unilever Dunkirk T1 | inside-area | 0.3 | BROMBOROUGH GT2 / ELLESMERE PORT GT1 / HOOTON PK GT1A / HOOTON PK GT2A | CAPENHURST | SPM | 5 | primary | 5 | Green | 10 | 5 | thermal | 0 | 1.9 | 0 | 1.9 | 4.3 | BROMBOROUGH GT2 / ELLESMERE PORT GT1 / HOOTON PK GT1A / HOOTON PK GT2A | 11.703 | GREEN | 0 |  |  | 0 | 0 | 0 | 10 |  |  |  |  | Green (Over 5% headroom) | 35651 | 35 | 15.08 | 569 | 9 | 483221 | [9 empty] | Capenhurst | CAPENHURST | 4 | 896.6 | 896.6 | 0 | 0 | 304 | 2029-10 | 10035291343 | B2 to B7 General Industrial and Special Industrial Groups | 5219 | E | Grid Supplied Electricity | 4 | 2 | Air Conditioning | 2020-11-04 |  | 1 | FALSE | 53.2468 | -2.9328 | SPM-CHESTER_GATES_T1_UNILEVER_DUNKIRK_T1 | 279281132;274793132 | SP Energy Networks open data (API key): NDP SPM primary-group polygons + Capacity Heatmaps Information Model SPM + LTDS appendices 3/6 + NSHR
1483 | 46.7 | UNIT 2 PROXIMITY HOUSE, DUNKIRK TRADING ESTATE, CHESTERGATES | CHESTER | CH1 6LT | Cheshire West And Chester |  | Warehouse And Premises | industrial | 1 | 5104.9 | 54949 | GIA | 310000 | Chester Gates T1 / Unilever Dunkirk T1 | inside-area | 0.3 | BROMBOROUGH GT2 / ELLESMERE PORT GT1 / HOOTON PK GT1A / HOOTON PK GT2A | CAPENHURST | SPM | 5 | primary | 5 | Green | 10 | 5 | thermal | 0 | 1.9 | 0 | 1.9 | 4.3 | BROMBOROUGH GT2 / ELLESMERE PORT GT1 / HOOTON PK GT1A / HOOTON PK GT2A | 11.703 | GREEN | 0 |  |  | 0 | 0 | 0 | 10 |  |  |  |  | Green (Over 5% headroom) | 35651 | 65 | 8.11 | 128 | 9 | 530390 | [9 empty] | Capenhurst | CAPENHURST | 4 | 896.6 | 896.6 | 0 | 0 | 304 | 2029-10 | 10035291343 | B2 to B7 General Industrial and Special Industrial Groups | 5219 | E | Grid Supplied Electricity | 4 | 2 | Air Conditioning | 2020-11-04 |  | 0.5 | FALSE | 53.2468 | -2.9328 | SPM-CHESTER_GATES_T1_UNILEVER_DUNKIRK_T1 | 15148601000 | SP Energy Networks open data (API key): NDP SPM primary-group polygons + Capacity Heatmaps Information Model SPM + LTDS appendices 3/6 + NSHR
1484 | 46.7 | UNIT 2 J&S HOUSE, DENTON DRIVE | NORTHWICH | CW9 7LU | Cheshire West And Chester |  | Warehouse And Premises | industrial | 2 | 4892.11 | 52658 | GIA | 157000 | Lostock Triangle T1 | inside-area | 2.09 | ELWORTH GT1 / ELWORTH GT2 / KNUTSFORD GT1 / KNUTSFORD GT2 | CARRINGTON - FIDDLERS FERRY | SPM | 5 | primary | 5.008 | Green | 7.5 | 2.492 | thermal | 0 | 0 | 0 | 0 | 4.4 | ELWORTH GT1 / ELWORTH GT2 / KNUTSFORD GT1 / KNUTSFORD GT2 | 26.603 | GREEN | 0 |  |  | 0 | 0 | 0 | 7.5 |  |  |  |  | Green (Over 5% headroom) | 35651 | 68 | 7.77 | 122 | 11 | 330668 | [9 empty] | Fiddlers Ferry | CARRINGTON | 5 | 2186.9 | 2186.9 | 0 | 0 | 930 | 2026-05 | 10091640263 | B8 Storage or Distribution | 3440 | B | Natural Gas | 3 |  | Heating and Natural Ventilation | 2014-11-26 |  | 1 | FALSE | 53.2665 | -2.4908 | SPM-LOSTOCK_TRIANGLE_T1 | 15048522000;15048551000 | SP Energy Networks open data (API key): NDP SPM primary-group polygons + Capacity Heatmaps Information Model SPM + LTDS appendices 3/6 + NSHR
1485 | 46.7 | UNIT 1B, CHESTER GATES ESTATE | CHESTER | CH1 6LT | Cheshire West And Chester |  | Warehouse And Premises | industrial | 1 | 4541.65 | 48886 | GIA | 287500 | Chester Gates T1 / Unilever Dunkirk T1 | inside-area | 0.3 | BROMBOROUGH GT2 / ELLESMERE PORT GT1 / HOOTON PK GT1A / HOOTON PK GT2A | CAPENHURST | SPM | 5 | primary | 5 | Green | 10 | 5 | thermal | 0 | 1.9 | 0 | 1.9 | 4.3 | BROMBOROUGH GT2 / ELLESMERE PORT GT1 / HOOTON PK GT1A / HOOTON PK GT2A | 11.703 | GREEN | 0 |  |  | 0 | 0 | 0 | 10 |  |  |  |  | Green (Over 5% headroom) | 35651 | 73 | 7.22 | 114 | 9 | 536453 | [9 empty] | Capenhurst | CAPENHURST | 4 | 896.6 | 896.6 | 0 | 0 | 304 | 2029-10 | 10014518217 | B8 Storage or Distribution | 4828 | B | Natural Gas | 5 |  | Heating and Natural Ventilation | 2021-09-13 |  | 1 | FALSE | 53.2468 | -2.9328 | SPM-CHESTER_GATES_T1_UNILEVER_DUNKIRK_T1 | 5318324000 | SP Energy Networks open data (API key): NDP SPM primary-group polygons + Capacity Heatmaps Information Model SPM + LTDS appendices 3/6 + NSHR
1486 | 46.7 | MULTIPLASTICS LTD 30, MANCHESTER ROAD | NORTHWICH | CW9 5ND | Cheshire West And Chester |  | Factory And Premises | industrial | 1 | 2534.1 | 27277 | GIA | 86500 | Lostock Triangle T1 | inside-area | 2.52 | ELWORTH GT1 / ELWORTH GT2 / KNUTSFORD GT1 / KNUTSFORD GT2 | CARRINGTON - FIDDLERS FERRY | SPM | 5 | primary | 5.008 | Green | 7.5 | 2.492 | thermal | 0 | 0 | 0 | 0 | 4.4 | ELWORTH GT1 / ELWORTH GT2 / KNUTSFORD GT1 / KNUTSFORD GT2 | 26.603 | GREEN | 0 |  |  | 0 | 0 | 0 | 7.5 |  |  |  |  | Green (Over 5% headroom) | 35651 | 100 | 4.03 | 152 | 11 | 356049 | [9 empty] | Fiddlers Ferry | CARRINGTON | 5 | 2186.9 | 2186.9 | 0 | 0 | 930 | 2026-05 | [12 empty] | 53.263 | -2.4958 | SPM-LOSTOCK_TRIANGLE_T1 | 1067432000 | SP Energy Networks open data (API key): NDP SPM primary-group polygons + Capacity Heatmaps Information Model SPM + LTDS appendices 3/6 + NSHR
1487 | 46.7 | RENACRES HALL FARM, RENACRES LANE | ORMSKIRK | L39 8SE | West Lancashire |  | Warehouse And Premises | industrial | 1 | 2098.65 | 22590 | GIA | 60500 | Haskayne T1 | nearest-substation | 4.58 | AINTREE GT1 / FORMBY GT2A / LITHERLAND GT1B | KIRKBY | SPM | 5 | primary | 5.004 | Green | 7.5 | 2.496 | thermal | 0 | 0 | 0 | 0 | 4.7 | AINTREE GT1 / FORMBY GT2A / LITHERLAND GT1A | 24.7 | GREEN | 1.5 |  |  | 0 | 0 | 0 | 7.5 |  |  |  |  | Green (Over 5% headroom) | 35651 | 100 | 3.33 | 52 | 3 | 174093 | [9 empty] | Lister Drive | KIRKBY | 4 | 514 | 514 | 400 | 0 | 0 | 2027-08 | [12 empty] | 53.6001 | -2.9507 | SPM-HASKAYNE_T1 | 9919635000 | SP Energy Networks open data (API key): NDP SPM primary-group polygons + Capacity Heatmaps Information Model SPM + LTDS appendices 3/6 + NSHR
1488 | 46.7 | NORTH WEST TRUCK ENGINEERING CO LTD, GRIFFITHS ROAD | NORTHWICH | CW9 7NU | Cheshire West And Chester |  | Vehicle Repair Workshop And Premises | industrial | 1 | 1950.78 | 20998 | GIA | 80000 | Lostock Triangle T1 | inside-area | 0.85 | ELWORTH GT1 / ELWORTH GT2 / KNUTSFORD GT1 / KNUTSFORD GT2 | CARRINGTON - FIDDLERS FERRY | SPM | 5 | primary | 5.008 | Green | 7.5 | 2.492 | thermal | 0 | 0 | 0 | 0 | 4.4 | ELWORTH GT1 / ELWORTH GT2 / KNUTSFORD GT1 / KNUTSFORD GT2 | 26.603 | GREEN | 0 |  |  | 0 | 0 | 0 | 7.5 |  |  |  |  | Green (Over 5% headroom) | 35651 | 100 | 3.1 | 88 | 11 | 362328 | [9 empty] | Fiddlers Ferry | CARRINGTON | 5 | 2186.9 | 2186.9 | 0 | 0 | 930 | 2026-05 | [12 empty] | 53.2675 | -2.4718 | SPM-LOSTOCK_TRIANGLE_T1 | 14334923000 | SP Energy Networks open data (API key): NDP SPM primary-group polygons + Capacity Heatmaps Information Model SPM + LTDS appendices 3/6 + NSHR
1489 | 46.7 | BOOKER CASH AND CARRY, MANCHESTER ROAD | NORTHWICH | CW9 7NA | Cheshire West And Chester |  | Warehouse And Premises | industrial | 1 | 1876.73 | 20201 | GIA | 83000 | Lostock Triangle T1 | inside-area | 1.69 | ELWORTH GT1 / ELWORTH GT2 / KNUTSFORD GT1 / KNUTSFORD GT2 | CARRINGTON - FIDDLERS FERRY | SPM | 5 | primary | 5.008 | Green | 7.5 | 2.492 | thermal | 0 | 0 | 0 | 0 | 4.4 | ELWORTH GT1 / ELWORTH GT2 / KNUTSFORD GT1 / KNUTSFORD GT2 | 26.603 | GREEN | 0 |  |  | 0 | 0 | 0 | 7.5 |  |  |  |  | Green (Over 5% headroom) | 35651 | 100 | 2.98 | 47 | 11 | 363125 | [9 empty] | Fiddlers Ferry | CARRINGTON | 5 | 2186.9 | 2186.9 | 0 | 0 | 930 | 2026-05 | [12 empty] | 53.2654 | -2.484 | SPM-LOSTOCK_TRIANGLE_T1 | 15014533000 | SP Energy Networks open data (API key): NDP SPM primary-group polygons + Capacity Heatmaps Information Model SPM + LTDS appendices 3/6 + NSHR
1490 | 46.7 | MBC HOUSE, DENTON DRIVE | NORTHWICH | CW9 7LU | Cheshire West And Chester |  | Vehicle Repair Workshop And Premises | industrial | 1 | 1858.6 | 20006 | GIA | 68500 | Lostock Triangle T1 | inside-area | 2.09 | ELWORTH GT1 / ELWORTH GT2 / KNUTSFORD GT1 / KNUTSFORD GT2 | CARRINGTON - FIDDLERS FERRY | SPM | 5 | primary | 5.008 | Green | 7.5 | 2.492 | thermal | 0 | 0 | 0 | 0 | 4.4 | ELWORTH GT1 / ELWORTH GT2 / KNUTSFORD GT1 / KNUTSFORD GT2 | 26.603 | GREEN | 0 |  |  | 0 | 0 | 0 | 7.5 |  |  |  |  | Green (Over 5% headroom) | 35651 | 100 | 2.95 | 84 | 11 | 363320 | [9 empty] | Fiddlers Ferry | CARRINGTON | 5 | 2186.9 | 2186.9 | 0 | 0 | 930 | 2026-05 | 10091640263 | B8 Storage or Distribution | 3440 | B | Natural Gas | 3 |  | Heating and Natural Ventilation | 2014-11-26 |  | 0.5 | FALSE | 53.2665 | -2.4908 | SPM-LOSTOCK_TRIANGLE_T1 | 343694133 | SP Energy Networks open data (API key): NDP SPM primary-group polygons + Capacity Heatmaps Information Model SPM + LTDS appendices 3/6 + NSHR
1491 | 46.6 | 3, TEBAY ROAD | WIRRAL | CH62 3QJ | Wirral |  | Retail Warehouse And Premises | bigbox | 1 | 3011.01 | 32410 | GIA | 290000 | Dibbinsdale T1 / Plymyard T1 / Wibp Hardknott Rd T1 | inside-area | 1.14 | BROMBOROUGH GT3 / ROCK FERRY GT2 | BIRKENHEAD | SPM | 8.7 | primary | 8.74 | Green | 20 | 11.26 | thermal | 0 | 0 | 0 | 0 | 6.2 | BROMBOROUGH GT3 / ROCK FERRY GT2 | 21.814 | GREEN | 0 |  |  | 0 | 0 | 0 | 20 |  |  |  |  | Green (Over 5% headroom) | 62032 | 100 | 4.78 | 271 | 12 | 483054 | [9 empty] | Capenhurst | BIRKENHEAD | 0 | 0 | 0 | 0 | 0 | 90 | [13 empty] | 53.3273 | -2.9711 | SPM-DIBBINSDALE_T1_PLYMYARD_T1_WIBP_HARDKNOTT_RD_T1 | 5926981000 | SP Energy Networks open data (API key): NDP SPM primary-group polygons + Capacity Heatmaps Information Model SPM + LTDS appendices 3/6 + NSHR
1492 | 46.6 | MATALAN DISCOUNT CLUB(CASH AND CARRY)LTD, NEW CHESTER ROAD | WIRRAL | CH62 2BB | Wirral |  | Retail Warehouse And Premises | bigbox | 1 | 2716.39 | 29239 | GIA | 340000 | Dibbinsdale T1 / Plymyard T1 / Wibp Hardknott Rd T1 | inside-area | 2.26 | BROMBOROUGH GT3 / ROCK FERRY GT2 | BIRKENHEAD | SPM | 8.7 | primary | 8.74 | Green | 20 | 11.26 | thermal | 0 | 0 | 0 | 0 | 6.2 | BROMBOROUGH GT3 / ROCK FERRY GT2 | 21.814 | GREEN | 0 |  |  | 0 | 0 | 0 | 20 |  |  |  |  | Green (Over 5% headroom) | 62032 | 100 | 4.32 | 244 | 12 | 486225 | [9 empty] | Capenhurst | BIRKENHEAD | 0 | 0 | 0 | 0 | 0 | 90 | [13 empty] | 53.3364 | -2.9794 | SPM-DIBBINSDALE_T1_PLYMYARD_T1_WIBP_HARDKNOTT_RD_T1 | 270352132 | SP Energy Networks open data (API key): NDP SPM primary-group polygons + Capacity Heatmaps Information Model SPM + LTDS appendices 3/6 + NSHR
1493 | 46.5 | POINT OF AYR | HOLYWELL | CH8 9JJ | Flintshire | DELYN METALS LTD | Storage Depot And Premises | industrial | 1 | 1880.76 | 20244 | GIA | 24500 | Point Of Ayr Colliery T1 | inside-area | 1.61 | HOLYWELL GT1 / RHYL GT1 / ST ASAPH GT2 / ST ASAPH GT4 | CONNAHS QUAY - PENTIR - ST ASAPH | SPM | 4.9 | primary | 4.9109 | Green | 7.5 | 2.5891 | thermal | 0 | 0.1 | 0 | 0.1 | 4.4 | HOLYWELL GT1 / RHYL GT1 / ST ASAPH GT2 / ST ASAPH GT4 | 22.4768 | GREEN | 0 |  |  | 0 | 0 | 0 | 7.5 |  |  |  |  | Green (Over 5% headroom) | 34938 | 100 | 2.99 | 47 | 2 | 311526 | [9 empty] | Connahs Quay / SASA | [20 empty] | 53.3278 | -3.3046 | SPM-POINT_OF_AYR_COLLIERY_T1 | 4898426000 | SP Energy Networks open data (API key): NDP SPM primary-group polygons + Capacity Heatmaps Information Model SPM + LTDS appendices 3/6 + NSHR
1494 | 46.3 | THE SOVEREIGN DISTILLERY, WILSON ROAD | LIVERPOOL | L36 6AD | Knowsley | HALEWOOD INTERNATIONAL | Warehouse And Premises | industrial | 1 | 23245.74 | 250215 | GIA | 1010000 | Bicc Huyton Quarry T1 / Tarbock T1 / Whiston T1 | inside-area | 0.57 | GATEACRE GT1 / HUYTON GT1 / KIRKBY GT3 / PRESCOT GT1A | RAINHILL | SPM | 12.2 | primary | 12.223 | Green | 20 | 7.777 | thermal | 0 | 1.2 | 0 | 1.2 | 9.5 | GATEACRE GT1 / HUYTON GT1 / KIRKBY GT3 / PRESCOT GT1A | 31.422 | GREEN | 0 |  |  | 0 | 0 | 0 | 20 |  |  |  |  | Green (Over 5% headroom) | 86988 | 35 | 36.94 | 581 | 25 | 1474272 | [9 empty] | Rainhill | RAINHILL | 1 | 85.5 | 85.5 | 0 | 0 | 57 | 2026-09 | 40084375 | B2 to B7 General Industrial and Special Industrial Groups | 40600 | B | Natural Gas | 3 |  | Heating and Natural Ventilation | 2020-10-16 |  | 1 | FALSE | 53.4011 | -2.8159 | SPM-BICC_HUYTON_QUARRY_T1_TARBOCK_T1_WHISTON_T1 | 13968049000 | SP Energy Networks open data (API key): NDP SPM primary-group polygons + Capacity Heatmaps Information Model SPM + LTDS appendices 3/6 + NSHR
1495 | 46.3 | UNITS 1-8 KUS INDUSTRIAL ESTATE, KUS INDUSTRIAL ESTATE, MANOR LANE | DEESIDE | CH5 3PJ | Flintshire | BOARDLINK GROUP | Warehouse And Premises | industrial | 1 | 20311.14 | 218627 | GIA | 457500 | Airbus T1 / Broughton Retail Park T1 / Mixalloy T1 | inside-area | 1.94 | CASTLE CEMENT GT1 / HAWARDEN GT1 / SALTNEY GT1 / SALTNEY G2B | CONNAHS QUAY - PENTIR - ST ASAPH | SPM | 12.2 | primary | 12.222 | Green | 20 | 7.778 | thermal | 0 | 0 | 0 | 0 | 9.8 | CASTLE CEMENT GT1 / HAWARDEN GT1 / SALTNEY GT1 / SALTNEY G2B | 32.76 | GREEN | 0 |  |  | 0 | 0 | 0 | 20 |  |  |  |  | Green (Over 5% headroom) | 86988 | 40 | 32.28 | 508 | 28 | 1459813 | [9 empty] | Capenhurst | CAPENHURST | 4 | 896.6 | 896.6 | 0 | 0 | 304 | 2029-10 | 10023847285 | General Industrial and Special Industrial Groups | 9491 | A | Biomass | 3 |  | Heating and Natural Ventilation | 2024-12-17 |  | 0.5 | FALSE | 53.1764 | -2.998 | SPM-AIRBUS_T1_BROUGHTON_RETAIL_PARK_T1_MIXALLOY_T1 | 8284295000 | SP Energy Networks open data (API key): NDP SPM primary-group polygons + Capacity Heatmaps Information Model SPM + LTDS appendices 3/6 + NSHR
1496 | 46.3 | METAL IMPROVEMENT COMPANY HAWARDEN AIRPORT, CHESTER ROAD | CHESTER | CH4 0BZ | Flintshire |  | Factory And Premises | industrial | 1 | 16691.25 | 179663 | GIA | 460000 | Airbus T1 / Broughton Retail Park T1 / Mixalloy T1 | inside-area | 1.61 | CASTLE CEMENT GT1 / HAWARDEN GT1 / SALTNEY GT1 / SALTNEY G2B | CONNAHS QUAY - PENTIR - ST ASAPH | SPM | 12.2 | primary | 12.222 | Green | 20 | 7.778 | thermal | 0 | 0 | 0 | 0 | 9.8 | CASTLE CEMENT GT1 / HAWARDEN GT1 / SALTNEY GT1 / SALTNEY G2B | 32.76 | GREEN | 0 |  |  | 0 | 0 | 0 | 20 |  |  |  |  | Green (Over 5% headroom) | 86988 | 48 | 26.52 | 1001 | 28 | 1498777 | [9 empty] | Capenhurst | CAPENHURST | 4 | 896.6 | 896.6 | 0 | 0 | 304 | 2029-10 | 10013706352 | General Industrial and Special Industrial Groups | 19410 | C | Natural Gas | 3 |  | Heating and Natural Ventilation | 2024-05-17 |  | 0.75 | FALSE | 53.1808 | -2.9665 | SPM-AIRBUS_T1_BROUGHTON_RETAIL_PARK_T1_MIXALLOY_T1 | 1303637000 | SP Energy Networks open data (API key): NDP SPM primary-group polygons + Capacity Heatmaps Information Model SPM + LTDS appendices 3/6 + NSHR
1497 | 46.3 | UNIT 1 SYMMETRY LOGISTICS PARK, COLLIERY WAY | KNOWSLEY | L35 3AA | Knowsley |  | Warehouse And Premises | industrial | 1 | 15060.38 | 162108 | GIA | 985000 | Bicc Huyton Quarry T1 / Tarbock T1 / Whiston T1 | inside-area | 1.5 | GATEACRE GT1 / HUYTON GT1 / KIRKBY GT3 / PRESCOT GT1A | RAINHILL | SPM | 12.2 | primary | 12.223 | Green | 20 | 7.777 | thermal | 0 | 1.2 | 0 | 1.2 | 9.5 | GATEACRE GT1 / HUYTON GT1 / KIRKBY GT3 / PRESCOT GT1A | 31.422 | GREEN | 0 |  |  | 0 | 0 | 0 | 20 |  |  |  |  | Green (Over 5% headroom) | 86988 | 54 | 23.93 | 377 | 25 | 1562379 | [9 empty] | Rainhill | RAINHILL | 1 | 85.5 | 85.5 | 0 | 0 | 57 | 2026-09 | 40090471 | Storage or Distribution | 15116 | A | Grid Supplied Electricity | 5 | 2 | Air Conditioning | 2023-09-28 |  | 1 | FALSE | 53.3992 | -2.7898 | SPM-BICC_HUYTON_QUARRY_T1_TARBOCK_T1_WHISTON_T1 | 14823648000 | SP Energy Networks open data (API key): NDP SPM primary-group polygons + Capacity Heatmaps Information Model SPM + LTDS appendices 3/6 + NSHR
1498 | 46.3 | ALDI FOODSTORE LTD, BROUGHTON SHOPPING PARK, CHESTER ROAD | CHESTER | CH4 0DP | Flintshire |  | Large Foodstore | industrial | 1 | 1798.9 | 19363 | GIA | 315000 | Airbus T1 / Broughton Retail Park T1 / Mixalloy T1 | inside-area | 0.08 | CASTLE CEMENT GT1 / HAWARDEN GT1 / SALTNEY GT1 / SALTNEY G2B | CONNAHS QUAY - PENTIR - ST ASAPH | SPM | 12.2 | primary | 12.222 | Green | 20 | 7.778 | thermal | 0 | 0 | 0 | 0 | 9.8 | CASTLE CEMENT GT1 / HAWARDEN GT1 / SALTNEY GT1 / SALTNEY G2B | 32.76 | GREEN | 0 |  |  | 0 | 0 | 0 | 20 |  |  |  |  | Green (Over 5% headroom) | 86988 | 100 | 2.86 | 45 | 28 | 1659077 | [9 empty] | Capenhurst | CAPENHURST | 4 | 896.6 | 896.6 | 0 | 0 | 304 | 2029-10 | 10090465801 | Retail/Financial and Professional Services | 1593 | A | Grid Supplied Electricity | 4 |  | Air Conditioning | 2025-09-23 |  | 0.8 | FALSE | 53.1675 | -2.973 | SPM-AIRBUS_T1_BROUGHTON_RETAIL_PARK_T1_MIXALLOY_T1 | 10106407000 | SP Energy Networks open data (API key): NDP SPM primary-group polygons + Capacity Heatmaps Information Model SPM + LTDS appendices 3/6 + NSHR
1499 | 46.3 | 2B, HAWARDEN INDUSTRIAL PARK, MANOR LANE | DEESIDE | CH5 3US | Flintshire |  | Workshop And Premises | industrial | 1 | 1798.58 | 19360 | GIA | 121000 | Airbus T1 / Broughton Retail Park T1 / Mixalloy T1 | inside-area | 1.42 | CASTLE CEMENT GT1 / HAWARDEN GT1 / SALTNEY GT1 / SALTNEY G2B | CONNAHS QUAY - PENTIR - ST ASAPH | SPM | 12.2 | primary | 12.222 | Green | 20 | 7.778 | thermal | 0 | 0 | 0 | 0 | 9.8 | CASTLE CEMENT GT1 / HAWARDEN GT1 / SALTNEY GT1 / SALTNEY G2B | 32.76 | GREEN | 0 |  |  | 0 | 0 | 0 | 20 |  |  |  |  | Green (Over 5% headroom) | 86988 | 100 | 2.86 | 81 | 28 | 1659080 | [9 empty] | Capenhurst | CAPENHURST | 4 | 896.6 | 896.6 | 0 | 0 | 304 | 2029-10 | 10090461652 | B1 Offices and Workshop businesses | 920 | C | Natural Gas | 3 | 2 | Heating and Natural Ventilation | 2017-08-31 |  | 0.5 | FALSE | 53.1757 | -2.9892 | SPM-AIRBUS_T1_BROUGHTON_RETAIL_PARK_T1_MIXALLOY_T1 | 12575376000 | SP Energy Networks open data (API key): NDP SPM primary-group polygons + Capacity Heatmaps Information Model SPM + LTDS appendices 3/6 + NSHR
1500 | 46.3 | UNIT 20, INTERCHANGE MOTORWAY ESTATE, WILSON ROAD | LIVERPOOL | L36 6JG | Knowsley |  | Warehouse And Premises | industrial | 1 | 1670.6 | 17982 | GIA | 49750 | Bicc Huyton Quarry T1 / Tarbock T1 / Whiston T1 | inside-area | 0.82 | GATEACRE GT1 / HUYTON GT1 / KIRKBY GT3 / PRESCOT GT1A | RAINHILL | SPM | 12.2 | primary | 12.223 | Green | 20 | 7.777 | thermal | 0 | 1.2 | 0 | 1.2 | 9.5 | GATEACRE GT1 / HUYTON GT1 / KIRKBY GT3 / PRESCOT GT1A | 31.422 | GREEN | 0 |  |  | 0 | 0 | 0 | 20 |  |  |  |  | Green (Over 5% headroom) | 86988 | 100 | 2.65 | 42 | 25 | 1706505 | [9 empty] | Rainhill | RAINHILL | 1 | 85.5 | 85.5 | 0 | 0 | 57 | 2026-09 | 40076217 | B8 Storage or Distribution | 1688 | D | Grid Supplied Electricity | 3 |  | Heating and Natural Ventilation | 2015-12-22 |  | 1 | FALSE | 53.4047 | -2.8227 | SPM-BICC_HUYTON_QUARRY_T1_TARBOCK_T1_WHISTON_T1 | 5672413000 | SP Energy Networks open data (API key): NDP SPM primary-group polygons + Capacity Heatmaps Information Model SPM + LTDS appendices 3/6 + NSHR
1501 | 46.3 | CHESTER UK LTD, HAWARDEN INDUSTRIAL PARK, MANOR LANE | DEESIDE | CH5 3PZ | Flintshire |  | Warehouse And Premises | industrial | 1 | 1645.76 | 17715 | GIA | 51000 | Airbus T1 / Broughton Retail Park T1 / Mixalloy T1 | inside-area | 1.72 | CASTLE CEMENT GT1 / HAWARDEN GT1 / SALTNEY GT1 / SALTNEY G2B | CONNAHS QUAY - PENTIR - ST ASAPH | SPM | 12.2 | primary | 12.222 | Green | 20 | 7.778 | thermal | 0 | 0 | 0 | 0 | 9.8 | CASTLE CEMENT GT1 / HAWARDEN GT1 / SALTNEY GT1 / SALTNEY G2B | 32.76 | GREEN | 0 |  |  | 0 | 0 | 0 | 20 |  |  |  |  | Green (Over 5% headroom) | 86988 | 100 | 2.62 | 41 | 28 | 1660725 | [9 empty] | Capenhurst | CAPENHURST | 4 | 896.6 | 896.6 | 0 | 0 | 304 | 2029-10 | 10095363011 | B2 to B7 General Industrial and Special Industrial Groups | 1602 | C | Oil | 3 |  | Heating and Natural Ventilation | 2022-10-20 |  | 0.75 | FALSE | 53.178 | -2.9918 | SPM-AIRBUS_T1_BROUGHTON_RETAIL_PARK_T1_MIXALLOY_T1 | 674704000 | SP Energy Networks open data (API key): NDP SPM primary-group polygons + Capacity Heatmaps Information Model SPM + LTDS appendices 3/6 + NSHR
1502 | 46.3 | HAWARDEN INDUSTRIAL PARK, CLWYD CLOSE, MANOR LANE | DEESIDE | CH5 3PZ | Flintshire | DEE TECH SERVICES | Factory And Premises | industrial | 1 | 1556.8 | 16757 | GIA | 102000 | Airbus T1 / Broughton Retail Park T1 / Mixalloy T1 | inside-area | 1.72 | CASTLE CEMENT GT1 / HAWARDEN GT1 / SALTNEY GT1 / SALTNEY G2B | CONNAHS QUAY - PENTIR - ST ASAPH | SPM | 12.2 | primary | 12.222 | Green | 20 | 7.778 | thermal | 0 | 0 | 0 | 0 | 9.8 | CASTLE CEMENT GT1 / HAWARDEN GT1 / SALTNEY GT1 / SALTNEY G2B | 32.76 | GREEN | 0 |  |  | 0 | 0 | 0 | 20 |  |  |  |  | Green (Over 5% headroom) | 86988 | 100 | 2.47 | 93 | 28 | 1661683 | [9 empty] | Capenhurst | CAPENHURST | 4 | 896.6 | 896.6 | 0 | 0 | 304 | 2029-10 | 100101033530 | Storage or Distribution | 368 | D | Grid Supplied Electricity | 3 |  | Heating and Natural Ventilation | 2025-03-08 |  | 1 | FALSE | 53.178 | -2.9918 | SPM-AIRBUS_T1_BROUGHTON_RETAIL_PARK_T1_MIXALLOY_T1 | 6965074000 | SP Energy Networks open data (API key): NDP SPM primary-group polygons + Capacity Heatmaps Information Model SPM + LTDS appendices 3/6 + NSHR
1503 | 46.3 | NEW UNIT 1, INTERCHANGE MOTORWAY ESTATE, WILSON ROAD | LIVERPOOL | L36 6JG | Knowsley | THE PLUMB CENTER | Warehouse And Premises | industrial | 1 | 1340.57 | 14430 | GIA | 102000 | Bicc Huyton Quarry T1 / Tarbock T1 / Whiston T1 | inside-area | 0.82 | GATEACRE GT1 / HUYTON GT1 / KIRKBY GT3 / PRESCOT GT1A | RAINHILL | SPM | 12.2 | primary | 12.223 | Green | 20 | 7.777 | thermal | 0 | 1.2 | 0 | 1.2 | 9.5 | GATEACRE GT1 / HUYTON GT1 / KIRKBY GT3 / PRESCOT GT1A | 31.422 | GREEN | 0 |  |  | 0 | 0 | 0 | 20 |  |  |  |  | Green (Over 5% headroom) | 86988 | 100 | 2.13 | 34 | 25 | 1710057 | [9 empty] | Rainhill | RAINHILL | 1 | 85.5 | 85.5 | 0 | 0 | 57 | 2026-09 | 40078003 | B2 to B7 General Industrial and Special Industrial Groups | 587 | D | Other | 3 |  | Unconditioned | 2012-06-06 |  | 0.75 | FALSE | 53.4047 | -2.8227 | SPM-BICC_HUYTON_QUARRY_T1_TARBOCK_T1_WHISTON_T1 | 4909365000 | SP Energy Networks open data (API key): NDP SPM primary-group polygons + Capacity Heatmaps Information Model SPM + LTDS appendices 3/6 + NSHR
1504 | 46.3 | UNIT 10A, LINK BUSINESS PARK, ELLIS ASHTON STREET | LIVERPOOL | L36 6BP | Knowsley | J & R SPORTS LTD | Warehouse And Premises | industrial | 1 | 1177.13 | 12671 | GIA | 42000 | Bicc Huyton Quarry T1 / Tarbock T1 / Whiston T1 | inside-area | 0.64 | GATEACRE GT1 / HUYTON GT1 / KIRKBY GT3 / PRESCOT GT1A | RAINHILL | SPM | 12.2 | primary | 12.223 | Green | 20 | 7.777 | thermal | 0 | 1.2 | 0 | 1.2 | 9.5 | GATEACRE GT1 / HUYTON GT1 / KIRKBY GT3 / PRESCOT GT1A | 31.422 | GREEN | 0 |  |  | 0 | 0 | 0 | 20 |  |  |  |  | Green (Over 5% headroom) | 86988 | 100 | 1.87 | 29 | 25 | 1711816 | [9 empty] | Rainhill | RAINHILL | 1 | 85.5 | 85.5 | 0 | 0 | 57 | 2026-09 | 40072490 | Storage or Distribution | 1188 | B | Grid Supplied Electricity | 3 |  | Heating and Natural Ventilation | 2024-09-24 |  | 1 | FALSE | 53.4066 | -2.8196 | SPM-BICC_HUYTON_QUARRY_T1_TARBOCK_T1_WHISTON_T1 | 6059107000 | SP Energy Networks open data (API key): NDP SPM primary-group polygons + Capacity Heatmaps Information Model SPM + LTDS appendices 3/6 + NSHR
1505 | 46.3 | UNIT 3, HAWARDEN BUSINESS PARK, MANOR LANE | DEESIDE | CH4 0NQ | Flintshire |  | Warehouse And Premises | industrial | 1 | 1130.42 | 12168 | GIA | 37500 | Airbus T1 / Broughton Retail Park T1 / Mixalloy T1 | inside-area | 0.84 | CASTLE CEMENT GT1 / HAWARDEN GT1 / SALTNEY GT1 / SALTNEY G2B | CONNAHS QUAY - PENTIR - ST ASAPH | SPM | 12.2 | primary | 12.222 | Green | 20 | 7.778 | thermal | 0 | 0 | 0 | 0 | 9.8 | CASTLE CEMENT GT1 / HAWARDEN GT1 / SALTNEY GT1 / SALTNEY G2B | 32.76 | GREEN | 0 |  |  | 0 | 0 | 0 | 20 |  |  |  |  | Green (Over 5% headroom) | 86988 | 100 | 1.8 | 28 | 28 | 1666272 | [9 empty] | Capenhurst | CAPENHURST | 4 | 896.6 | 896.6 | 0 | 0 | 304 | 2029-10 | [12 empty] | 53.1698 | -2.9852 | SPM-AIRBUS_T1_BROUGHTON_RETAIL_PARK_T1_MIXALLOY_T1 | 6952324000 | SP Energy Networks open data (API key): NDP SPM primary-group polygons + Capacity Heatmaps Information Model SPM + LTDS appendices 3/6 + NSHR
1506 | 46.3 | NEW UNIT 1A, INTERCHANGE MOTORWAY ESTATE, WILSON ROAD | LIVERPOOL | L36 6JG | Knowsley | HOWDENS | Warehouse And Premises | industrial | 1 | 1107.98 | 11926 | GIA | 77500 | Bicc Huyton Quarry T1 / Tarbock T1 / Whiston T1 | inside-area | 0.82 | GATEACRE GT1 / HUYTON GT1 / KIRKBY GT3 / PRESCOT GT1A | RAINHILL | SPM | 12.2 | primary | 12.223 | Green | 20 | 7.777 | thermal | 0 | 1.2 | 0 | 1.2 | 9.5 | GATEACRE GT1 / HUYTON GT1 / KIRKBY GT3 / PRESCOT GT1A | 31.422 | GREEN | 0 |  |  | 0 | 0 | 0 | 20 |  |  |  |  | Green (Over 5% headroom) | 86988 | 100 | 1.76 | 28 | 25 | 1712561 | [9 empty] | Rainhill | RAINHILL | 1 | 85.5 | 85.5 | 0 | 0 | 57 | 2026-09 | 40065639 | Offices and Workshop Businesses | 108 | E | Grid Supplied Electricity | 3 |  | Heating and Natural Ventilation | 2022-11-04 |  | 1 | FALSE | 53.4047 | -2.8227 | SPM-BICC_HUYTON_QUARRY_T1_TARBOCK_T1_WHISTON_T1 | 6466856000 | SP Energy Networks open data (API key): NDP SPM primary-group polygons + Capacity Heatmaps Information Model SPM + LTDS appendices 3/6 + NSHR
1507 | 46.3 | PLOT 1 AT 1-2, STRETTON WAY | LIVERPOOL | L36 6JF | Knowsley |  | Warehouse And Premises | industrial | 1 | 1071.74 | 11536 | GIA | 70000 | Bicc Huyton Quarry T1 / Tarbock T1 / Whiston T1 | inside-area | 0.27 | GATEACRE GT1 / HUYTON GT1 / KIRKBY GT3 / PRESCOT GT1A | RAINHILL | SPM | 12.2 | primary | 12.223 | Green | 20 | 7.777 | thermal | 0 | 1.2 | 0 | 1.2 | 9.5 | GATEACRE GT1 / HUYTON GT1 / KIRKBY GT3 / PRESCOT GT1A | 31.422 | GREEN | 0 |  |  | 0 | 0 | 0 | 20 |  |  |  |  | Green (Over 5% headroom) | 86988 | 100 | 1.7 | 27 | 25 | 1712951 | [9 empty] | Rainhill | RAINHILL | 1 | 85.5 | 85.5 | 0 | 0 | 57 | 2026-09 | [12 empty] | 53.4039 | -2.8139 | SPM-BICC_HUYTON_QUARRY_T1_TARBOCK_T1_WHISTON_T1 | 15112730000 | SP Energy Networks open data (API key): NDP SPM primary-group polygons + Capacity Heatmaps Information Model SPM + LTDS appendices 3/6 + NSHR
1508 | 46.3 | SIGNWORLD AT NEWGATE HOUSE, CHESTER ROAD | CHESTER | CH4 0DS | Flintshire |  | Workshop And Premises | industrial | 1 | 1040.03 | 11195 | GIA | 49500 | Airbus T1 / Broughton Retail Park T1 / Mixalloy T1 | inside-area | 1.05 | CASTLE CEMENT GT1 / HAWARDEN GT1 / SALTNEY GT1 / SALTNEY G2B | CONNAHS QUAY - PENTIR - ST ASAPH | SPM | 12.2 | primary | 12.222 | Green | 20 | 7.778 | thermal | 0 | 0 | 0 | 0 | 9.8 | CASTLE CEMENT GT1 / HAWARDEN GT1 / SALTNEY GT1 / SALTNEY G2B | 32.76 | GREEN | 0 |  |  | 0 | 0 | 0 | 20 |  |  |  |  | Green (Over 5% headroom) | 86988 | 100 | 1.65 | 47 | 28 | 1667245 | [9 empty] | Capenhurst | CAPENHURST | 4 | 896.6 | 896.6 | 0 | 0 | 304 | 2029-10 | [12 empty] | 53.1735 | -2.9625 | SPM-AIRBUS_T1_BROUGHTON_RETAIL_PARK_T1_MIXALLOY_T1 | 14831758000 | SP Energy Networks open data (API key): NDP SPM primary-group polygons + Capacity Heatmaps Information Model SPM + LTDS appendices 3/6 + NSHR
1509 | 46.3 | J SAINSBURY, UPTON BY PASS | WIRRAL | CH49 6QG | Wirral |  | Superstore And Premises | bigbox | 1 | 8310.24 | 89451 | GIA | 1480000 | Greasby T1 / Saughall Massie T1 / Upton T1 | inside-area | 0.58 | HESWALL GT1 / HOYLAKE GT2 / PRENTON GRID GT3 | BIRKENHEAD | SPM | 8.5 | primary | 8.46 | Green | 20 | 11.54 | thermal | 0 | 0 | 0.2 | 0 | 4.9 | HESWALL GT1 / HOYLAKE GT2 / PRENTON GRID GT3 | 21.2835 | GREEN | 0 |  |  | 0 | 0 | 0 | 20 |  |  |  |  | Green (Over 5% headroom) | 60606 | 68 | 13.21 | 748 | 6 | 300055 | [9 empty] | Birkenhead | BIRKENHEAD | 0 | 0 | 0 | 0 | 0 | 90 |  | 42137586 | A1/A2 Retail and Financial/Professional services | 4178 | B | Natural Gas | 3 | 3 | Heating and Natural Ventilation | 2019-06-10 |  | 0.75 | FALSE | 53.38 | -3.1029 | SPM-GREASBY_T1_SAUGHALL_MASSIE_T1_UPTON_T1 | 12940135000 | SP Energy Networks open data (API key): NDP SPM primary-group polygons + Capacity Heatmaps Information Model SPM + LTDS appendices 3/6 + NSHR
1510 | 46.3 | CARR FARM GARDEN CENTRE, BIRKENHEAD ROAD | WIRRAL | CH47 9RE | Wirral | JONES & PARTNERS | Garden Centre & Premises | bigbox | 1 | 5275.15 | 56781 | NIA | 171000 | Greasby T1 / Saughall Massie T1 / Upton T1 | inside-area | 3.12 | HESWALL GT1 / HOYLAKE GT2 / PRENTON GRID GT3 | BIRKENHEAD | SPM | 8.5 | primary | 8.46 | Green | 20 | 11.54 | thermal | 0 | 0 | 0.2 | 0 | 4.9 | HESWALL GT1 / HOYLAKE GT2 / PRENTON GRID GT3 | 21.2835 | GREEN | 0 |  |  | 0 | 0 | 0 | 20 |  |  |  |  | Green (Over 5% headroom) | 60606 | 100 | 8.38 | 475 | 6 | 332725 | [9 empty] | Birkenhead | BIRKENHEAD | 0 | 0 | 0 | 0 | 0 | 90 |  | 42194864 | A1/A2 Retail and Financial/Professional services | 2624 | D | Biomass | 3 |  | Heating and Mechanical Ventilation | 2019-01-17 |  | 1 | FALSE | 53.3944 | -3.1427 | SPM-GREASBY_T1_SAUGHALL_MASSIE_T1_UPTON_T1 | 1650492000 | SP Energy Networks open data (API key): NDP SPM primary-group polygons + Capacity Heatmaps Information Model SPM + LTDS appendices 3/6 + NSHR
1511 | 46.3 | HOMEBASE, UPTON BY PASS | WIRRAL | CH49 6QG | Wirral |  | Retail Warehouse And Premises | bigbox | 1 | 3807.12 | 40979 | GIA | 330000 | Greasby T1 / Saughall Massie T1 / Upton T1 | inside-area | 0.58 | HESWALL GT1 / HOYLAKE GT2 / PRENTON GRID GT3 | BIRKENHEAD | SPM | 8.5 | primary | 8.46 | Green | 20 | 11.54 | thermal | 0 | 0 | 0.2 | 0 | 4.9 | HESWALL GT1 / HOYLAKE GT2 / PRENTON GRID GT3 | 21.2835 | GREEN | 0 |  |  | 0 | 0 | 0 | 20 |  |  |  |  | Green (Over 5% headroom) | 60606 | 100 | 6.05 | 343 | 6 | 348527 | [9 empty] | Birkenhead | BIRKENHEAD | 0 | 0 | 0 | 0 | 0 | 90 |  | 42137586 | A1/A2 Retail and Financial/Professional services | 4178 | B | Natural Gas | 3 | 3 | Heating and Natural Ventilation | 2019-06-10 |  | 1 | FALSE | 53.38 | -3.1029 | SPM-GREASBY_T1_SAUGHALL_MASSIE_T1_UPTON_T1 | 13898674000 | SP Energy Networks open data (API key): NDP SPM primary-group polygons + Capacity Heatmaps Information Model SPM + LTDS appendices 3/6 + NSHR
1512 | 46.3 | UPTON-BY-PASS RETAIL PARK AT UPTON- BY-PASS | WIRRAL | CH49 6QG | Wirral |  | Retail Warehouse And Premises | bigbox | 1 | 3807.12 | 40979 | GIA | 330000 | Greasby T1 / Saughall Massie T1 / Upton T1 | inside-area | 0.58 | HESWALL GT1 / HOYLAKE GT2 / PRENTON GRID GT3 | BIRKENHEAD | SPM | 8.5 | primary | 8.46 | Green | 20 | 11.54 | thermal | 0 | 0 | 0.2 | 0 | 4.9 | HESWALL GT1 / HOYLAKE GT2 / PRENTON GRID GT3 | 21.2835 | GREEN | 0 |  |  | 0 | 0 | 0 | 20 |  |  |  |  | Green (Over 5% headroom) | 60606 | 100 | 6.05 | 343 | 6 | 348527 | [9 empty] | Birkenhead | BIRKENHEAD | 0 | 0 | 0 | 0 | 0 | 90 |  | 42137586 | A1/A2 Retail and Financial/Professional services | 4178 | B | Natural Gas | 3 | 3 | Heating and Natural Ventilation | 2019-06-10 |  | 0.75 | FALSE | 53.38 | -3.1029 | SPM-GREASBY_T1_SAUGHALL_MASSIE_T1_UPTON_T1 | 15161241000 | SP Energy Networks open data (API key): NDP SPM primary-group polygons + Capacity Heatmaps Information Model SPM + LTDS appendices 3/6 + NSHR
1513 | 46.1 | TESCO EXTRA, JAMES ROBY WAY | ST HELENS | WA9 5DT | St Helens |  | Superstore And Premises | bigbox | 1 | 13308.3 | 143249 | GIA | 1650000 | British Sidac T1 / Sherdley Rd T1 / St Helens Linkway T1 / Watery La T1 | inside-area | 0.34 | BOLD G2B / RAVENHEAD G1A2 / ST HELENS GT2A | RAINHILL | SPM | 8.3 | primary | 8.276 | Green | 18.2 | 9.924 | thermal | 0 | 5 | 0.9 | 5 | 6 | BOLD G4B / RAVENHEAD G1A2 / ST HELENS GT2A | 20.6708 | GREEN | 0 |  |  | 0 | 0 | 0 | 18.2 |  |  |  |  | Green (Over 5% headroom) | 59180 | 41 | 21.15 | 1198 | 21 | 1965610 | [9 empty] | Rainhill | RAINHILL | 1 | 85.5 | 85.5 | 0 | 0 | 57 | 2026-09 | [12 empty] | 53.446 | -2.7265 | SPM-BRITISH_SIDAC_T1_SHERDLEY_RD_T1_ST_HELENS_LINKWAY_T1_WATERY_ | 14978740000 | SP Energy Networks open data (API key): NDP SPM primary-group polygons + Capacity Heatmaps Information Model SPM + LTDS appendices 3/6 + NSHR
1514 | 46.1 | J MIDDLEHURST & SONS LTD, JACKSON STREET | ST HELENS | WA9 1AW | St Helens |  | Car Showroom And Premises | bigbox | 1 | 2936.25 | 31606 | GIA | 152000 | British Sidac T1 / Sherdley Rd T1 / St Helens Linkway T1 / Watery La T1 | inside-area | 0.85 | BOLD G2B / RAVENHEAD G1A2 / ST HELENS GT2A | RAINHILL | SPM | 8.3 | primary | 8.276 | Green | 18.2 | 9.924 | thermal | 0 | 5 | 0.9 | 5 | 6 | BOLD G4B / RAVENHEAD G1A2 / ST HELENS GT2A | 20.6708 | GREEN | 0 |  |  | 0 | 0 | 0 | 18.2 |  |  |  |  | Green (Over 5% headroom) | 59180 | 100 | 4.67 | 264 | 21 | 2077253 | [9 empty] | Rainhill | RAINHILL | 1 | 85.5 | 85.5 | 0 | 0 | 57 | 2026-09 | 39030629 | Retail/Financial and Professional Services | 2436 | G | Oil | 3 |  | Heating and Natural Ventilation | 2024-03-20 |  | 0.5 | FALSE | 53.4501 | -2.7225 | SPM-BRITISH_SIDAC_T1_SHERDLEY_RD_T1_ST_HELENS_LINKWAY_T1_WATERY_ | 628486137 | SP Energy Networks open data (API key): NDP SPM primary-group polygons + Capacity Heatmaps Information Model SPM + LTDS appendices 3/6 + NSHR
1515 | 46.1 | 68, BEECH STREET | LIVERPOOL | L7 0EY | Liverpool |  | Factory And Premises | industrial | 1 | 9885.21 | 106403 | GIA | 172000 | Beech St T1 / Lister Dv A T2 | inside-area | 0.16 | LISTER DV B GT3 / SPARLING ST GT1 / WAVERTREE GT2 | LISTER DRIVE | SPM | 4.6 | primary | 4.6446 | Green | 8.7 | 4.0554 | thermal | 0 | 2.1 | 1.4 | 2.1 | 3.6 | LISTER DV B GT3 / SPARLING ST GT1 / WAVERTREE GT2 | 51.671 | GREEN | 0 |  |  | 0 | 0 | 0 | 8.7 |  |  |  |  | Green (Over 5% headroom) | 32799 | 31 | 15.71 | 593 | 3 | 150584 | [9 empty] | Lister Drive | LISTER DRIVE | 2 | 114 | 114 | 0 | 57 | 20 | 2026-09 | [12 empty] | 53.4114 | -2.9442 | SPM-BEECH_ST_T1_LISTER_DV_A_T2 | 394031134 | SP Energy Networks open data (API key): NDP SPM primary-group polygons + Capacity Heatmaps Information Model SPM + LTDS appendices 3/6 + NSHR
1516 | 46.1 |  | CAERNARFON | LL55 1TS | Gwynedd | ROBERTS OF PORT DINORWIC LTD | Factory And Premises | industrial | 1 | 3503.53 | 37712 | GIA | 48250 | Ferodo T1 | inside-area | 0.12 | BANGOR GT2 / CAERNARFON GT2 | CONNAHS QUAY - PENTIR - ST ASAPH | SPM | 4.6 | primary | 4.64 | Green | 7.5 | 2.86 | thermal | 0 | 0 | 0 | 0 | 4.4 | BANGOR GT2 / CAERNARFON GT2 | 31.686 | GREEN | 0 |  |  | 0 | 0 | 0 | 7.5 |  |  |  |  | Green (Over 5% headroom) | 32799 | 87 | 5.57 | 210 | 2 | 27293 | [9 empty] | Pentir | PENTIR | 2 | 1082 | 1082 | 1025 | 57 | 39 | 2028-10 | [12 empty] | 53.1659 | -4.2441 | SPM-FERODO_T1 | 186210000 | SP Energy Networks open data (API key): NDP SPM primary-group polygons + Capacity Heatmaps Information Model SPM + LTDS appendices 3/6 + NSHR
1517 | 46 | UNIVERSITY OF LIVERPOOL PT GND & PT 1ST FLRS IC2, LIVERPOOL SCIENCE PARK 146, BROWNLOW HILL | LIVERPOOL | L3 5RF | Liverpool |  | Offices And Premises | office | 1 | 1015.27 | 10928 | NIA | 176000 | Edge Hill T1 / Liverpool University T1 / Liverpool University T2 / Liverpool University T3 | inside-area | 0.86 | LISTER DV B GT3 / SPARLING ST GT1 / WAVERTREE GT2 | LISTER DRIVE | SPM | 16.5 | primary | 16.548 | Green | 30 | 13.452 | thermal | 0 | 5.5 | 0 | 5.5 | 15.8 | LISTER DV B GT3 / SPARLING ST GT1 / WAVERTREE GT2 | 51.671 | GREEN | 0 |  |  | 0 | 0 | 0 | 30 |  |  |  |  | Green (Over 5% headroom) | 117647 | 100 | 1.61 | 71 | 3 | 160976 | [9 empty] | Lister Drive | LISTER DRIVE | 2 | 114 | 114 | 0 | 57 | 20 | 2026-09 | 38274297 | B1 Offices and Workshop businesses | 3775 | C | Grid Supplied Electricity | 5 | 3 | Air Conditioning | 2020-04-15 |  | 1 | FALSE | 53.4054 | -2.9696 | SPM-EDGE_HILL_T1_LIVERPOOL_UNIVERSITY_T1_LIVERPOOL_UNIVERSITY_T2 | 14438444000 | SP Energy Networks open data (API key): NDP SPM primary-group polygons + Capacity Heatmaps Information Model SPM + LTDS appendices 3/6 + NSHR
1518 | 46 | LIVERPOOL CIVIL & FAMILY COURT CITY SQUARE BUILDING CNR TITHEBARN STREET, VERNON STREET | LIVERPOOL | L2 2BX | Liverpool |  | Offices And Premises | office | 1 | 9492 | 102171 | NIA | 1420000 | Highfield St T2 / Lime St T2 / Old Haymarket T1 | inside-area | 0.08 | BURLINGTON ST GT2 / LISTER DV B GT1 / PARADISE ST GT1 | LISTER DRIVE | SPM | 12 | primary | 11.976 | Green | 20 | 8.024 | thermal | 0 | 0 | 1.3 | 0 | 11.6 | BURLINGTON ST GT2 / LISTER DV B GT1 / PARADISE ST GT1 | 59.6 | GREEN | 0 |  |  | 0 | 0 | 0 | 20 |  |  |  |  | Green (Over 5% headroom) | 85561 | 84 | 15.08 | 664 | 7 | 189106 | [9 empty] | Lister Drive | LISTER DRIVE | 2 | 114 | 114 | 0 | 57 | 20 | 2026-09 | [12 empty] | 53.4095 | -2.9894 | SPM-HIGHFIELD_ST_T2_LIME_ST_T2_OLD_HAYMARKET_T1 | 5625727000 | SP Energy Networks open data (API key): NDP SPM primary-group polygons + Capacity Heatmaps Information Model SPM + LTDS appendices 3/6 + NSHR
1519 | 46 | 3RD-4TH FLOORS 20, CHAPEL STREET | LIVERPOOL | L3 9AG | Liverpool |  | Offices And Premises | office | 2 | 3481.71 | 37477 | NIA | 650000 | Highfield St T2 / Lime St T2 / Old Haymarket T1 | inside-area | 0.41 | BURLINGTON ST GT2 / LISTER DV B GT1 / PARADISE ST GT1 | LISTER DRIVE | SPM | 12 | primary | 11.976 | Green | 20 | 8.024 | thermal | 0 | 0 | 1.3 | 0 | 11.6 | BURLINGTON ST GT2 / LISTER DV B GT1 / PARADISE ST GT1 | 59.6 | GREEN | 0 |  |  | 0 | 0 | 0 | 20 |  |  |  |  | Green (Over 5% headroom) | 85561 | 100 | 5.53 | 244 | 7 | 253800 | [9 empty] | Lister Drive | LISTER DRIVE | 2 | 114 | 114 | 0 | 57 | 20 | 2026-09 | 38235693 | B1 Offices and Workshop businesses | 22143 | D | Natural Gas | 4 | 3 | Air Conditioning | 2018-04-25 |  | 1 | FALSE | 53.4077 | -2.9941 | SPM-HIGHFIELD_ST_T2_LIME_ST_T2_OLD_HAYMARKET_T1 | 12500405000;9202915000 | SP Energy Networks open data (API key): NDP SPM primary-group polygons + Capacity Heatmaps Information Model SPM + LTDS appendices 3/6 + NSHR
1520 | 46 | PART 4TH FLOOR, CITY SQUARE BUILDING, TITHEBARN STREET | LIVERPOOL | L2 2BX | Liverpool |  | Offices And Premises | office | 2 | 3255 | 35036 | NIA | 585000 | Highfield St T2 / Lime St T2 / Old Haymarket T1 | inside-area | 0.08 | BURLINGTON ST GT2 / LISTER DV B GT1 / PARADISE ST GT1 | LISTER DRIVE | SPM | 12 | primary | 11.976 | Green | 20 | 8.024 | thermal | 0 | 0 | 1.3 | 0 | 11.6 | BURLINGTON ST GT2 / LISTER DV B GT1 / PARADISE ST GT1 | 59.6 | GREEN | 0 |  |  | 0 | 0 | 0 | 20 |  |  |  |  | Green (Over 5% headroom) | 85561 | 100 | 5.17 | 228 | 7 | 256241 | [9 empty] | Lister Drive | LISTER DRIVE | 2 | 114 | 114 | 0 | 57 | 20 | 2026-09 | [12 empty] | 53.4095 | -2.9894 | SPM-HIGHFIELD_ST_T2_LIME_ST_T2_OLD_HAYMARKET_T1 | 8156206000;8156332000 | SP Energy Networks open data (API key): NDP SPM primary-group polygons + Capacity Heatmaps Information Model SPM + LTDS appendices 3/6 + NSHR
1521 | 46 | VENTURE PLACE 13-17, SIR THOMAS STREET | LIVERPOOL | L1 6BW | Liverpool |  | Offices And Premises | office | 1 | 2929.24 | 31530 | NIA | 310000 | Highfield St T2 / Lime St T2 / Old Haymarket T1 | inside-area | 0.42 | BURLINGTON ST GT2 / LISTER DV B GT1 / PARADISE ST GT1 | LISTER DRIVE | SPM | 12 | primary | 11.976 | Green | 20 | 8.024 | thermal | 0 | 0 | 1.3 | 0 | 11.6 | BURLINGTON ST GT2 / LISTER DV B GT1 / PARADISE ST GT1 | 59.6 | GREEN | 0 |  |  | 0 | 0 | 0 | 20 |  |  |  |  | Green (Over 5% headroom) | 85561 | 100 | 4.65 | 205 | 7 | 259747 | [9 empty] | Lister Drive | LISTER DRIVE | 2 | 114 | 114 | 0 | 57 | 20 | 2026-09 | 38199946 | Retail/Financial and Professional Services | 3188 | C | Grid Supplied Electricity | 3 | 2 | Heating and Mechanical Ventilation | 2023-04-19 |  | 0.75 | FALSE | 53.4073 | -2.9854 | SPM-HIGHFIELD_ST_T2_LIME_ST_T2_OLD_HAYMARKET_T1 | 2926189000 | SP Energy Networks open data (API key): NDP SPM primary-group polygons + Capacity Heatmaps Information Model SPM + LTDS appendices 3/6 + NSHR
1522 | 46 | 8TH-10TH FLRS AT 20, CHAPEL STREET | LIVERPOOL | L3 9AG | Liverpool |  | Offices And Premises | office | 1 | 2645.6 | 28477 | NIA | 472500 | Highfield St T2 / Lime St T2 / Old Haymarket T1 | inside-area | 0.41 | BURLINGTON ST GT2 / LISTER DV B GT1 / PARADISE ST GT1 | LISTER DRIVE | SPM | 12 | primary | 11.976 | Green | 20 | 8.024 | thermal | 0 | 0 | 1.3 | 0 | 11.6 | BURLINGTON ST GT2 / LISTER DV B GT1 / PARADISE ST GT1 | 59.6 | GREEN | 0 |  |  | 0 | 0 | 0 | 20 |  |  |  |  | Green (Over 5% headroom) | 85561 | 100 | 4.2 | 185 | 7 | 262800 | [9 empty] | Lister Drive | LISTER DRIVE | 2 | 114 | 114 | 0 | 57 | 20 | 2026-09 | 38235693 | B1 Offices and Workshop businesses | 22143 | D | Natural Gas | 4 | 3 | Air Conditioning | 2018-04-25 |  | 1 | FALSE | 53.4077 | -2.9941 | SPM-HIGHFIELD_ST_T2_LIME_ST_T2_OLD_HAYMARKET_T1 | 12383858000 | SP Energy Networks open data (API key): NDP SPM primary-group polygons + Capacity Heatmaps Information Model SPM + LTDS appendices 3/6 + NSHR
1523 | 46 | 127, DALE STREET | LIVERPOOL | L2 2JH | Liverpool |  | Offices And Premises | office | 1 | 2277.16 | 24511 | NIA | 179000 | Highfield St T2 / Lime St T2 / Old Haymarket T1 | inside-area | 0.35 | BURLINGTON ST GT2 / LISTER DV B GT1 / PARADISE ST GT1 | LISTER DRIVE | SPM | 12 | primary | 11.976 | Green | 20 | 8.024 | thermal | 0 | 0 | 1.3 | 0 | 11.6 | BURLINGTON ST GT2 / LISTER DV B GT1 / PARADISE ST GT1 | 59.6 | GREEN | 0 |  |  | 0 | 0 | 0 | 20 |  |  |  |  | Green (Over 5% headroom) | 85561 | 100 | 3.62 | 159 | 7 | 266766 | [9 empty] | Lister Drive | LISTER DRIVE | 2 | 114 | 114 | 0 | 57 | 20 | 2026-09 | [12 empty] | 53.4098 | -2.9844 | SPM-HIGHFIELD_ST_T2_LIME_ST_T2_OLD_HAYMARKET_T1 | 407830134 | SP Energy Networks open data (API key): NDP SPM primary-group polygons + Capacity Heatmaps Information Model SPM + LTDS appendices 3/6 + NSHR
1524 | 46 | THE OBSERVATORY 1, OLD HAYMARKET | LIVERPOOL | L1 6RA | Liverpool |  | Offices And Premises | office | 1 | 1921.84 | 20686 | NIA | 252500 | Highfield St T2 / Lime St T2 / Old Haymarket T1 | inside-area | 0.49 | BURLINGTON ST GT2 / LISTER DV B GT1 / PARADISE ST GT1 | LISTER DRIVE | SPM | 12 | primary | 11.976 | Green | 20 | 8.024 | thermal | 0 | 0 | 1.3 | 0 | 11.6 | BURLINGTON ST GT2 / LISTER DV B GT1 / PARADISE ST GT1 | 59.6 | GREEN | 0 |  |  | 0 | 0 | 0 | 20 |  |  |  |  | Green (Over 5% headroom) | 85561 | 100 | 3.05 | 135 | 7 | 270591 | [9 empty] | Lister Drive | LISTER DRIVE | 2 | 114 | 114 | 0 | 57 | 20 | 2026-09 | [12 empty] | 53.4086 | -2.9826 | SPM-HIGHFIELD_ST_T2_LIME_ST_T2_OLD_HAYMARKET_T1 | 8692806000 | SP Energy Networks open data (API key): NDP SPM primary-group polygons + Capacity Heatmaps Information Model SPM + LTDS appendices 3/6 + NSHR
1525 | 46 | UNIT 1, FFORDD CILMEDW - CILMEDW WAY, BERWYN STREET | LLANGOLLEN | LL20 8AG | Denbighshire |  | Factory And Premises | industrial | 1 | 4187.23 | 45071 | GIA | 133000 | Llangollen T1 / Llangollen T2 | inside-area | 1.76 | LEGACY LOCAL GT2 / NEWTOWN GT2 / OSWESTRY GT8 / WELSHPOOL GT1 | LEGACY | SPM | 4.5 | primary | 4.53 | Green | 10 | 5.47 | thermal | 0 | 0.6 | 0 | 0.6 | 3.6 | LEGACY LOCAL GT2 / NEWTOWN GT2 / OSWESTRY GT8 / WELSHPOOL GT1 | 60.6676 | GREEN | 0 |  |  | 0 | 0 | 0 | 10 |  |  |  |  | Green (Over 5% headroom) | 32086 | 71 | 6.65 | 251 | 2 | 28280 | [9 empty] | Legacy | LEGACY | 5 | 1714 | 1714 | 0 | 0 | 0 | 2024-08 | 10091598888 | Others - Miscellaneous 24hr activities | 4411 | A | Natural Gas | 3 |  | Heating and Natural Ventilation | 2014-10-14 |  | 1 | FALSE | 52.9762 | -3.1819 | SPM-LLANGOLLEN_T1_LLANGOLLEN_T2 | 10177789000 | SP Energy Networks open data (API key): NDP SPM primary-group polygons + Capacity Heatmaps Information Model SPM + LTDS appendices 3/6 + NSHR
1526 | 46 | NEBO ROAD | LLANRWST | LL26 0SE | Conwy | DANLINE BRUSHES LTD | Factory And Premises | industrial | 1 | 3865.75 | 41611 | GIA | 51000 | Llanrwst T1 | inside-area | 0.19 | COLWYN BAY GT1 / COLWYN BAY GT2 / DOLGARROG GT2 | CONNAHS QUAY - PENTIR - ST ASAPH | SPM | 4.5 | primary | 4.535 | Green | 7.5 | 2.736 | thermal | 0.2 | 0.2 | 0 | 0.4 | 4.3 | COLWYN BAY GT1 / COLWYN BAY GT2 / DOLGARROG GT2 | 16.642 | GREEN | 0 |  |  | 0 | 0 | 0 | 7.5 |  |  |  |  | Green (Over 5% headroom) | 32086 | 77 | 6.14 | 232 | 1 | 13397 | [9 empty] | Trawsfynydd | TRAWSFYNYDD | 1 | 940 | 0 | 0 | 0 | 10 | 2037-11 | [12 empty] | 53.1321 | -3.7849 | SPM-LLANRWST_T1 | 103791202 | SP Energy Networks open data (API key): NDP SPM primary-group polygons + Capacity Heatmaps Information Model SPM + LTDS appendices 3/6 + NSHR
1527 | 46 | TAL-Y-BRYN | DENBIGH | LL16 5DR | Conwy |  | Factory And Premises | industrial | 1 | 1916.73 | 20631 | GIA | 46250 | Llansannan T1 | inside-area | 7.45 | HOLYWELL GT1 / RHYL GT1 / ST ASAPH GT2 / ST ASAPH GT4 | CONNAHS QUAY - PENTIR - ST ASAPH | SPM | 4.5 | primary | 4.48 | Green | 7.5 | 2.965 | thermal | 0.1 | 0.2 | 0 | 0.3 | 4.3 | HOLYWELL GT1 / RHYL GT1 / ST ASAPH GT2 / ST ASAPH GT4 | 22.4768 | GREEN | 0 |  |  | 0 | 0 | 0 | 7.5 |  |  |  |  | Green (Over 5% headroom) | 32086 | 100 | 3.05 | 115 | 1 | 14678 | [9 empty] | Trawsfynydd | TRAWSFYNYDD | 1 | 940 | 0 | 0 | 0 | 10 | 2037-11 | [12 empty] | 53.2238 | -3.5022 | SPM-LLANSANNAN_T1 | 6846565000 | SP Energy Networks open data (API key): NDP SPM primary-group polygons + Capacity Heatmaps Information Model SPM + LTDS appendices 3/6 + NSHR
1528 | 45.9 | WEST LANCASHIRE BOROUGH COUNCIL 52, DERBY STREET | ORMSKIRK | L39 2DF | West Lancashire |  | Offices And Premises | office | 1 | 2982.5 | 32103 | NIA | 195000 | Dodds La T1 / Holborn Hill T1 / Maghull T1 / Maghull T2 / Robbins Bridge T1 | inside-area | 2.46 | AINTREE GT1 / FORMBY GT2A / LITHERLAND GT1B | KIRKBY | SPM | 11.9 | primary | 11.9446 | Green | 37.5 | 24.581 | thermal | 4.9 | 27.1 | 0 | 32 | 4.7 | AINTREE GT1 / FORMBY GT2A / LITHERLAND GT1A | 24.7 | GREEN | 1.5 |  |  | 0 | 0 | 0 | 37.5 |  |  |  |  | Green (Over 5% headroom) | 84848 | 100 | 4.74 | 209 | 43 | 1497790 | [9 empty] | Kirkby (_D) | KIRKBY | 4 | 514 | 514 | 400 | 0 | 0 | 2027-08 | [12 empty] | 53.5712 | -2.8794 | SPM-DODDS_LA_T1_HOLBORN_HILL_T1_MAGHULL_T1_MAGHULL_T2_ROBBINS_BR | 8074859000 | SP Energy Networks open data (API key): NDP SPM primary-group polygons + Capacity Heatmaps Information Model SPM + LTDS appendices 3/6 + NSHR
1529 | 45.9 | EUROPEAN DOORSETS LTD, LANGLEY ROAD | ORMSKIRK | L40 8JR | West Lancashire |  | Warehouse And Premises | industrial | 1 | 1797.25 | 19345 | GIA | 69500 | Dodds La T1 / Holborn Hill T1 / Maghull T1 / Maghull T2 / Robbins Bridge T1 | nearest-substation | 5.61 | AINTREE GT1 / FORMBY GT2A / LITHERLAND GT1B | KIRKBY | SPM | 11.9 | primary | 11.9446 | Green | 37.5 | 24.581 | thermal | 4.9 | 27.1 | 0 | 32 | 4.7 | AINTREE GT1 / FORMBY GT2A / LITHERLAND GT1A | 24.7 | GREEN | 1.5 |  |  | 0 | 0 | 0 | 37.5 |  |  |  |  | Green (Over 5% headroom) | 84848 | 100 | 2.86 | 45 | 43 | 1510548 | [9 empty] | Kirkby (_D) | KIRKBY | 4 | 514 | 514 | 400 | 0 | 0 | 2027-08 | 200002848105 | B1 Offices and Workshop businesses | 459 | D | Grid Supplied Electricity | 3 |  | Heating and Natural Ventilation | 2018-04-19 |  | 0.5 | FALSE | 53.6003 | -2.8657 | SPM-DODDS_LA_T1_HOLBORN_HILL_T1_MAGHULL_T1_MAGHULL_T2_ROBBINS_BR | 9971272000 | SP Energy Networks open data (API key): NDP SPM primary-group polygons + Capacity Heatmaps Information Model SPM + LTDS appendices 3/6 + NSHR
1530 | 45.9 | 2A, SEFTON LANE INDUSTRIAL ESTATE, SEFTON LANE | LIVERPOOL | L31 8BX | Sefton |  | Workshop And Premises | industrial | 1 | 1757.26 | 18915 | GIA | 66000 | Dodds La T1 / Holborn Hill T1 / Maghull T1 / Maghull T2 / Robbins Bridge T1 | inside-area | 6.5 | AINTREE GT1 / FORMBY GT2A / LITHERLAND GT1B | KIRKBY | SPM | 11.9 | primary | 11.9446 | Green | 37.5 | 24.581 | thermal | 4.9 | 27.1 | 0 | 32 | 4.7 | AINTREE GT1 / FORMBY GT2A / LITHERLAND GT1A | 24.7 | GREEN | 1.5 |  |  | 0 | 0 | 0 | 37.5 |  |  |  |  | Green (Over 5% headroom) | 84848 | 100 | 2.79 | 79 | 43 | 1510978 | [9 empty] | Kirkby (_D) | KIRKBY | 4 | 514 | 514 | 400 | 0 | 0 | 2027-08 | 41128787 | B2 to B7 General Industrial and Special Industrial Groups | 694 | E | Natural Gas | 3 |  | Heating and Natural Ventilation | 2014-05-26 |  | 0.5 | FALSE | 53.5067 | -2.9591 | SPM-DODDS_LA_T1_HOLBORN_HILL_T1_MAGHULL_T1_MAGHULL_T2_ROBBINS_BR | 6880358000 | SP Energy Networks open data (API key): NDP SPM primary-group polygons + Capacity Heatmaps Information Model SPM + LTDS appendices 3/6 + NSHR
1531 | 45.9 | EUROPEAN WOOD PRODUCTS LTD, PLANTATION ROAD | ORMSKIRK | L40 8JT | West Lancashire |  | Workshop And Premises | industrial | 1 | 1753.6 | 18876 | GIA | 68000 | Dodds La T1 / Holborn Hill T1 / Maghull T1 / Maghull T2 / Robbins Bridge T1 | nearest-substation | 5.35 | AINTREE GT1 / FORMBY GT2A / LITHERLAND GT1B | KIRKBY | SPM | 11.9 | primary | 11.9446 | Green | 37.5 | 24.581 | thermal | 4.9 | 27.1 | 0 | 32 | 4.7 | AINTREE GT1 / FORMBY GT2A / LITHERLAND GT1A | 24.7 | GREEN | 1.5 |  |  | 0 | 0 | 0 | 37.5 |  |  |  |  | Green (Over 5% headroom) | 84848 | 100 | 2.79 | 79 | 43 | 1511017 | [9 empty] | Kirkby (_D) | KIRKBY | 4 | 514 | 514 | 400 | 0 | 0 | 2027-08 | 100012657636 | B2 to B7 General Industrial and Special Industrial Groups | 1225 | C | LPG | 3 |  | Heating and Natural Ventilation | 2014-01-29 |  | 0.5 | FALSE | 53.5985 | -2.8683 | SPM-DODDS_LA_T1_HOLBORN_HILL_T1_MAGHULL_T1_MAGHULL_T2_ROBBINS_BR | 3631839000 | SP Energy Networks open data (API key): NDP SPM primary-group polygons + Capacity Heatmaps Information Model SPM + LTDS appendices 3/6 + NSHR
1532 | 45.9 | JET DOCUMENT STORAGE, PLANTATION ROAD, BURSCOUGH INDUSTRIAL ESTATE | ORMSKIRK | L40 8JT | West Lancashire |  | Warehouse And Premises | industrial | 1 | 1731.59 | 18639 | GIA | 78000 | Dodds La T1 / Holborn Hill T1 / Maghull T1 / Maghull T2 / Robbins Bridge T1 | nearest-substation | 5.35 | AINTREE GT1 / FORMBY GT2A / LITHERLAND GT1B | KIRKBY | SPM | 11.9 | primary | 11.9446 | Green | 37.5 | 24.581 | thermal | 4.9 | 27.1 | 0 | 32 | 4.7 | AINTREE GT1 / FORMBY GT2A / LITHERLAND GT1A | 24.7 | GREEN | 1.5 |  |  | 0 | 0 | 0 | 37.5 |  |  |  |  | Green (Over 5% headroom) | 84848 | 100 | 2.75 | 43 | 43 | 1511254 | [9 empty] | Kirkby (_D) | KIRKBY | 4 | 514 | 514 | 400 | 0 | 0 | 2027-08 | 100012657557 | B8 Storage or Distribution | 1738 | C | Oil | 3 |  | Heating and Natural Ventilation | 2022-02-17 |  | 0.67 | FALSE | 53.5985 | -2.8683 | SPM-DODDS_LA_T1_HOLBORN_HILL_T1_MAGHULL_T1_MAGHULL_T2_ROBBINS_BR | 8393064000 | SP Energy Networks open data (API key): NDP SPM primary-group polygons + Capacity Heatmaps Information Model SPM + LTDS appendices 3/6 + NSHR
1533 | 45.9 | MORTONS DAIRY, KENYONS LANE | LIVERPOOL | L31 0BP | Sefton |  | Factory And Premises | industrial | 1 | 1714.45 | 18454 | GIA | 48750 | Dodds La T1 / Holborn Hill T1 / Maghull T1 / Maghull T2 / Robbins Bridge T1 | inside-area | 4 | AINTREE GT1 / FORMBY GT2A / LITHERLAND GT1B | KIRKBY | SPM | 11.9 | primary | 11.9446 | Green | 37.5 | 24.581 | thermal | 4.9 | 27.1 | 0 | 32 | 4.7 | AINTREE GT1 / FORMBY GT2A / LITHERLAND GT1A | 24.7 | GREEN | 1.5 |  |  | 0 | 0 | 0 | 37.5 |  |  |  |  | Green (Over 5% headroom) | 84848 | 100 | 2.72 | 103 | 43 | 1511439 | [9 empty] | Kirkby (_D) | KIRKBY | 4 | 514 | 514 | 400 | 0 | 0 | 2027-08 | 41047603 | B1 Offices and Workshop businesses | 283 | D | Natural Gas | 3 |  | Heating and Natural Ventilation | 2016-03-21 |  | 1 | FALSE | 53.5253 | -2.9379 | SPM-DODDS_LA_T1_HOLBORN_HILL_T1_MAGHULL_T1_MAGHULL_T2_ROBBINS_BR | 305779134 | SP Energy Networks open data (API key): NDP SPM primary-group polygons + Capacity Heatmaps Information Model SPM + LTDS appendices 3/6 + NSHR
1534 | 45.9 | BYZAK CONTRACTORS LTD, PLANTATION ROAD | ORMSKIRK | L40 8JT | West Lancashire |  | Warehouse And Premises | industrial | 1 | 1699.68 | 18295 | GIA | 80000 | Dodds La T1 / Holborn Hill T1 / Maghull T1 / Maghull T2 / Robbins Bridge T1 | nearest-substation | 5.35 | AINTREE GT1 / FORMBY GT2A / LITHERLAND GT1B | KIRKBY | SPM | 11.9 | primary | 11.9446 | Green | 37.5 | 24.581 | thermal | 4.9 | 27.1 | 0 | 32 | 4.7 | AINTREE GT1 / FORMBY GT2A / LITHERLAND GT1A | 24.7 | GREEN | 1.5 |  |  | 0 | 0 | 0 | 37.5 |  |  |  |  | Green (Over 5% headroom) | 84848 | 100 | 2.7 | 42 | 43 | 1511598 | [9 empty] | Kirkby (_D) | KIRKBY | 4 | 514 | 514 | 400 | 0 | 0 | 2027-08 | 100012657636 | B2 to B7 General Industrial and Special Industrial Groups | 1225 | C | LPG | 3 |  | Heating and Natural Ventilation | 2014-01-29 |  | 0.5 | FALSE | 53.5985 | -2.8683 | SPM-DODDS_LA_T1_HOLBORN_HILL_T1_MAGHULL_T1_MAGHULL_T2_ROBBINS_BR | 1489054000 | SP Energy Networks open data (API key): NDP SPM primary-group polygons + Capacity Heatmaps Information Model SPM + LTDS appendices 3/6 + NSHR
1535 | 45.9 | UNITS 1 2 AND 5 ABBEY LANE INDUSTRIAL ESTATE, ABBEY LANE | ORMSKIRK | L40 7SR | West Lancashire |  | Warehouse And Premises | industrial | 1 | 1662.5 | 17895 | GIA | 27250 | Dodds La T1 / Holborn Hill T1 / Maghull T1 / Maghull T2 / Robbins Bridge T1 | nearest-substation | 4.65 | AINTREE GT1 / FORMBY GT2A / LITHERLAND GT1B | KIRKBY | SPM | 11.9 | primary | 11.9446 | Green | 37.5 | 24.581 | thermal | 4.9 | 27.1 | 0 | 32 | 4.7 | AINTREE GT1 / FORMBY GT2A / LITHERLAND GT1A | 24.7 | GREEN | 1.5 |  |  | 0 | 0 | 0 | 37.5 |  |  |  |  | Green (Over 5% headroom) | 84848 | 100 | 2.64 | 42 | 43 | 1511998 | [9 empty] | Kirkby (_D) | KIRKBY | 4 | 514 | 514 | 400 | 0 | 0 | 2027-08 | 10012344264 | B2 to B7 General Industrial and Special Industrial Groups | 137 | C | Other | 3 |  | Unconditioned | 2021-03-09 |  | 1 | FALSE | 53.586 | -2.8576 | SPM-DODDS_LA_T1_HOLBORN_HILL_T1_MAGHULL_T1_MAGHULL_T2_ROBBINS_BR | 231623126 | SP Energy Networks open data (API key): NDP SPM primary-group polygons + Capacity Heatmaps Information Model SPM + LTDS appendices 3/6 + NSHR
1536 | 45.9 | 4 KESTREL PLACE, GUYS INDUSTRIAL ESTATE | ORMSKIRK | L40 8TG | West Lancashire |  | Warehouse And Premises | industrial | 1 | 1535.61 | 16529 | GIA | 35500 | Dodds La T1 / Holborn Hill T1 / Maghull T1 / Maghull T2 / Robbins Bridge T1 | nearest-substation | 4.77 | AINTREE GT1 / FORMBY GT2A / LITHERLAND GT1B | KIRKBY | SPM | 11.9 | primary | 11.9446 | Green | 37.5 | 24.581 | thermal | 4.9 | 27.1 | 0 | 32 | 4.7 | AINTREE GT1 / FORMBY GT2A / LITHERLAND GT1A | 24.7 | GREEN | 1.5 |  |  | 0 | 0 | 0 | 37.5 |  |  |  |  | Green (Over 5% headroom) | 84848 | 100 | 2.44 | 38 | 43 | 1513364 | [9 empty] | Kirkby (_D) | KIRKBY | 4 | 514 | 514 | 400 | 0 | 0 | 2027-08 | 100012657686 | General Assembly and Leisure, Night Clubs, and Theatres | 474 | A | Grid Supplied Electricity | 3 | 1 | Air Conditioning | 2024-02-20 |  | 0.75 | FALSE | 53.5909 | -2.8644 | SPM-DODDS_LA_T1_HOLBORN_HILL_T1_MAGHULL_T1_MAGHULL_T2_ROBBINS_BR | 8009289000 | SP Energy Networks open data (API key): NDP SPM primary-group polygons + Capacity Heatmaps Information Model SPM + LTDS appendices 3/6 + NSHR
1537 | 45.9 | UNIT 1A-1B, DAKOTA BUSINESS PARK, DAKOTA WAY | ORMSKIRK | L40 8AF | West Lancashire |  | Warehouse And Premises | industrial | 1 | 1446.2 | 15567 | GIA | 109000 | Dodds La T1 / Holborn Hill T1 / Maghull T1 / Maghull T2 / Robbins Bridge T1 | nearest-substation | 5.01 | AINTREE GT1 / FORMBY GT2A / LITHERLAND GT1B | KIRKBY | SPM | 11.9 | primary | 11.9446 | Green | 37.5 | 24.581 | thermal | 4.9 | 27.1 | 0 | 32 | 4.7 | AINTREE GT1 / FORMBY GT2A / LITHERLAND GT1A | 24.7 | GREEN | 1.5 |  |  | 0 | 0 | 0 | 37.5 |  |  |  |  | Green (Over 5% headroom) | 84848 | 100 | 2.3 | 36 | 43 | 1514326 | [9 empty] | Kirkby (_D) | KIRKBY | 4 | 514 | 514 | 400 | 0 | 0 | 2027-08 | 10012364980 | B8 Storage or Distribution | 705 | A | Other | 4 |  | Unconditioned | 2021-07-22 |  | 1 | FALSE | 53.5918 | -2.8603 | SPM-DODDS_LA_T1_HOLBORN_HILL_T1_MAGHULL_T1_MAGHULL_T2_ROBBINS_BR | 13936447000 | SP Energy Networks open data (API key): NDP SPM primary-group polygons + Capacity Heatmaps Information Model SPM + LTDS appendices 3/6 + NSHR
1538 | 45.9 | ALLEN MUNRO COMMERCIALS, RINGTAIL COURT | ORMSKIRK | L40 7TB | West Lancashire |  | Workshop And Premises | industrial | 1 | 1246 | 13412 | GIA | 60000 | Dodds La T1 / Holborn Hill T1 / Maghull T1 / Maghull T2 / Robbins Bridge T1 | nearest-substation | 5.31 | AINTREE GT1 / FORMBY GT2A / LITHERLAND GT1B | KIRKBY | SPM | 11.9 | primary | 11.9446 | Green | 37.5 | 24.581 | thermal | 4.9 | 27.1 | 0 | 32 | 4.7 | AINTREE GT1 / FORMBY GT2A / LITHERLAND GT1A | 24.7 | GREEN | 1.5 |  |  | 0 | 0 | 0 | 37.5 |  |  |  |  | Green (Over 5% headroom) | 84848 | 100 | 1.98 | 56 | 43 | 1516481 | [9 empty] | Kirkby (_D) | KIRKBY | 4 | 514 | 514 | 400 | 0 | 0 | 2027-08 | [12 empty] | 53.5911 | -2.8521 | SPM-DODDS_LA_T1_HOLBORN_HILL_T1_MAGHULL_T1_MAGHULL_T2_ROBBINS_BR | 661688000 | SP Energy Networks open data (API key): NDP SPM primary-group polygons + Capacity Heatmaps Information Model SPM + LTDS appendices 3/6 + NSHR
1539 | 45.9 | 3, FALCON PLACE | ORMSKIRK | L40 8RT | West Lancashire |  | Factory And Premises | industrial | 1 | 1217.6 | 13106 | GIA | 45250 | Dodds La T1 / Holborn Hill T1 / Maghull T1 / Maghull T2 / Robbins Bridge T1 | nearest-substation | 4.9 | AINTREE GT1 / FORMBY GT2A / LITHERLAND GT1B | KIRKBY | SPM | 11.9 | primary | 11.9446 | Green | 37.5 | 24.581 | thermal | 4.9 | 27.1 | 0 | 32 | 4.7 | AINTREE GT1 / FORMBY GT2A / LITHERLAND GT1A | 24.7 | GREEN | 1.5 |  |  | 0 | 0 | 0 | 37.5 |  |  |  |  | Green (Over 5% headroom) | 84848 | 100 | 1.93 | 73 | 43 | 1516787 | [9 empty] | Kirkby (_D) | KIRKBY | 4 | 514 | 514 | 400 | 0 | 0 | 2027-08 | 100012657575 | B1 Offices and Workshop businesses | 780 | C | Natural Gas | 3 |  | Heating and Natural Ventilation | 2018-09-10 |  | 0.67 | FALSE | 53.5919 | -2.8634 | SPM-DODDS_LA_T1_HOLBORN_HILL_T1_MAGHULL_T1_MAGHULL_T2_ROBBINS_BR | 6767913000 | SP Energy Networks open data (API key): NDP SPM primary-group polygons + Capacity Heatmaps Information Model SPM + LTDS appendices 3/6 + NSHR
1540 | 45.9 | HANGER C4, TOLLGATE ROAD | ORMSKIRK | L40 7SS | West Lancashire |  | Store And Premises | industrial | 1 | 1162 | 12508 | OTH | 17000 | Dodds La T1 / Holborn Hill T1 / Maghull T1 / Maghull T2 / Robbins Bridge T1 | nearest-substation | 4.61 | AINTREE GT1 / FORMBY GT2A / LITHERLAND GT1B | KIRKBY | SPM | 11.9 | primary | 11.9446 | Green | 37.5 | 24.581 | thermal | 4.9 | 27.1 | 0 | 32 | 4.7 | AINTREE GT1 / FORMBY GT2A / LITHERLAND GT1A | 24.7 | GREEN | 1.5 |  |  | 0 | 0 | 0 | 37.5 |  |  |  |  | Green (Over 5% headroom) | 84848 | 100 | 1.85 | 29 | 43 | 1517385 | [9 empty] | Kirkby (_D) | KIRKBY | 4 | 514 | 514 | 400 | 0 | 0 | 2027-08 | 100012415176 | A3/A4/A5 Restaurant and Cafes/Drinking Establishments and Hot Food takeaways | 477 | C | Natural Gas | 3 |  | Heating and Natural Ventilation | 2019-05-12 |  | 0.5 | FALSE | 53.5878 | -2.8617 | SPM-DODDS_LA_T1_HOLBORN_HILL_T1_MAGHULL_T1_MAGHULL_T2_ROBBINS_BR | 225228126 | SP Energy Networks open data (API key): NDP SPM primary-group polygons + Capacity Heatmaps Information Model SPM + LTDS appendices 3/6 + NSHR
1541 | 45.9 | ULTRAGRAPH LTD, PLANTATION ROAD | ORMSKIRK | L40 8JT | West Lancashire |  | Warehouse And Premises | industrial | 1 | 1134.36 | 12210 | GIA | 49000 | Dodds La T1 / Holborn Hill T1 / Maghull T1 / Maghull T2 / Robbins Bridge T1 | nearest-substation | 5.35 | AINTREE GT1 / FORMBY GT2A / LITHERLAND GT1B | KIRKBY | SPM | 11.9 | primary | 11.9446 | Green | 37.5 | 24.581 | thermal | 4.9 | 27.1 | 0 | 32 | 4.7 | AINTREE GT1 / FORMBY GT2A / LITHERLAND GT1A | 24.7 | GREEN | 1.5 |  |  | 0 | 0 | 0 | 37.5 |  |  |  |  | Green (Over 5% headroom) | 84848 | 100 | 1.8 | 28 | 43 | 1517683 | [9 empty] | Kirkby (_D) | KIRKBY | 4 | 514 | 514 | 400 | 0 | 0 | 2027-08 | 100012657636 | B2 to B7 General Industrial and Special Industrial Groups | 1225 | C | LPG | 3 |  | Heating and Natural Ventilation | 2014-01-29 |  | 0.5 | FALSE | 53.5985 | -2.8683 | SPM-DODDS_LA_T1_HOLBORN_HILL_T1_MAGHULL_T1_MAGHULL_T2_ROBBINS_BR | 915384000 | SP Energy Networks open data (API key): NDP SPM primary-group polygons + Capacity Heatmaps Information Model SPM + LTDS appendices 3/6 + NSHR
1542 | 45.9 | HILLS MOTORS EX ADMIRALTY DEPOT OFF, LANGLEY PLACE | ORMSKIRK | L40 8JS | West Lancashire |  | Warehouse And Premises | industrial | 1 | 1113.9 | 11990 | GIA | 66500 | Dodds La T1 / Holborn Hill T1 / Maghull T1 / Maghull T2 / Robbins Bridge T1 | nearest-substation | 5.65 | AINTREE GT1 / FORMBY GT2A / LITHERLAND GT1B | KIRKBY | SPM | 11.9 | primary | 11.9446 | Green | 37.5 | 24.581 | thermal | 4.9 | 27.1 | 0 | 32 | 4.7 | AINTREE GT1 / FORMBY GT2A / LITHERLAND GT1A | 24.7 | GREEN | 1.5 |  |  | 0 | 0 | 0 | 37.5 |  |  |  |  | Green (Over 5% headroom) | 84848 | 100 | 1.77 | 28 | 43 | 1517903 | [9 empty] | Kirkby (_D) | KIRKBY | 4 | 514 | 514 | 400 | 0 | 0 | 2027-08 | [12 empty] | 53.6012 | -2.8674 | SPM-DODDS_LA_T1_HOLBORN_HILL_T1_MAGHULL_T1_MAGHULL_T2_ROBBINS_BR | 183165126 | SP Energy Networks open data (API key): NDP SPM primary-group polygons + Capacity Heatmaps Information Model SPM + LTDS appendices 3/6 + NSHR
1543 | 45.9 | BICKERSTAFFE CONTAINERS, BOUNDARY FARM, GRAVE YARD LANE | ORMSKIRK | L39 9EG | West Lancashire |  | Workshop And Premises | industrial | 1 | 1110.7 | 11955 | GIA | 19000 | Dodds La T1 / Holborn Hill T1 / Maghull T1 / Maghull T2 / Robbins Bridge T1 | inside-area | 2.8 | AINTREE GT1 / FORMBY GT2A / LITHERLAND GT1B | KIRKBY | SPM | 11.9 | primary | 11.9446 | Green | 37.5 | 24.581 | thermal | 4.9 | 27.1 | 0 | 32 | 4.7 | AINTREE GT1 / FORMBY GT2A / LITHERLAND GT1A | 24.7 | GREEN | 1.5 |  |  | 0 | 0 | 0 | 37.5 |  |  |  |  | Green (Over 5% headroom) | 84848 | 100 | 1.76 | 50 | 43 | 1517938 | [9 empty] | Kirkby (_D) | KIRKBY | 4 | 514 | 514 | 400 | 0 | 0 | 2027-08 | 100012414932 | Offices and Workshop Businesses | 1759 | C | Dual Fuel Appliances (Mineral + Wood) | 3 |  | Heating and Natural Ventilation | 2025-10-26 |  | 0.75 | FALSE | 53.5411 | -2.873 | SPM-DODDS_LA_T1_HOLBORN_HILL_T1_MAGHULL_T1_MAGHULL_T2_ROBBINS_BR | 6336447000 | SP Energy Networks open data (API key): NDP SPM primary-group polygons + Capacity Heatmaps Information Model SPM + LTDS appendices 3/6 + NSHR
1544 | 45.9 | HOPWELLS LTD, RINGTAIL ROAD | ORMSKIRK | L40 8JY | West Lancashire |  | Cold Store And Premises | industrial | 1 | 1071.2 | 11530 | GIA | 51000 | Dodds La T1 / Holborn Hill T1 / Maghull T1 / Maghull T2 / Robbins Bridge T1 | nearest-substation | 5.51 | AINTREE GT1 / FORMBY GT2A / LITHERLAND GT1B | KIRKBY | SPM | 11.9 | primary | 11.9446 | Green | 37.5 | 24.581 | thermal | 4.9 | 27.1 | 0 | 32 | 4.7 | AINTREE GT1 / FORMBY GT2A / LITHERLAND GT1A | 24.7 | GREEN | 1.5 |  |  | 0 | 0 | 0 | 37.5 |  |  |  |  | Green (Over 5% headroom) | 84848 | 100 | 1.7 | 129 | 43 | 1518363 | [9 empty] | Kirkby (_D) | KIRKBY | 4 | 514 | 514 | 400 | 0 | 0 | 2027-08 | 200001036375 | Storage or Distribution | 984 | B | Grid Supplied Electricity | 3 |  | Heating and Natural Ventilation | 2025-06-05 |  | 1 | FALSE | 53.5984 | -2.8631 | SPM-DODDS_LA_T1_HOLBORN_HILL_T1_MAGHULL_T1_MAGHULL_T2_ROBBINS_BR | 2275995000 | SP Energy Networks open data (API key): NDP SPM primary-group polygons + Capacity Heatmaps Information Model SPM + LTDS appendices 3/6 + NSHR
1545 | 45.9 | UNIT 4C, DAKOTA BUSINESS PARK, DAKOTA WAY | ORMSKIRK | L40 8AF | West Lancashire |  | Warehouse And Premises | industrial | 1 | 1060.2 | 11412 | NIA | 84000 | Dodds La T1 / Holborn Hill T1 / Maghull T1 / Maghull T2 / Robbins Bridge T1 | nearest-substation | 5.01 | AINTREE GT1 / FORMBY GT2A / LITHERLAND GT1B | KIRKBY | SPM | 11.9 | primary | 11.9446 | Green | 37.5 | 24.581 | thermal | 4.9 | 27.1 | 0 | 32 | 4.7 | AINTREE GT1 / FORMBY GT2A / LITHERLAND GT1A | 24.7 | GREEN | 1.5 |  |  | 0 | 0 | 0 | 37.5 |  |  |  |  | Green (Over 5% headroom) | 84848 | 100 | 1.68 | 27 | 43 | 1518481 | [9 empty] | Kirkby (_D) | KIRKBY | 4 | 514 | 514 | 400 | 0 | 0 | 2027-08 | 10012364990 | B8 Storage or Distribution | 1092 | B | Grid Supplied Electricity | 4 |  | Air Conditioning | 2021-04-29 |  | 1 | FALSE | 53.5918 | -2.8603 | SPM-DODDS_LA_T1_HOLBORN_HILL_T1_MAGHULL_T1_MAGHULL_T2_ROBBINS_BR | 15033060000 | SP Energy Networks open data (API key): NDP SPM primary-group polygons + Capacity Heatmaps Information Model SPM + LTDS appendices 3/6 + NSHR
1546 | 45.9 | UNIT 2A, DAKOTA BUSINESS PARK, DAKOTA WAY | ORMSKIRK | L40 8AF | West Lancashire |  | Warehouse And Premises | industrial | 1 | 1031 | 11098 | GIA | 82000 | Dodds La T1 / Holborn Hill T1 / Maghull T1 / Maghull T2 / Robbins Bridge T1 | nearest-substation | 5.01 | AINTREE GT1 / FORMBY GT2A / LITHERLAND GT1B | KIRKBY | SPM | 11.9 | primary | 11.9446 | Green | 37.5 | 24.581 | thermal | 4.9 | 27.1 | 0 | 32 | 4.7 | AINTREE GT1 / FORMBY GT2A / LITHERLAND GT1A | 24.7 | GREEN | 1.5 |  |  | 0 | 0 | 0 | 37.5 |  |  |  |  | Green (Over 5% headroom) | 84848 | 100 | 1.64 | 26 | 43 | 1518795 | [9 empty] | Kirkby (_D) | KIRKBY | 4 | 514 | 514 | 400 | 0 | 0 | 2027-08 | 10012364982 | B8 Storage or Distribution | 1054 | B | Grid Supplied Electricity | 4 | 2 | Air Conditioning | 2021-09-28 |  | 1 | FALSE | 53.5918 | -2.8603 | SPM-DODDS_LA_T1_HOLBORN_HILL_T1_MAGHULL_T1_MAGHULL_T2_ROBBINS_BR | 13859123000 | SP Energy Networks open data (API key): NDP SPM primary-group polygons + Capacity Heatmaps Information Model SPM + LTDS appendices 3/6 + NSHR
1547 | 45.9 | 22, HOPE STREET | LIVERPOOL | L1 9BY | Liverpool | MASONIC HALL | Hall And Premises | bigbox | 1 | 2804.7 | 30190 | NIA | 108000 | Bolton St T1 / Greek St T1 / Hpo Copperas Hill T1 / Oldham Place T1 | inside-area | 0.61 | BURLINGTON ST GT2 / LISTER DV B GT1 / PARADISE ST GT1 | LISTER DRIVE | SPM | 8.2 | primary | 8.219 | Green | 20 | 11.781 | thermal | 0 | 0 | 0 | 0 | 6.8 | BURLINGTON ST GT2 / LISTER DV B GT1 / PARADISE ST GT1 | 59.6 | GREEN | 0 |  |  | 0 | 0 | 0 | 20 |  |  |  |  | Green (Over 5% headroom) | 58467 | 100 | 4.46 | 224 | 11 | 209895 | [9 empty] | Lister Drive | LISTER DRIVE | 2 | 114 | 114 | 0 | 57 | 20 | 2026-09 | [12 empty] | 53.4028 | -2.9706 | SPM-BOLTON_ST_T1_GREEK_ST_T1_HPO_COPPERAS_HILL_T1_OLDHAM_PLACE_T | 137308134 | SP Energy Networks open data (API key): NDP SPM primary-group polygons + Capacity Heatmaps Information Model SPM + LTDS appendices 3/6 + NSHR
1548 | 45.9 | BURBRIDGE HOUSE, CANALWOOD INDUSTRIAL ESTATE, CASTLE ROAD | WREXHAM | LL14 5RL | Wrexham |  | Factory And Premises | industrial | 1 | 13426.51 | 144522 | GIA | 282500 | Cadburys Kronospan T1 / Cadburys Kronospan T2 | inside-area | 0.25 | LEGACY LOCAL GT2 / NEWTOWN GT2 / OSWESTRY GT8 / WELSHPOOL GT1 | LEGACY | SPM | 4.4 | primary | 4.402 | Green | 10 | 5.598 | thermal | 0 | 0 | 0 | 0 | 3.7 | LEGACY LOCAL GT2 / NEWTOWN GT2 / OSWESTRY GT8 / WELSHPOOL GT1 | 60.6676 | GREEN | 0 |  |  | 0 | 0 | 0 | 10 |  |  |  |  | Green (Over 5% headroom) | 31373 | 22 | 21.34 | 806 | 2 | 1452942 | [9 empty] | Legacy | LEGACY | 5 | 1714 | 1714 | 0 | 0 | 0 | 2024-08 | [12 empty] | 52.9344 | -3.0675 | SPM-CADBURYS_KRONOSPAN_T1_CADBURYS_KRONOSPAN_T2 | 14366453000 | SP Energy Networks open data (API key): NDP SPM primary-group polygons + Capacity Heatmaps Information Model SPM + LTDS appendices 3/6 + NSHR
1549 | 45.8 | TESCO STORES LTD, PARK AVENUE | ABERYSTWYTH | SY23 1PF | Ceredigion |  | Superstore And Premises | bigbox | 1 | 6815.07 | 73357 | GIA | 1020000 | Aberystwyth T1 / North Rd T1 / Parc-Y-Llyn T1 / Parc-Y-Llyn T2 / U C Wales T1 | inside-area | 1.4 | ABERYSTWYTH GT2 / RHYDLYDAN GT1 | SWANSEA NORTH | SPM | 8.1 | bsp | 21.043 | Green | 37.5 | 16.37 | thermal | 0.4 | 20.2 | 5.6 | 20.6 | 17.8 | ABERYSTWYTH GT2 / RHYDLYDAN GT1 | 8.079 | GREEN | 0 |  |  | 0 | 0 | 0 | 37.5 |  |  |  |  | Green (Over 5% headroom) | 57754 | 79 | 10.83 | 613 | 22 | 648109 | [9 empty] | Trawsfynydd | SWANSEA NORTH | 10 | 2020.9 | 2020.9 | 400 | 0 | 61 | 2024-08 | [12 empty] | 52.4121 | -4.0815 | SPM-ABERYSTWYTH_T1_NORTH_RD_T1_PARC_Y_LLYN_T1_PARC_Y_LLYN_T2_U_C | 10632110000 | SP Energy Networks open data (API key): NDP SPM primary-group polygons + Capacity Heatmaps Information Model SPM + LTDS appendices 3/6 + NSHR
1550 | 45.8 | MORRISONS SUPERMARKET, LLANBADARN FAWR | ABERYSTWYTH | SY23 3RN | Ceredigion |  | Superstore And Premises | bigbox | 1 | 5467 | 58846 | GIA | 1000000 | Aberystwyth T1 / North Rd T1 / Parc-Y-Llyn T1 / Parc-Y-Llyn T2 / U C Wales T1 | inside-area | 0.89 | ABERYSTWYTH GT2 / RHYDLYDAN GT1 | SWANSEA NORTH | SPM | 8.1 | bsp | 21.043 | Green | 37.5 | 16.37 | thermal | 0.4 | 20.2 | 5.6 | 20.6 | 17.8 | ABERYSTWYTH GT2 / RHYDLYDAN GT1 | 8.079 | GREEN | 0 |  |  | 0 | 0 | 0 | 37.5 |  |  |  |  | Green (Over 5% headroom) | 57754 | 98 | 8.69 | 492 | 22 | 662620 | [9 empty] | Trawsfynydd | SWANSEA NORTH | 10 | 2020.9 | 2020.9 | 400 | 0 | 61 | 2024-08 | [12 empty] | 52.4059 | -4.0645 | SPM-ABERYSTWYTH_T1_NORTH_RD_T1_PARC_Y_LLYN_T1_PARC_Y_LLYN_T2_U_C | 14787250000 | SP Energy Networks open data (API key): NDP SPM primary-group polygons + Capacity Heatmaps Information Model SPM + LTDS appendices 3/6 + NSHR
1551 | 45.8 | HAFREN FURNISHERS LTD | ABERYSTWYTH | SY23 3TN | Ceredigion |  | Showroom And Premises | bigbox | 1 | 3836.5 | 41296 | GIA | 242000 | Aberystwyth T1 / North Rd T1 / Parc-Y-Llyn T1 / Parc-Y-Llyn T2 / U C Wales T1 | inside-area | 0.75 | ABERYSTWYTH GT2 / RHYDLYDAN GT1 | SWANSEA NORTH | SPM | 8.1 | bsp | 21.043 | Green | 37.5 | 16.37 | thermal | 0.4 | 20.2 | 5.6 | 20.6 | 17.8 | ABERYSTWYTH GT2 / RHYDLYDAN GT1 | 8.079 | GREEN | 0 |  |  | 0 | 0 | 0 | 37.5 |  |  |  |  | Green (Over 5% headroom) | 57754 | 100 | 6.1 | 345 | 22 | 680170 | [9 empty] | Trawsfynydd | SWANSEA NORTH | 10 | 2020.9 | 2020.9 | 400 | 0 | 61 | 2024-08 | [12 empty] | 52.407 | -4.0584 | SPM-ABERYSTWYTH_T1_NORTH_RD_T1_PARC_Y_LLYN_T1_PARC_Y_LLYN_T2_U_C | 14973616000 | SP Energy Networks open data (API key): NDP SPM primary-group polygons + Capacity Heatmaps Information Model SPM + LTDS appendices 3/6 + NSHR
1552 | 45.8 | 5, PARC Y LLYN RETAIL PARK | ABERYSTWYTH | SY23 3RN | Ceredigion |  | Retail Warehouse And Premises | bigbox | 1 | 3572.1 | 38450 | GIA | 238000 | Aberystwyth T1 / North Rd T1 / Parc-Y-Llyn T1 / Parc-Y-Llyn T2 / U C Wales T1 | inside-area | 0.89 | ABERYSTWYTH GT2 / RHYDLYDAN GT1 | SWANSEA NORTH | SPM | 8.1 | bsp | 21.043 | Green | 37.5 | 16.37 | thermal | 0.4 | 20.2 | 5.6 | 20.6 | 17.8 | ABERYSTWYTH GT2 / RHYDLYDAN GT1 | 8.079 | GREEN | 0 |  |  | 0 | 0 | 0 | 37.5 |  |  |  |  | Green (Over 5% headroom) | 57754 | 100 | 5.68 | 321 | 22 | 683016 | [9 empty] | Trawsfynydd | SWANSEA NORTH | 10 | 2020.9 | 2020.9 | 400 | 0 | 61 | 2024-08 | [12 empty] | 52.4059 | -4.0645 | SPM-ABERYSTWYTH_T1_NORTH_RD_T1_PARC_Y_LLYN_T1_PARC_Y_LLYN_T2_U_C | 6660662000 | SP Energy Networks open data (API key): NDP SPM primary-group polygons + Capacity Heatmaps Information Model SPM + LTDS appendices 3/6 + NSHR
1553 | 45.8 | MATALAN, PARK AVENUE RETAIL PARK, PARK AVENUE | ABERYSTWYTH | SY23 1PF | Ceredigion |  | Retail Warehouse And Premises | bigbox | 1 | 2790.81 | 30040 | GIA | 241000 | Aberystwyth T1 / North Rd T1 / Parc-Y-Llyn T1 / Parc-Y-Llyn T2 / U C Wales T1 | inside-area | 1.4 | ABERYSTWYTH GT2 / RHYDLYDAN GT1 | SWANSEA NORTH | SPM | 8.1 | bsp | 21.043 | Green | 37.5 | 16.37 | thermal | 0.4 | 20.2 | 5.6 | 20.6 | 17.8 | ABERYSTWYTH GT2 / RHYDLYDAN GT1 | 8.079 | GREEN | 0 |  |  | 0 | 0 | 0 | 37.5 |  |  |  |  | Green (Over 5% headroom) | 57754 | 100 | 4.43 | 251 | 22 | 691426 | [9 empty] | Trawsfynydd | SWANSEA NORTH | 10 | 2020.9 | 2020.9 | 400 | 0 | 61 | 2024-08 | [12 empty] | 52.4121 | -4.0815 | SPM-ABERYSTWYTH_T1_NORTH_RD_T1_PARC_Y_LLYN_T1_PARC_Y_LLYN_T2_U_C | 5290246000 | SP Energy Networks open data (API key): NDP SPM primary-group polygons + Capacity Heatmaps Information Model SPM + LTDS appendices 3/6 + NSHR
1554 | 45.7 | FLINTSHIRE COUNTY COUNCIL TY DEWI SANT, ST DAVIDS PARK | DEESIDE | CH5 3FF | Flintshire |  | Offices And Premises | office | 1 | 5406.47 | 58195 | NIA | 465000 | Connahs Quay Local T1 / Connahs Quay Local T2 / Hawarden T1 / King George St T1 | inside-area | 4.49 | CASTLE CEMENT GT1 / HAWARDEN GT1 / SALTNEY GT1 / SALTNEY G2B | CONNAHS QUAY - PENTIR - ST ASAPH | SPM | 11.8 | primary | 11.753 | Green | 30 | 17.125 | thermal | 4.5 | 7.6 | 7.5 | 12.1 | 9.2 | CASTLE CEMENT GT1 / HAWARDEN GT1 / SALTNEY GT1 / SALTNEY G2B | 32.76 | GREEN | 0 |  |  | 0 | 0 | 0 | 30 |  |  |  |  | Green (Over 5% headroom) | 84135 | 100 | 8.59 | 378 | 13 | 297448 | [9 empty] | Connahs Quay / SASA | [20 empty] | 53.1892 | -3.0489 | SPM-CONNAHS_QUAY_LOCAL_T1_CONNAHS_QUAY_LOCAL_T2_HAWARDEN_T1_KING | 11780046000 | SP Energy Networks open data (API key): NDP SPM primary-group polygons + Capacity Heatmaps Information Model SPM + LTDS appendices 3/6 + NSHR
1555 | 45.7 | REDROW HOUSE, ST DAVIDS PARK | DEESIDE | CH5 3RX | Flintshire |  | Offices And Premises | office | 1 | 3238.06 | 34854 | NIA | 280000 | Connahs Quay Local T1 / Connahs Quay Local T2 / Hawarden T1 / King George St T1 | inside-area | 4.39 | CASTLE CEMENT GT1 / HAWARDEN GT1 / SALTNEY GT1 / SALTNEY G2B | CONNAHS QUAY - PENTIR - ST ASAPH | SPM | 11.8 | primary | 11.753 | Green | 30 | 17.125 | thermal | 4.5 | 7.6 | 7.5 | 12.1 | 9.2 | CASTLE CEMENT GT1 / HAWARDEN GT1 / SALTNEY GT1 / SALTNEY G2B | 32.76 | GREEN | 0 |  |  | 0 | 0 | 0 | 30 |  |  |  |  | Green (Over 5% headroom) | 84135 | 100 | 5.15 | 227 | 13 | 320789 | [9 empty] | Connahs Quay / SASA | [20 empty] | 53.1892 | -3.0538 | SPM-CONNAHS_QUAY_LOCAL_T1_CONNAHS_QUAY_LOCAL_T2_HAWARDEN_T1_KING | 7516575000 | SP Energy Networks open data (API key): NDP SPM primary-group polygons + Capacity Heatmaps Information Model SPM + LTDS appendices 3/6 + NSHR
1556 | 45.7 | MONY GROUP HOUSE, ST DAVIDS PARK | DEESIDE | CH5 3UZ | Flintshire |  | Offices And Premises | office | 1 | 3196.48 | 34407 | NIA | 280000 | Connahs Quay Local T1 / Connahs Quay Local T2 / Hawarden T1 / King George St T1 | inside-area | 4.43 | CASTLE CEMENT GT1 / HAWARDEN GT1 / SALTNEY GT1 / SALTNEY G2B | CONNAHS QUAY - PENTIR - ST ASAPH | SPM | 11.8 | primary | 11.753 | Green | 30 | 17.125 | thermal | 4.5 | 7.6 | 7.5 | 12.1 | 9.2 | CASTLE CEMENT GT1 / HAWARDEN GT1 / SALTNEY GT1 / SALTNEY G2B | 32.76 | GREEN | 0 |  |  | 0 | 0 | 0 | 30 |  |  |  |  | Green (Over 5% headroom) | 84135 | 100 | 5.08 | 224 | 13 | 321236 | [9 empty] | Connahs Quay / SASA | [8 empty] | 10013702885 | Offices and Workshop Businesses | 955 | B | Grid Supplied Electricity | 3 |  | Air Conditioning | 2025-01-14 |  | 1 | FALSE | 53.1891 | -3.0524 | SPM-CONNAHS_QUAY_LOCAL_T1_CONNAHS_QUAY_LOCAL_T2_HAWARDEN_T1_KING | 14969686000 | SP Energy Networks open data (API key): NDP SPM primary-group polygons + Capacity Heatmaps Information Model SPM + LTDS appendices 3/6 + NSHR
1557 | 45.7 | 1, DOCK ROAD | DEESIDE | CH5 4DS | Flintshire | RIVERSIDE BUILDINGS | Factory And Premises | industrial | 1 | 1822.5 | 19617 | GIA | 49750 | Connahs Quay Local T1 / Connahs Quay Local T2 / Hawarden T1 / King George St T1 | inside-area | 1.48 | CASTLE CEMENT GT1 / HAWARDEN GT1 / SALTNEY GT1 / SALTNEY G2B | CONNAHS QUAY - PENTIR - ST ASAPH | SPM | 11.8 | primary | 11.753 | Green | 30 | 17.125 | thermal | 4.5 | 7.6 | 7.5 | 12.1 | 9.2 | CASTLE CEMENT GT1 / HAWARDEN GT1 / SALTNEY GT1 / SALTNEY G2B | 32.76 | GREEN | 0 |  |  | 0 | 0 | 0 | 30 |  |  |  |  | Green (Over 5% headroom) | 84135 | 100 | 2.9 | 109 | 13 | 336026 | [9 empty] | Connahs Quay / SASA | [8 empty] | 200001927912 | B2 to B7 General Industrial and Special Industrial Groups | 100 | C | Grid Supplied Electricity | 3 |  | Heating and Natural Ventilation | 2018-01-03 |  | 1 | FALSE | 53.2204 | -3.0535 | SPM-CONNAHS_QUAY_LOCAL_T1_CONNAHS_QUAY_LOCAL_T2_HAWARDEN_T1_KING | 1248856000 | SP Energy Networks open data (API key): NDP SPM primary-group polygons + Capacity Heatmaps Information Model SPM + LTDS appendices 3/6 + NSHR
1558 | 45.7 | CLWYD CAR AUCTIONS, HOLYWELL ROAD | DEESIDE | CH5 3BS | Flintshire |  | Car Auuction Site, Warehouse And Premises | industrial | 1 | 1496.27 | 16106 | GIA | 33250 | Connahs Quay Local T1 / Connahs Quay Local T2 / Hawarden T1 / King George St T1 | inside-area | 3.86 | CASTLE CEMENT GT1 / HAWARDEN GT1 / SALTNEY GT1 / SALTNEY G2B | CONNAHS QUAY - PENTIR - ST ASAPH | SPM | 11.8 | primary | 11.753 | Green | 30 | 17.125 | thermal | 4.5 | 7.6 | 7.5 | 12.1 | 9.2 | CASTLE CEMENT GT1 / HAWARDEN GT1 / SALTNEY GT1 / SALTNEY G2B | 32.76 | GREEN | 0 |  |  | 0 | 0 | 0 | 30 |  |  |  |  | Green (Over 5% headroom) | 84135 | 100 | 2.38 | 37 | 13 | 339537 | [9 empty] | Connahs Quay / SASA | [20 empty] | 53.1938 | -3.0563 | SPM-CONNAHS_QUAY_LOCAL_T1_CONNAHS_QUAY_LOCAL_T2_HAWARDEN_T1_KING | 1314967000 | SP Energy Networks open data (API key): NDP SPM primary-group polygons + Capacity Heatmaps Information Model SPM + LTDS appendices 3/6 + NSHR
1559 | 45.7 | W W PIPETECH LTD, DOCK ROAD INDUSTRIAL ESTATE | DEESIDE | CH5 4DS | Flintshire |  | Workshop And Premises | industrial | 1 | 1215.06 | 13079 | GIA | 35250 | Connahs Quay Local T1 / Connahs Quay Local T2 / Hawarden T1 / King George St T1 | inside-area | 1.48 | CASTLE CEMENT GT1 / HAWARDEN GT1 / SALTNEY GT1 / SALTNEY G2B | CONNAHS QUAY - PENTIR - ST ASAPH | SPM | 11.8 | primary | 11.753 | Green | 30 | 17.125 | thermal | 4.5 | 7.6 | 7.5 | 12.1 | 9.2 | CASTLE CEMENT GT1 / HAWARDEN GT1 / SALTNEY GT1 / SALTNEY G2B | 32.76 | GREEN | 0 |  |  | 0 | 0 | 0 | 30 |  |  |  |  | Green (Over 5% headroom) | 84135 | 100 | 1.93 | 55 | 13 | 342564 | [9 empty] | Connahs Quay / SASA | [8 empty] | 200002940860 | B1 Offices and Workshop businesses | 1041 | D | Natural Gas | 3 |  | Heating and Natural Ventilation | 2016-06-23 |  | 0.5 | FALSE | 53.2204 | -3.0535 | SPM-CONNAHS_QUAY_LOCAL_T1_CONNAHS_QUAY_LOCAL_T2_HAWARDEN_T1_KING | 6195320000 | SP Energy Networks open data (API key): NDP SPM primary-group polygons + Capacity Heatmaps Information Model SPM + LTDS appendices 3/6 + NSHR
1560 | 45.7 | 13A, ASH GROVE | DEESIDE | CH5 1AB | Flintshire |  | Warehouse And Premises | industrial | 1 | 1148.76 | 12365 | GIA | 26750 | Connahs Quay Local T1 / Connahs Quay Local T2 / Hawarden T1 / King George St T1 | inside-area | 2.94 | CASTLE CEMENT GT1 / HAWARDEN GT1 / SALTNEY GT1 / SALTNEY G2B | CONNAHS QUAY - PENTIR - ST ASAPH | SPM | 11.8 | primary | 11.753 | Green | 30 | 17.125 | thermal | 4.5 | 7.6 | 7.5 | 12.1 | 9.2 | CASTLE CEMENT GT1 / HAWARDEN GT1 / SALTNEY GT1 / SALTNEY G2B | 32.76 | GREEN | 0 |  |  | 0 | 0 | 0 | 30 |  |  |  |  | Green (Over 5% headroom) | 84135 | 100 | 1.83 | 29 | 13 | 343278 | [9 empty] | Connahs Quay / SASA | [20 empty] | 53.2119 | -3.0367 | SPM-CONNAHS_QUAY_LOCAL_T1_CONNAHS_QUAY_LOCAL_T2_HAWARDEN_T1_KING | 4079067000 | SP Energy Networks open data (API key): NDP SPM primary-group polygons + Capacity Heatmaps Information Model SPM + LTDS appendices 3/6 + NSHR
1561 | 45.7 | DACS UNIT 14, DOCK ROAD INDUSTRIAL ESTATE | DEESIDE | CH5 4DS | Flintshire |  | Workshop, Office And Premises | industrial | 1 | 1133.97 | 12206 | GIA | 36500 | Connahs Quay Local T1 / Connahs Quay Local T2 / Hawarden T1 / King George St T1 | inside-area | 1.48 | CASTLE CEMENT GT1 / HAWARDEN GT1 / SALTNEY GT1 / SALTNEY G2B | CONNAHS QUAY - PENTIR - ST ASAPH | SPM | 11.8 | primary | 11.753 | Green | 30 | 17.125 | thermal | 4.5 | 7.6 | 7.5 | 12.1 | 9.2 | CASTLE CEMENT GT1 / HAWARDEN GT1 / SALTNEY GT1 / SALTNEY G2B | 32.76 | GREEN | 0 |  |  | 0 | 0 | 0 | 30 |  |  |  |  | Green (Over 5% headroom) | 84135 | 100 | 1.8 | 51 | 13 | 343437 | [9 empty] | Connahs Quay / SASA | [8 empty] | 200002940860 | B1 Offices and Workshop businesses | 1041 | D | Natural Gas | 3 |  | Heating and Natural Ventilation | 2016-06-23 |  | 1 | FALSE | 53.2204 | -3.0535 | SPM-CONNAHS_QUAY_LOCAL_T1_CONNAHS_QUAY_LOCAL_T2_HAWARDEN_T1_KING | 8935664000 | SP Energy Networks open data (API key): NDP SPM primary-group polygons + Capacity Heatmaps Information Model SPM + LTDS appendices 3/6 + NSHR
1562 | 45.7 | ICAM ENGINEERING LTD, DOCK ROAD INDUSTRIAL ESTATE | DEESIDE | CH5 4DS | Flintshire |  | Workshop And Premises | industrial | 1 | 1040.13 | 11196 | GIA | 34750 | Connahs Quay Local T1 / Connahs Quay Local T2 / Hawarden T1 / King George St T1 | inside-area | 1.48 | CASTLE CEMENT GT1 / HAWARDEN GT1 / SALTNEY GT1 / SALTNEY G2B | CONNAHS QUAY - PENTIR - ST ASAPH | SPM | 11.8 | primary | 11.753 | Green | 30 | 17.125 | thermal | 4.5 | 7.6 | 7.5 | 12.1 | 9.2 | CASTLE CEMENT GT1 / HAWARDEN GT1 / SALTNEY GT1 / SALTNEY G2B | 32.76 | GREEN | 0 |  |  | 0 | 0 | 0 | 30 |  |  |  |  | Green (Over 5% headroom) | 84135 | 100 | 1.65 | 47 | 13 | 344447 | [9 empty] | Connahs Quay / SASA | [8 empty] | 10090463171 | B1 Offices and Workshop businesses | 665 | D | LPG | 3 |  | Heating and Natural Ventilation | 2016-11-01 |  | 0.67 | FALSE | 53.2204 | -3.0535 | SPM-CONNAHS_QUAY_LOCAL_T1_CONNAHS_QUAY_LOCAL_T2_HAWARDEN_T1_KING | 1947822000 | SP Energy Networks open data (API key): NDP SPM primary-group polygons + Capacity Heatmaps Information Model SPM + LTDS appendices 3/6 + NSHR
1563 | 45.7 | MORRISONS THE COLWYN CENTRE, SEA VIEW ROAD | COLWYN BAY | LL29 8DG | Conwy |  | Superstore And Premises | bigbox | 1 | 3481 | 37469 | GIA | 497500 | Ivy St T1 / Llysfaen Rd T1 / Old Mill T1 | inside-area | 0.1 | COLWYN BAY GT1 / COLWYN BAY GT2 / DOLGARROG GT2 | CONNAHS QUAY - PENTIR - ST ASAPH | SPM | 8 | primary | 8.009 | Green | 20 | 11.851 | thermal | 0.6 | 0.6 | 0.5 | 1.2 | 5.2 | COLWYN BAY GT1 / COLWYN BAY GT2 / DOLGARROG GT2 | 16.642 | GREEN | 0 |  |  | 0 | 0 | 0 | 20 |  |  |  |  | Green (Over 5% headroom) | 57041 | 100 | 5.53 | 313 | 12 | 329394 | [9 empty] | Trawsfynydd | TRAWSFYNYDD | 1 | 940 | 0 | 0 | 0 | 10 | 2037-11 | [12 empty] | 53.2953 | -3.7251 | SPM-IVY_ST_T1_LLYSFAEN_RD_T1_OLD_MILL_T1 | 8851738000 | SP Energy Networks open data (API key): NDP SPM primary-group polygons + Capacity Heatmaps Information Model SPM + LTDS appendices 3/6 + NSHR
1564 | 45.7 | SNOWDONIA NURSERIES, LLANRWST ROAD | COLWYN BAY | LL28 5SR | Conwy |  | Garden Centre | bigbox | 1 | 3275.3 | 35255 | NIA | 52500 | Ivy St T1 / Llysfaen Rd T1 / Old Mill T1 | inside-area | 5.28 | COLWYN BAY GT1 / COLWYN BAY GT2 / DOLGARROG GT2 | CONNAHS QUAY - PENTIR - ST ASAPH | SPM | 8 | primary | 8.009 | Green | 20 | 11.851 | thermal | 0.6 | 0.6 | 0.5 | 1.2 | 5.2 | COLWYN BAY GT1 / COLWYN BAY GT2 / DOLGARROG GT2 | 16.642 | GREEN | 0 |  |  | 0 | 0 | 0 | 20 |  |  |  |  | Green (Over 5% headroom) | 57041 | 100 | 5.2 | 295 | 12 | 331608 | [9 empty] | Trawsfynydd | TRAWSFYNYDD | 1 | 940 | 0 | 0 | 0 | 10 | 2037-11 | [12 empty] | 53.2707 | -3.7947 | SPM-IVY_ST_T1_LLYSFAEN_RD_T1_OLD_MILL_T1 | 220604202 | SP Energy Networks open data (API key): NDP SPM primary-group polygons + Capacity Heatmaps Information Model SPM + LTDS appendices 3/6 + NSHR
1565 | 45.7 | UNIT 3 GELERT HOUSE, PENAMSER ROAD | PORTHMADOG | LL49 9NX | Gwynedd |  | Warehouse And Premises | industrial | 5 | 9076.36 | 97697 | GIA | 408500 | Porthmadog T1 / Porthmadog T2 | inside-area | 0.77 | FOUR CROSSES GT2 / MAENTWROG GT1 / MAENTWROG GT2 | TRAWSFYNYDD | SPM | 4.3 | bsp | 5.478 | Green | 10 | 4.522 | thermal | 0 | 0 | 0 | 0 | 4.3 | FOUR CROSSES GT2 / MAENTWROG GT1 / MAENTWROG GT2 | 4.306 | GREEN | 0 |  |  | 0 | 0 | 0 | 10 |  |  |  |  | Green (Over 5% headroom) | 30660 | 31 | 14.42 | 227 | 8 | 182759 | [9 empty] | Trawsfynydd | TRAWSFYNYDD | 1 | 940 | 0 | 0 | 0 | 10 | 2037-11 | [12 empty] | 52.932 | -4.1455 | SPM-PORTHMADOG_T1_PORTHMADOG_T2 | 15139984000;15139983000;15010751000;15010750000;15010752000 | SP Energy Networks open data (API key): NDP SPM primary-group polygons + Capacity Heatmaps Information Model SPM + LTDS appendices 3/6 + NSHR
1566 | 45.7 | THE STORES, INCE LANE | CHESTER | CH2 4JP | Cheshire West And Chester |  | Warehouse And Premises | industrial | 1 | 6716.33 | 72294 | GIA | 222000 | Wervin T1 | inside-area | 3.03 | CHESTER MAIN GT4 / CRANE BANK GT1 / GUILDEN SUTTON GT1 / SALTNEY G2A | CAPENHURST | SPM | 4.3 | primary | 4.34 | Green | 7.5 | 3.16 | thermal | 0 | 0 | 0 | 0 | 3.9 | CHESTER MAIN GT4 / CRANE BANK GT1 / GUILDEN SUTTON GT1 / SALTNEY G2A | 31.649 | GREEN | 39.8 |  |  | 0 | 0 | 0 | 7.5 |  |  |  |  | Green (Over 5% headroom) | 30660 | 42 | 10.67 | 168 | 1 | 35300 | [9 empty] | Capenhurst | CAPENHURST | 4 | 896.6 | 896.6 | 0 | 0 | 304 | 2029-10 | 100010016386 | B1 Offices and Workshop businesses | 2400 | C | Natural Gas | 3 |  | Heating and Natural Ventilation | 2015-07-15 |  | 0.5 | FALSE | 53.2457 | -2.829 | SPM-WERVIN_T1 | 44280132 | SP Energy Networks open data (API key): NDP SPM primary-group polygons + Capacity Heatmaps Information Model SPM + LTDS appendices 3/6 + NSHR
1567 | 45.7 | DEESIDE SAWMILLS, WARRINGTON ROAD | CHESTER | CH2 4EB | Cheshire West And Chester |  | Mill And Premises | industrial | 1 | 3279.5 | 35300 | GIA | 71500 | Wervin T1 | inside-area | 2.66 | CHESTER MAIN GT4 / CRANE BANK GT1 / GUILDEN SUTTON GT1 / SALTNEY G2A | CAPENHURST | SPM | 4.3 | primary | 4.34 | Green | 7.5 | 3.16 | thermal | 0 | 0 | 0 | 0 | 3.9 | CHESTER MAIN GT4 / CRANE BANK GT1 / GUILDEN SUTTON GT1 / SALTNEY G2A | 31.649 | GREEN | 39.8 |  |  | 0 | 0 | 0 | 7.5 |  |  |  |  | Green (Over 5% headroom) | 30660 | 87 | 5.21 | 197 | 1 | 72294 | [9 empty] | Capenhurst | CAPENHURST | 4 | 896.6 | 896.6 | 0 | 0 | 304 | 2029-10 | [12 empty] | 53.2261 | -2.8274 | SPM-WERVIN_T1 | 38620132 | SP Energy Networks open data (API key): NDP SPM primary-group polygons + Capacity Heatmaps Information Model SPM + LTDS appendices 3/6 + NSHR
1568 | 45.7 | BABIPUR TOWERS UNIT 1A GELERT HOUSE, PENAMSER ROAD | PORTHMADOG | LL49 9NX | Gwynedd |  | Warehouse And Premises | industrial | 1 | 3261.89 | 35111 | GIA | 65500 | Porthmadog T1 / Porthmadog T2 | inside-area | 0.77 | FOUR CROSSES GT2 / MAENTWROG GT1 / MAENTWROG GT2 | TRAWSFYNYDD | SPM | 4.3 | bsp | 5.478 | Green | 10 | 4.522 | thermal | 0 | 0 | 0 | 0 | 4.3 | FOUR CROSSES GT2 / MAENTWROG GT1 / MAENTWROG GT2 | 4.306 | GREEN | 0 |  |  | 0 | 0 | 0 | 10 |  |  |  |  | Green (Over 5% headroom) | 30660 | 87 | 5.18 | 82 | 8 | 245345 | [9 empty] | Trawsfynydd | TRAWSFYNYDD | 1 | 940 | 0 | 0 | 0 | 10 | 2037-11 | [12 empty] | 52.932 | -4.1455 | SPM-PORTHMADOG_T1_PORTHMADOG_T2 | 12559621000 | SP Energy Networks open data (API key): NDP SPM primary-group polygons + Capacity Heatmaps Information Model SPM + LTDS appendices 3/6 + NSHR
1569 | 45.7 | SNOWDON HOUSE, SNOWDON STREET | PORTHMADOG | LL49 9PQ | Gwynedd |  | Workshop And Premises | industrial | 1 | 2199.11 | 23671 | GIA | 86000 | Porthmadog T1 / Porthmadog T2 | inside-area | 0.79 | FOUR CROSSES GT2 / MAENTWROG GT1 / MAENTWROG GT2 | TRAWSFYNYDD | SPM | 4.3 | bsp | 5.478 | Green | 10 | 4.522 | thermal | 0 | 0 | 0 | 0 | 4.3 | FOUR CROSSES GT2 / MAENTWROG GT1 / MAENTWROG GT2 | 4.306 | GREEN | 0 |  |  | 0 | 0 | 0 | 10 |  |  |  |  | Green (Over 5% headroom) | 30660 | 100 | 3.49 | 99 | 8 | 256785 | [9 empty] | Trawsfynydd | TRAWSFYNYDD | 1 | 940 | 0 | 0 | 0 | 10 | 2037-11 | 10024260535 | B8 Storage or Distribution | 1943 | B | Biomass | 3 |  | Heating and Natural Ventilation | 2018-06-19 |  | 1 | FALSE | 52.9297 | -4.1252 | SPM-PORTHMADOG_T1_PORTHMADOG_T2 | 14476909000 | SP Energy Networks open data (API key): NDP SPM primary-group polygons + Capacity Heatmaps Information Model SPM + LTDS appendices 3/6 + NSHR
1570 | 45.6 | BATHERS, BUILDER STREET | LLANDUDNO | LL30 1DR | Conwy |  | Stores And Premises | industrial | 1 | 2073.26 | 22316 | GIA | 49750 | Llandudno T1 / Llandudno T2 | inside-area | 0.58 | COLWYN BAY GT1 / COLWYN BAY GT2 / DOLGARROG GT2 | CONNAHS QUAY - PENTIR - ST ASAPH | SPM | 4.2 | primary | 4.178 | Green | 10 | 5.822 | thermal | 0 | 0 | 0 | 0 | 3.2 | COLWYN BAY GT1 / COLWYN BAY GT2 / DOLGARROG GT2 | 16.642 | GREEN | 0 |  |  | 0 | 0 | 0 | 10 |  |  |  |  | Green (Over 5% headroom) | 29947 | 100 | 3.29 | 52 | 4 | 77485 | [9 empty] | Pentir | PENTIR | 2 | 1082 | 1082 | 1025 | 57 | 39 | 2028-10 | [12 empty] | 53.3184 | -3.8291 | SPM-LLANDUDNO_T1_LLANDUDNO_T2 | 138171202 | SP Energy Networks open data (API key): NDP SPM primary-group polygons + Capacity Heatmaps Information Model SPM + LTDS appendices 3/6 + NSHR
1571 | 45.5 | UNIT A, MOCHDRE INDUSTRIAL ESTATE | NEWTOWN | SY16 4LE | Powys 1 (Montgomeryshire) |  | Factory And Premises | industrial | 1 | 7913.76 | 85183 | GIA | 159000 | Mochdre T1 | inside-area | 0.23 | LEGACY LOCAL GT2 / NEWTOWN GT2 / OSWESTRY GT8 / WELSHPOOL GT1 | LEGACY | SPM | 4.1 | primary | 4.136 | Green | 7.5 | 3.364 | thermal | 0 | 0 | 0 | 0 | 3.5 | LEGACY LOCAL GT2 / NEWTOWN GT2 / OSWESTRY GT8 / WELSHPOOL GT1 | 60.6676 | GREEN | 0 |  |  | 0 | 0 | 0 | 7.5 |  |  |  |  | Green (Over 5% headroom) | 29234 | 34 | 12.58 | 475 | 9 | 675245 | [9 empty] | Legacy | LEGACY | 5 | 1714 | 1714 | 0 | 0 | 0 | 2024-08 | [12 empty] | 52.5024 | -3.3369 | SPM-MOCHDRE_T1 | 7747734000 | SP Energy Networks open data (API key): NDP SPM primary-group polygons + Capacity Heatmaps Information Model SPM + LTDS appendices 3/6 + NSHR
1572 | 45.5 | TAN HOUSE LANE | WIDNES | WA8 0RD | Halton | FORWARD CHEMICALS LTD | Factory And Premises | industrial | 1 | 5744.4 | 61832 | GIA | 180000 | Appleton T1 / Hornsbridge T1 / Lugsdale T2 | inside-area | 2.65 | BOLD G2A / PRESCOT GT1B / WIDNES GT1 / WIDNES GT2 | RAINHILL | SPM | 4.1 | primary | 4.108 | Green | 20 | 15.892 | thermal | 0 | 0 | 7.5 | 0 | 1.2 | BOLD G4A / PRESCOT GT1B / WIDNES GT1 / WIDNES GT2 | 23.6331 | GREEN | 4.9 |  |  | 0 | 0 | 0 | 20 |  |  |  |  | Green (Over 5% headroom) | 29234 | 47 | 9.13 | 345 | 14 | 658456 | [9 empty] | Fiddlers Ferry | RAINHILL | 1 | 85.5 | 85.5 | 0 | 0 | 57 | 2026-09 | [12 empty] | 53.3633 | -2.7317 | SPM-APPLETON_T1_HORNSBRIDGE_T1_LUGSDALE_T2 | 172740137 | SP Energy Networks open data (API key): NDP SPM primary-group polygons + Capacity Heatmaps Information Model SPM + LTDS appendices 3/6 + NSHR
1573 | 45.5 | TIMBER MILL, MOCHDRE LANE | NEWTOWN | SY16 4JD | Powys 1 (Montgomeryshire) |  | Workshop And Premises | industrial | 1 | 3853.54 | 41479 | GIA | 53000 | Mochdre T1 | inside-area | 0.7 | LEGACY LOCAL GT2 / NEWTOWN GT2 / OSWESTRY GT8 / WELSHPOOL GT1 | LEGACY | SPM | 4.1 | primary | 4.136 | Green | 7.5 | 3.364 | thermal | 0 | 0 | 0 | 0 | 3.5 | LEGACY LOCAL GT2 / NEWTOWN GT2 / OSWESTRY GT8 / WELSHPOOL GT1 | 60.6676 | GREEN | 0 |  |  | 0 | 0 | 0 | 7.5 |  |  |  |  | Green (Over 5% headroom) | 29234 | 70 | 6.12 | 173 | 9 | 718949 | [9 empty] | Legacy | LEGACY | 5 | 1714 | 1714 | 0 | 0 | 0 | 2024-08 | [12 empty] | 52.501 | -3.344 | SPM-MOCHDRE_T1 | 13069091000 | SP Energy Networks open data (API key): NDP SPM primary-group polygons + Capacity Heatmaps Information Model SPM + LTDS appendices 3/6 + NSHR
1574 | 45.5 | UNIT C, MOCHDRE INDUSTRIAL ESTATE | NEWTOWN | SY16 4LE | Powys 1 (Montgomeryshire) |  | Factory And Premises | industrial | 1 | 3608.19 | 38838 | GIA | 91500 | Mochdre T1 | inside-area | 0.23 | LEGACY LOCAL GT2 / NEWTOWN GT2 / OSWESTRY GT8 / WELSHPOOL GT1 | LEGACY | SPM | 4.1 | primary | 4.136 | Green | 7.5 | 3.364 | thermal | 0 | 0 | 0 | 0 | 3.5 | LEGACY LOCAL GT2 / NEWTOWN GT2 / OSWESTRY GT8 / WELSHPOOL GT1 | 60.6676 | GREEN | 0 |  |  | 0 | 0 | 0 | 7.5 |  |  |  |  | Green (Over 5% headroom) | 29234 | 75 | 5.73 | 216 | 9 | 721590 | [9 empty] | Legacy | LEGACY | 5 | 1714 | 1714 | 0 | 0 | 0 | 2024-08 | 10011778794 | General Industrial and Special Industrial Groups | 3896 | D | Natural Gas | 3 |  | Heating and Natural Ventilation | 2025-10-23 |  | 1 | FALSE | 52.5024 | -3.3369 | SPM-MOCHDRE_T1 | 178201206 | SP Energy Networks open data (API key): NDP SPM primary-group polygons + Capacity Heatmaps Information Model SPM + LTDS appendices 3/6 + NSHR
1575 | 45.5 | HARLECH FOOD SERVICES, PARC AMAETH | CRICCIETH | LL52 0LJ | Gwynedd |  | Warehouse And Premises | industrial | 1 | 3538.1 | 38084 | GIA | 118000 | Rhoslan T1 | inside-area | 3.76 | FOUR CROSSES GT2 / MAENTWROG GT1 / MAENTWROG GT2 | TRAWSFYNYDD | SPM | 4.1 | primary | 4.129 | Green | 7.5 | 3.371 | thermal | 0 | 0 | 0 | 0 | 3 | FOUR CROSSES GT2 / MAENTWROG GT1 / MAENTWROG GT2 | 4.306 | GREEN | 0 |  |  | 0 | 0 | 0 | 7.5 |  |  |  |  | Green (Over 5% headroom) | 29234 | 77 | 5.62 | 88 | 2 | 35683 | [9 empty] | Pentir | TRAWSFYNYDD | 1 | 940 | 0 | 0 | 0 | 10 | 2037-11 | 10024258012 | B8 Storage or Distribution | 988 | D | LPG | 3 |  | Heating and Natural Ventilation | 2015-11-14 |  | 0.6 | FALSE | 52.9167 | -4.2976 | SPM-RHOSLAN_T1 | 7474790000 | SP Energy Networks open data (API key): NDP SPM primary-group polygons + Capacity Heatmaps Information Model SPM + LTDS appendices 3/6 + NSHR
1576 | 45.5 | UNIT D, MOCHDRE INDUSTRIAL ESTATE | NEWTOWN | SY16 4LE | Powys 1 (Montgomeryshire) |  | Warehouse And Premises | industrial | 1 | 3535.18 | 38052 | GIA | 87500 | Mochdre T1 | inside-area | 0.23 | LEGACY LOCAL GT2 / NEWTOWN GT2 / OSWESTRY GT8 / WELSHPOOL GT1 | LEGACY | SPM | 4.1 | primary | 4.136 | Green | 7.5 | 3.364 | thermal | 0 | 0 | 0 | 0 | 3.5 | LEGACY LOCAL GT2 / NEWTOWN GT2 / OSWESTRY GT8 / WELSHPOOL GT1 | 60.6676 | GREEN | 0 |  |  | 0 | 0 | 0 | 7.5 |  |  |  |  | Green (Over 5% headroom) | 29234 | 77 | 5.62 | 88 | 9 | 722376 | [9 empty] | Legacy | LEGACY | 5 | 1714 | 1714 | 0 | 0 | 0 | 2024-08 | [12 empty] | 52.5024 | -3.3369 | SPM-MOCHDRE_T1 | 966564000 | SP Energy Networks open data (API key): NDP SPM primary-group polygons + Capacity Heatmaps Information Model SPM + LTDS appendices 3/6 + NSHR
1577 | 45.5 | THE DEPOSITORY, MOCHDRE INDUSTRIAL ESTATE | NEWTOWN | SY16 4LE | Powys 1 (Montgomeryshire) |  | Warehouse And Premises | industrial | 2 | 2663.95 | 28674 | GIA | 87250 | Mochdre T1 | inside-area | 0.23 | LEGACY LOCAL GT2 / NEWTOWN GT2 / OSWESTRY GT8 / WELSHPOOL GT1 | LEGACY | SPM | 4.1 | primary | 4.136 | Green | 7.5 | 3.364 | thermal | 0 | 0 | 0 | 0 | 3.5 | LEGACY LOCAL GT2 / NEWTOWN GT2 / OSWESTRY GT8 / WELSHPOOL GT1 | 60.6676 | GREEN | 0 |  |  | 0 | 0 | 0 | 7.5 |  |  |  |  | Green (Over 5% headroom) | 29234 | 100 | 4.23 | 67 | 9 | 731754 | [9 empty] | Legacy | LEGACY | 5 | 1714 | 1714 | 0 | 0 | 0 | 2024-08 | [12 empty] | 52.5024 | -3.3369 | SPM-MOCHDRE_T1 | 178608206;178608206 | SP Energy Networks open data (API key): NDP SPM primary-group polygons + Capacity Heatmaps Information Model SPM + LTDS appendices 3/6 + NSHR
1578 | 45.5 | UNITS 3-6, BOLD TRADING ESTATE, LUNTS HEATH ROAD | WIDNES | WA8 9RZ | Halton |  | Warehouse And Premises | industrial | 1 | 2600.5 | 27992 | GIA | 52000 | Appleton T1 / Hornsbridge T1 / Lugsdale T2 | inside-area | 0.29 | BOLD G2A / PRESCOT GT1B / WIDNES GT1 / WIDNES GT2 | RAINHILL | SPM | 4.1 | primary | 4.108 | Green | 20 | 15.892 | thermal | 0 | 0 | 7.5 | 0 | 1.2 | BOLD G4A / PRESCOT GT1B / WIDNES GT1 / WIDNES GT2 | 23.6331 | GREEN | 4.9 |  |  | 0 | 0 | 0 | 20 |  |  |  |  | Green (Over 5% headroom) | 29234 | 100 | 4.13 | 65 | 14 | 692296 | [9 empty] | Fiddlers Ferry | RAINHILL | 1 | 85.5 | 85.5 | 0 | 0 | 57 | 2026-09 | [12 empty] | 53.3877 | -2.7182 | SPM-APPLETON_T1_HORNSBRIDGE_T1_LUGSDALE_T2 | 15065660000 | SP Energy Networks open data (API key): NDP SPM primary-group polygons + Capacity Heatmaps Information Model SPM + LTDS appendices 3/6 + NSHR
1579 | 45.5 | DULAS WORKS, MOCHDRE INDUSTRIAL ESTATE | NEWTOWN | SY16 4LD | Powys 1 (Montgomeryshire) | DAVID THOMAS LTD | Warehouse And Premises | industrial | 1 | 1987.74 | 21396 | GIA | 58000 | Mochdre T1 | inside-area | 1.48 | LEGACY LOCAL GT2 / NEWTOWN GT2 / OSWESTRY GT8 / WELSHPOOL GT1 | LEGACY | SPM | 4.1 | primary | 4.136 | Green | 7.5 | 3.364 | thermal | 0 | 0 | 0 | 0 | 3.5 | LEGACY LOCAL GT2 / NEWTOWN GT2 / OSWESTRY GT8 / WELSHPOOL GT1 | 60.6676 | GREEN | 0 |  |  | 0 | 0 | 0 | 7.5 |  |  |  |  | Green (Over 5% headroom) | 29234 | 100 | 3.16 | 50 | 9 | 739032 | [9 empty] | Legacy | LEGACY | 5 | 1714 | 1714 | 0 | 0 | 0 | 2024-08 | [12 empty] | 52.5037 | -3.3553 | SPM-MOCHDRE_T1 | 2917917000 | SP Energy Networks open data (API key): NDP SPM primary-group polygons + Capacity Heatmaps Information Model SPM + LTDS appendices 3/6 + NSHR
1580 | 45.3 | FINSA UK LTD WAREHOUSE AT VITTORIA DOCK, DUKE STREET | BIRKENHEAD | CH41 1EY | Wirral |  | Warehouse And Premises | industrial | 1 | 13855.93 | 149144 | GIA | 310000 | Mdhb Egerton Dock T1 / Mdhb Egerton Dock T2 | inside-area | 0.44 | PRENTON GRID GT1 / ROCK FERRY GT1 | BIRKENHEAD | SPM | 4 | primary | 3.956 | Green | 9.1 | 5.144 | thermal | 0 | 0 | 0 | 0 | 3.4 | PRENTON GRID GT1 / ROCK FERRY GT1 | 18.455 | GREEN | 0 |  |  | 0 | 0 | 0 | 9.1 |  |  |  |  | Green (Over 5% headroom) | 28520 | 19 | 22.02 | 346 | 12 | 313437 | [9 empty] | Birkenhead | BIRKENHEAD | 0 | 0 | 0 | 0 | 0 | 90 |  | 42196261 | Storage or Distribution | 15646 | C | Grid Supplied Electricity | 3 |  | Heating and Natural Ventilation | 2023-12-04 |  | 1 | FALSE | 53.4015 | -3.0269 | SPM-MDHB_EGERTON_DOCK_T1_MDHB_EGERTON_DOCK_T2 | 7708909000 | SP Energy Networks open data (API key): NDP SPM primary-group polygons + Capacity Heatmaps Information Model SPM + LTDS appendices 3/6 + NSHR
1581 | 45.3 | UNIT 7, MORPETH WHARF, TWELVE QUAYS | BIRKENHEAD | CH41 1LF | Wirral |  | Vehicle Repair Workshop And Premises; Workshop And Premises | industrial | 2 | 7735.8 | 83267 | GIA | 418500 | Mdhb Egerton Dock T1 / Mdhb Egerton Dock T2 | inside-area | 0.34 | PRENTON GRID GT1 / ROCK FERRY GT1 | BIRKENHEAD | SPM | 4 | primary | 3.956 | Green | 9.1 | 5.144 | thermal | 0 | 0 | 0 | 0 | 3.4 | PRENTON GRID GT1 / ROCK FERRY GT1 | 18.455 | GREEN | 0 |  |  | 0 | 0 | 0 | 9.1 |  |  |  |  | Green (Over 5% headroom) | 28520 | 34 | 12.29 | 348 | 12 | 379314 | [9 empty] | Birkenhead | BIRKENHEAD | 0 | 0 | 0 | 0 | 0 | 90 | [13 empty] | 53.3995 | -3.0169 | SPM-MDHB_EGERTON_DOCK_T1_MDHB_EGERTON_DOCK_T2 | 1461979000;12430701000 | SP Energy Networks open data (API key): NDP SPM primary-group polygons + Capacity Heatmaps Information Model SPM + LTDS appendices 3/6 + NSHR
1582 | 45.3 | UNITS 13 14 17 & 20, INDUSTRIAL ESTATE | BALA | LL23 7NJ | Gwynedd | AYKROYDS & SONS LTD | Factory And Premises | industrial | 1 | 6617.47 | 71230 | GIA | 129000 | Bala T1 | inside-area | 1.44 | FOUR CROSSES GT2 / MAENTWROG GT1 / MAENTWROG GT2 | TRAWSFYNYDD | SPM | 4 | primary | 3.955 | Green | 7.5 | 3.545 | thermal | 0 | 0 | 0 | 0 | 3.5 | FOUR CROSSES GT2 / MAENTWROG GT1 / MAENTWROG GT2 | 4.306 | GREEN | 0 |  |  | 0 | 0 | 0 | 7.5 |  |  |  |  | Green (Over 5% headroom) | 28520 | 40 | 10.52 | 397 | 2 | 25376 | [9 empty] | Trawsfynydd | TRAWSFYNYDD | 1 | 940 | 0 | 0 | 0 | 10 | 2037-11 | [12 empty] | 52.9075 | -3.5909 | SPM-BALA_T1 | 6175879000 | SP Energy Networks open data (API key): NDP SPM primary-group polygons + Capacity Heatmaps Information Model SPM + LTDS appendices 3/6 + NSHR
1583 | 45.3 | FAIVELEY TRANSPORT, MORPETH WHARF, TWELVE QUAYS | BIRKENHEAD | CH41 1LF | Wirral |  | Warehouse And Premises | industrial | 1 | 5927.1 | 63799 | GIA | 282500 | Mdhb Egerton Dock T1 / Mdhb Egerton Dock T2 | inside-area | 0.34 | PRENTON GRID GT1 / ROCK FERRY GT1 | BIRKENHEAD | SPM | 4 | primary | 3.956 | Green | 9.1 | 5.144 | thermal | 0 | 0 | 0 | 0 | 3.4 | PRENTON GRID GT1 / ROCK FERRY GT1 | 18.455 | GREEN | 0 |  |  | 0 | 0 | 0 | 9.1 |  |  |  |  | Green (Over 5% headroom) | 28520 | 45 | 9.42 | 148 | 12 | 398782 | [9 empty] | Birkenhead | BIRKENHEAD | 0 | 0 | 0 | 0 | 0 | 90 | [13 empty] | 53.3995 | -3.0169 | SPM-MDHB_EGERTON_DOCK_T1_MDHB_EGERTON_DOCK_T2 | 13497969000 | SP Energy Networks open data (API key): NDP SPM primary-group polygons + Capacity Heatmaps Information Model SPM + LTDS appendices 3/6 + NSHR
1584 | 45.3 | UNIT 6, PARC BUSNES ERYRI | PENRHYNDEUDRAETH | LL48 6LD | Gwynedd |  | Factory And Premises | industrial | 1 | 4054.46 | 43642 | GIA | 97500 | Llanfrothen T1 | inside-area | 2.14 | FOUR CROSSES GT2 / MAENTWROG GT1 / MAENTWROG GT2 | TRAWSFYNYDD | SPM | 4 | primary | 4.049 | Green | 7.5 | 3.123 | thermal | 0.3 | 0 | 0 | 0.3 | 3.3 | FOUR CROSSES GT2 / MAENTWROG GT1 / MAENTWROG GT2 | 4.306 | GREEN | 0 |  |  | 0 | 0 | 0 | 7.5 |  |  |  |  | Green (Over 5% headroom) | 28520 | 65 | 6.44 | 243 | 1 | 16839 | [9 empty] | Trawsfynydd | TRAWSFYNYDD | 1 | 940 | 0 | 0 | 0 | 10 | 2037-11 | 10070361739 | B2 to B7 General Industrial and Special Industrial Groups | 4498 | C | Natural Gas | 3 |  | Heating and Natural Ventilation | 2017-01-30 |  | 0.5 | FALSE | 52.9263 | -4.0801 | SPM-LLANFROTHEN_T1 | 2976051000 | SP Energy Networks open data (API key): NDP SPM primary-group polygons + Capacity Heatmaps Information Model SPM + LTDS appendices 3/6 + NSHR
1585 | 45.3 | 47-61, CORPORATION ROAD | BIRKENHEAD | CH41 3NG | Wirral |  | Warehouse And Premises | industrial | 1 | 2344.19 | 25233 | GIA | 92500 | Mdhb Egerton Dock T1 / Mdhb Egerton Dock T2 | inside-area | 0.31 | PRENTON GRID GT1 / ROCK FERRY GT1 | BIRKENHEAD | SPM | 4 | primary | 3.956 | Green | 9.1 | 5.144 | thermal | 0 | 0 | 0 | 0 | 3.4 | PRENTON GRID GT1 / ROCK FERRY GT1 | 18.455 | GREEN | 0 |  |  | 0 | 0 | 0 | 9.1 |  |  |  |  | Green (Over 5% headroom) | 28520 | 100 | 3.73 | 59 | 12 | 437348 | [9 empty] | Birkenhead | BIRKENHEAD | 0 | 0 | 0 | 0 | 0 | 90 |  | 42166669 | Storage or Distribution | 2752 | B | Natural Gas | 3 |  | Heating and Natural Ventilation | 2024-02-06 |  | 1 | FALSE | 53.3989 | -3.0266 | SPM-MDHB_EGERTON_DOCK_T1_MDHB_EGERTON_DOCK_T2 | 3803839000 | SP Energy Networks open data (API key): NDP SPM primary-group polygons + Capacity Heatmaps Information Model SPM + LTDS appendices 3/6 + NSHR
1586 | 45.2 | R J JONES HAULAGE THE ARCHES, DOCK ROAD, GREENFIELD | HOLYWELL | CH8 7ES | Flintshire |  | Road Haulage Depot And Premises | industrial | 1 | 12000 | 129167 | GIA | 30250 | Greenfield T1 / Greenfield T2 | inside-area | 0.39 | BRYMBO GT2 / HAWARDEN GT2 / HOLYWELL GT2 | CONNAHS QUAY - PENTIR - ST ASAPH | SPM | 3.9 | primary | 3.916 | Green | 10 | 6.084 | thermal | 0 | 0.5 | 0 | 0.5 | 1.2 | BRYMBO GT2 / HAWARDEN GT2 / HOLYWELL GT2 | 19.9178 | GREEN | 0 |  |  | 0 | 0 | 0 | 10 |  |  |  |  | Green (Over 5% headroom) | 27807 | 22 | 19.07 | 300 | 14 | 945854 | [9 empty] | Connahs Quay / SASA | [20 empty] | 53.2901 | -3.2065 | SPM-GREENFIELD_T1_GREENFIELD_T2 | 4389841000 | SP Energy Networks open data (API key): NDP SPM primary-group polygons + Capacity Heatmaps Information Model SPM + LTDS appendices 3/6 + NSHR
1587 | 45.2 | UNITS A-C & J-M, GREENFIELD BUSINESS PARK, BAGILLT ROAD | HOLYWELL | CH8 7HJ | Flintshire |  | Factory And Premises | industrial | 1 | 8982.73 | 96689 | GIA | 250000 | Greenfield T1 / Greenfield T2 | inside-area | 0.54 | BRYMBO GT2 / HAWARDEN GT2 / HOLYWELL GT2 | CONNAHS QUAY - PENTIR - ST ASAPH | SPM | 3.9 | primary | 3.916 | Green | 10 | 6.084 | thermal | 0 | 0.5 | 0 | 0.5 | 1.2 | BRYMBO GT2 / HAWARDEN GT2 / HOLYWELL GT2 | 19.9178 | GREEN | 0 |  |  | 0 | 0 | 0 | 10 |  |  |  |  | Green (Over 5% headroom) | 27807 | 29 | 14.27 | 539 | 14 | 978332 | [9 empty] | Connahs Quay / SASA | [8 empty] | 10090461644 | Offices and Workshop Businesses | 470 | C | Other | 3 |  | Unconditioned | 2023-12-03 |  | 1 | FALSE | 53.2881 | -3.2026 | SPM-GREENFIELD_T1_GREENFIELD_T2 | 14383498000 | SP Energy Networks open data (API key): NDP SPM primary-group polygons + Capacity Heatmaps Information Model SPM + LTDS appendices 3/6 + NSHR
1588 | 45.2 | KNITMESH WORKS, MOSTYN ROAD | HOLYWELL | CH8 9DP | Flintshire |  | Factory And Premises | industrial | 1 | 5478.61 | 58971 | GIA | 88500 | Greenfield T1 / Greenfield T2 | inside-area | 1.67 | BRYMBO GT2 / HAWARDEN GT2 / HOLYWELL GT2 | CONNAHS QUAY - PENTIR - ST ASAPH | SPM | 3.9 | primary | 3.916 | Green | 10 | 6.084 | thermal | 0 | 0.5 | 0 | 0.5 | 1.2 | BRYMBO GT2 / HAWARDEN GT2 / HOLYWELL GT2 | 19.9178 | GREEN | 0 |  |  | 0 | 0 | 0 | 10 |  |  |  |  | Green (Over 5% headroom) | 27807 | 47 | 8.71 | 329 | 14 | 1016050 | [9 empty] | Connahs Quay / SASA | [20 empty] | 53.2983 | -3.2263 | SPM-GREENFIELD_T1_GREENFIELD_T2 | 13894252000 | SP Energy Networks open data (API key): NDP SPM primary-group polygons + Capacity Heatmaps Information Model SPM + LTDS appendices 3/6 + NSHR
1589 | 45.2 | ABAKHAN FABRICS | HOLYWELL | CH8 9DX | Flintshire |  | Warehouse And Premises | industrial | 1 | 5170.9 | 55659 | GIA | 100000 | Greenfield T1 / Greenfield T2 | inside-area | 2.19 | BRYMBO GT2 / HAWARDEN GT2 / HOLYWELL GT2 | CONNAHS QUAY - PENTIR - ST ASAPH | SPM | 3.9 | primary | 3.916 | Green | 10 | 6.084 | thermal | 0 | 0.5 | 0 | 0.5 | 1.2 | BRYMBO GT2 / HAWARDEN GT2 / HOLYWELL GT2 | 19.9178 | GREEN | 0 |  |  | 0 | 0 | 0 | 10 |  |  |  |  | Green (Over 5% headroom) | 27807 | 50 | 8.22 | 129 | 14 | 1019362 | [9 empty] | Connahs Quay / SASA | [8 empty] | 10095363202 | A1/A2 Retail and Financial/Professional services | 36 | C | Grid Supplied Electricity | 3 |  | Heating and Natural Ventilation | 2021-04-04 |  | 1 | FALSE | 53.3008 | -3.233 | SPM-GREENFIELD_T1_GREENFIELD_T2 | 381016000 | SP Energy Networks open data (API key): NDP SPM primary-group polygons + Capacity Heatmaps Information Model SPM + LTDS appendices 3/6 + NSHR
1590 | 45.2 | GIBBS STEEL FABRICATORS LTD | HOLYWELL | CH8 9DT | Flintshire |  | Workshop And Premises | industrial | 1 | 3285.08 | 35360 | GIA | 65500 | Greenfield T1 / Greenfield T2 | inside-area | 2.61 | BRYMBO GT2 / HAWARDEN GT2 / HOLYWELL GT2 | CONNAHS QUAY - PENTIR - ST ASAPH | SPM | 3.9 | primary | 3.916 | Green | 10 | 6.084 | thermal | 0 | 0.5 | 0 | 0.5 | 1.2 | BRYMBO GT2 / HAWARDEN GT2 / HOLYWELL GT2 | 19.9178 | GREEN | 0 |  |  | 0 | 0 | 0 | 10 |  |  |  |  | Green (Over 5% headroom) | 27807 | 79 | 5.22 | 148 | 14 | 1039661 | [9 empty] | Connahs Quay / SASA | [9 empty] | General Industrial and Special Industrial Groups | 3389 | B | Grid Supplied Electricity | 3 |  | Heating and Natural Ventilation | 2024-06-08 |  | 0.5 | FALSE | 53.3029 | -3.2383 | SPM-GREENFIELD_T1_GREENFIELD_T2 | 13835031000 | SP Energy Networks open data (API key): NDP SPM primary-group polygons + Capacity Heatmaps Information Model SPM + LTDS appendices 3/6 + NSHR
1591 | 45.2 | PARK WORKS, BAGILLT ROAD | HOLYWELL | CH8 7EP | Flintshire |  | Workshop And Premises | industrial | 1 | 2753.86 | 29642 | GIA | 60500 | Greenfield T1 / Greenfield T2 | inside-area | 0.5 | BRYMBO GT2 / HAWARDEN GT2 / HOLYWELL GT2 | CONNAHS QUAY - PENTIR - ST ASAPH | SPM | 3.9 | primary | 3.916 | Green | 10 | 6.084 | thermal | 0 | 0.5 | 0 | 0.5 | 1.2 | BRYMBO GT2 / HAWARDEN GT2 / HOLYWELL GT2 | 19.9178 | GREEN | 0 |  |  | 0 | 0 | 0 | 10 |  |  |  |  | Green (Over 5% headroom) | 27807 | 94 | 4.38 | 124 | 14 | 1045379 | [9 empty] | Connahs Quay / SASA | [8 empty] | 200002942062 | B2 to B7 General Industrial and Special Industrial Groups | 1585 | F | Natural Gas | 3 |  | Heating and Natural Ventilation | 2013-08-14 |  | 1 | FALSE | 53.2886 | -3.2052 | SPM-GREENFIELD_T1_GREENFIELD_T2 | 7693794000 | SP Energy Networks open data (API key): NDP SPM primary-group polygons + Capacity Heatmaps Information Model SPM + LTDS appendices 3/6 + NSHR
1592 | 45.1 | GLASCOED ROAD | ST ASAPH | LL17 0ER | Denbighshire | NOVAR MK | Factory And Premises | industrial | 1 | 13223.47 | 142336 | GIA | 219000 | Ega Electric T1 | inside-area | 0.07 | HOLYWELL GT1 / RHYL GT1 / ST ASAPH GT2 / ST ASAPH GT4 | CONNAHS QUAY - PENTIR - ST ASAPH | SPM | 3.8 | primary | 3.776 | Green | 7.5 | 3.724 | thermal | 0 | 3.5 | 1.1 | 3.5 | 3.2 | HOLYWELL GT1 / RHYL GT1 / ST ASAPH GT2 / ST ASAPH GT4 | 22.4768 | GREEN | 0 |  |  | 0 | 0 | 0 | 7.5 |  |  |  |  | Green (Over 5% headroom) | 27094 | 19 | 21.01 | 793 | 5 | 100043 | [9 empty] | Connahs Quay / SASA | [8 empty] | 200002945912 | B2 to B7 General Industrial and Special Industrial Groups | 13776 | D | Natural Gas | 3 |  | Heating and Natural Ventilation | 2019-09-11 |  | 1 | FALSE | 53.2524 | -3.451 | SPM-EGA_ELECTRIC_T1 | 2846338000 | SP Energy Networks open data (API key): NDP SPM primary-group polygons + Capacity Heatmaps Information Model SPM + LTDS appendices 3/6 + NSHR
1593 | 45.1 | KRYSTALS, SOUTH ROAD | ELLESMERE PORT | CH65 4LD | Cheshire West And Chester |  | Factory And Premises | industrial | 1 | 10519.28 | 113228 | GIA | 625000 | British Pipe Association T1 | inside-area | 1.26 | ELLESMERE PORT GT2 / INCE LOCAL GT1 / INCE LOCAL GT2 | FRODSHAM - INCE | SPM | 3.8 | primary | 3.807 | Green | 7.5 | 3.693 | thermal | 0 | 0 | 0 | 0 | 3.2 | ELLESMERE PORT GT2 / INCE LOCAL GT3 | 34.8577 | GREEN | 0 |  |  | 0 | 0 | 0 | 7.5 |  |  |  |  | Green (Over 5% headroom) | 27094 | 24 | 16.72 | 631 | 9 | 867799 | [9 empty] | Capenhurst | FRODSHAM | 5 | 1090 | 1090 | 0 | 0 | 0 | 2029-04 | 10094682991 | B2 to B7 General Industrial and Special Industrial Groups | 29613 | A | Natural Gas | 5 | 2 | Heating and Mechanical Ventilation | 2019-07-05 |  | 0.5 | FALSE | 53.2759 | -2.87 | SPM-BRITISH_PIPE_ASSOCIATION_T1 | 13435185000 | SP Energy Networks open data (API key): NDP SPM primary-group polygons + Capacity Heatmaps Information Model SPM + LTDS appendices 3/6 + NSHR
1594 | 45.1 | FACTORY 2 FORMER LAURA ASHLEY, STATION YARD | CAERSWS | SY17 5LG | Powys 1 (Montgomeryshire) |  | Factory And Premises; Warehouse And Premises | industrial | 2 | 9609.1 | 103431 | GIA | 119000 | Caersws T1 | inside-area | 9.25 | LEGACY LOCAL GT2 / NEWTOWN GT2 / OSWESTRY GT8 / WELSHPOOL GT1 | LEGACY | SPM | 3.8 | primary | 3.811 | Green | 7.5 | 3.671 | thermal | 0 | 1 | 0.1 | 1 | 3.2 | LEGACY LOCAL GT2 / NEWTOWN GT2 / OSWESTRY GT8 / WELSHPOOL GT1 | 60.6676 | GREEN | 0 |  |  | 0 | 0 | 0 | 7.5 |  |  |  |  | Green (Over 5% headroom) | 27094 | 26 | 15.27 | 577 | 2 | 94541 | [9 empty] | Trawsfynydd | LEGACY | 5 | 1714 | 1714 | 0 | 0 | 0 | 2024-08 | [12 empty] | 52.564 | -3.5391 | SPM-CAERSWS_T1 | 10730092000;10730075000 | SP Energy Networks open data (API key): NDP SPM primary-group polygons + Capacity Heatmaps Information Model SPM + LTDS appendices 3/6 + NSHR
1595 | 45.1 | UNITS 1-3 HELIX BUSINESS PARK, NEW BRIDGE ROAD | ELLESMERE PORT | CH65 4LR | Cheshire West And Chester |  | Warehouse And Premises | industrial | 6 | 9385.79 | 101028 | GIA | 630000 | British Pipe Association T1 | inside-area | 0.94 | ELLESMERE PORT GT2 / INCE LOCAL GT1 / INCE LOCAL GT2 | FRODSHAM - INCE | SPM | 3.8 | primary | 3.807 | Green | 7.5 | 3.693 | thermal | 0 | 0 | 0 | 0 | 3.2 | ELLESMERE PORT GT2 / INCE LOCAL GT3 | 34.8577 | GREEN | 0 |  |  | 0 | 0 | 0 | 7.5 |  |  |  |  | Green (Over 5% headroom) | 27094 | 27 | 14.91 | 235 | 9 | 879999 | [9 empty] | Capenhurst | FRODSHAM | 5 | 1090 | 1090 | 0 | 0 | 0 | 2029-04 | 10093486974 | B8 Storage or Distribution | 869 | A | Natural Gas | 5 |  | Heating and Mechanical Ventilation | 2017-11-27 |  | 1 | FALSE | 53.2732 | -2.8723 | SPM-BRITISH_PIPE_ASSOCIATION_T1 | 11240856000;11532982000;11532985000;12528020000;12626003000;13037278000 | SP Energy Networks open data (API key): NDP SPM primary-group polygons + Capacity Heatmaps Information Model SPM + LTDS appendices 3/6 + NSHR
1596 | 45.1 | HOYERS UK LTD, SOUTH ROAD | ELLESMERE PORT | CH65 4LD | Cheshire West And Chester |  | Warehouse And Premises | industrial | 1 | 9122.19 | 98190 | GIA | 395000 | British Pipe Association T1 | inside-area | 1.26 | ELLESMERE PORT GT2 / INCE LOCAL GT1 / INCE LOCAL GT2 | FRODSHAM - INCE | SPM | 3.8 | primary | 3.807 | Green | 7.5 | 3.693 | thermal | 0 | 0 | 0 | 0 | 3.2 | ELLESMERE PORT GT2 / INCE LOCAL GT3 | 34.8577 | GREEN | 0 |  |  | 0 | 0 | 0 | 7.5 |  |  |  |  | Green (Over 5% headroom) | 27094 | 28 | 14.5 | 228 | 9 | 882837 | [9 empty] | Capenhurst | FRODSHAM | 5 | 1090 | 1090 | 0 | 0 | 0 | 2029-04 | [12 empty] | 53.2759 | -2.87 | SPM-BRITISH_PIPE_ASSOCIATION_T1 | 1293635000 | SP Energy Networks open data (API key): NDP SPM primary-group polygons + Capacity Heatmaps Information Model SPM + LTDS appendices 3/6 + NSHR
1597 | 45.1 | UNIT 1, RHINO HOUSE, DEANS ROAD | ELLESMERE PORT | CH65 4DR | Cheshire West And Chester |  | Factory And Premises | industrial | 1 | 8142.94 | 87650 | GIA | 480000 | British Pipe Association T1 | inside-area | 0.96 | ELLESMERE PORT GT2 / INCE LOCAL GT1 / INCE LOCAL GT2 | FRODSHAM - INCE | SPM | 3.8 | primary | 3.807 | Green | 7.5 | 3.693 | thermal | 0 | 0 | 0 | 0 | 3.2 | ELLESMERE PORT GT2 / INCE LOCAL GT3 | 34.8577 | GREEN | 0 |  |  | 0 | 0 | 0 | 7.5 |  |  |  |  | Green (Over 5% headroom) | 27094 | 31 | 12.94 | 489 | 9 | 893377 | [9 empty] | Capenhurst | FRODSHAM | 5 | 1090 | 1090 | 0 | 0 | 0 | 2029-04 | 10093984017 | Storage or Distribution | 4691 | C | Natural Gas | 3 |  | Heating and Natural Ventilation | 2022-09-06 |  | 1 | FALSE | 53.2732 | -2.8748 | SPM-BRITISH_PIPE_ASSOCIATION_T1 | 12527966000 | SP Energy Networks open data (API key): NDP SPM primary-group polygons + Capacity Heatmaps Information Model SPM + LTDS appendices 3/6 + NSHR
1598 | 45.1 | COLOMER MUMANY EUROPE CO.LTD, STATION YARD | CAERSWS | SY17 5LG | Powys 1 (Montgomeryshire) |  | Factory And Premises | industrial | 1 | 7705.1 | 82937 | GIA | 74500 | Caersws T1 | inside-area | 9.25 | LEGACY LOCAL GT2 / NEWTOWN GT2 / OSWESTRY GT8 / WELSHPOOL GT1 | LEGACY | SPM | 3.8 | primary | 3.811 | Green | 7.5 | 3.671 | thermal | 0 | 1 | 0.1 | 1 | 3.2 | LEGACY LOCAL GT2 / NEWTOWN GT2 / OSWESTRY GT8 / WELSHPOOL GT1 | 60.6676 | GREEN | 0 |  |  | 0 | 0 | 0 | 7.5 |  |  |  |  | Green (Over 5% headroom) | 27094 | 33 | 12.24 | 462 | 2 | 115035 | [9 empty] | Trawsfynydd | LEGACY | 5 | 1714 | 1714 | 0 | 0 | 0 | 2024-08 | [12 empty] | 52.564 | -3.5391 | SPM-CAERSWS_T1 | 10730377000 | SP Energy Networks open data (API key): NDP SPM primary-group polygons + Capacity Heatmaps Information Model SPM + LTDS appendices 3/6 + NSHR
1599 | 45.1 | 4, DEANS ROAD | ELLESMERE PORT | CH65 4DR | Cheshire West And Chester |  | Factory And Premises; Vehicle Repair Workshop And Premises; Warehouse And Premises | industrial | 3 | 6440.87 | 69329 | GIA | 403000 | British Pipe Association T1 | inside-area | 0.96 | ELLESMERE PORT GT2 / INCE LOCAL GT1 / INCE LOCAL GT2 | FRODSHAM - INCE | SPM | 3.8 | primary | 3.807 | Green | 7.5 | 3.693 | thermal | 0 | 0 | 0 | 0 | 3.2 | ELLESMERE PORT GT2 / INCE LOCAL GT3 | 34.8577 | GREEN | 0 |  |  | 0 | 0 | 0 | 7.5 |  |  |  |  | Green (Over 5% headroom) | 27094 | 39 | 10.24 | 386 | 9 | 911698 | [9 empty] | Capenhurst | FRODSHAM | 5 | 1090 | 1090 | 0 | 0 | 0 | 2029-04 | 10096140651 | Storage or Distribution | 1389 | A | Grid Supplied Electricity | 5 | 2 | Air Conditioning | 2024-03-04 |  | 1 | FALSE | 53.2732 | -2.8748 | SPM-BRITISH_PIPE_ASSOCIATION_T1 | 14997738000;15072949000;15077287000 | SP Energy Networks open data (API key): NDP SPM primary-group polygons + Capacity Heatmaps Information Model SPM + LTDS appendices 3/6 + NSHR
1600 | 45.1 | NEW HORIZONS HOUSE, NEW BRIDGE ROAD | ELLESMERE PORT | CH65 4LT | Cheshire West And Chester |  | Workshop And Premises | industrial | 1 | 3118.3 | 33565 | GIA | 150000 | British Pipe Association T1 | inside-area | 1.07 | ELLESMERE PORT GT2 / INCE LOCAL GT1 / INCE LOCAL GT2 | FRODSHAM - INCE | SPM | 3.8 | primary | 3.807 | Green | 7.5 | 3.693 | thermal | 0 | 0 | 0 | 0 | 3.2 | ELLESMERE PORT GT2 / INCE LOCAL GT3 | 34.8577 | GREEN | 0 |  |  | 0 | 0 | 0 | 7.5 |  |  |  |  | Green (Over 5% headroom) | 27094 | 81 | 4.96 | 140 | 9 | 947462 | [9 empty] | Capenhurst | FRODSHAM | 5 | 1090 | 1090 | 0 | 0 | 0 | 2029-04 | [12 empty] | 53.2743 | -2.8733 | SPM-BRITISH_PIPE_ASSOCIATION_T1 | 2100440000 | SP Energy Networks open data (API key): NDP SPM primary-group polygons + Capacity Heatmaps Information Model SPM + LTDS appendices 3/6 + NSHR
1601 | 45.1 | UNIT 2, LIGHTWOOD GREEN | WREXHAM | LL13 0HY | Wrexham |  | Warehouse And Premises | industrial | 1 | 2929.54 | 31533 | GIA | 65500 | Overton T1 | inside-area | 0.36 | LEGACY LOCAL GT2 / NEWTOWN GT2 / OSWESTRY GT8 / WELSHPOOL GT1 | LEGACY | SPM | 3.8 | primary | 3.803 | Green | 7.5 | 3.697 | thermal | 0 | 0 | 0 | 0 | 3 | LEGACY LOCAL GT2 / NEWTOWN GT2 / OSWESTRY GT8 / WELSHPOOL GT1 | 60.6676 | GREEN | 0 |  |  | 0 | 0 | 0 | 7.5 |  |  |  |  | Green (Over 5% headroom) | 27094 | 86 | 4.66 | 73 | 3 | 70048 | [9 empty] | Legacy | LEGACY | 5 | 1714 | 1714 | 0 | 0 | 0 | 2024-08 | [12 empty] | 52.9622 | -2.9125 | SPM-OVERTON_T1 | 145228206 | SP Energy Networks open data (API key): NDP SPM primary-group polygons + Capacity Heatmaps Information Model SPM + LTDS appendices 3/6 + NSHR
1602 | 45.1 | UNIT 1 NEW BRIDGE COURT, NEW BRIDGE ROAD | ELLESMERE PORT | CH65 4LX | Cheshire West And Chester |  | Warehouse And Premises; Workshop And Premises | industrial | 2 | 2869.19 | 30884 | GIA | 151000 | British Pipe Association T1 | inside-area | 1.15 | ELLESMERE PORT GT2 / INCE LOCAL GT1 / INCE LOCAL GT2 | FRODSHAM - INCE | SPM | 3.8 | primary | 3.807 | Green | 7.5 | 3.693 | thermal | 0 | 0 | 0 | 0 | 3.2 | ELLESMERE PORT GT2 / INCE LOCAL GT3 | 34.8577 | GREEN | 0 |  |  | 0 | 0 | 0 | 7.5 |  |  |  |  | Green (Over 5% headroom) | 27094 | 88 | 4.56 | 129 | 9 | 950143 | [9 empty] | Capenhurst | FRODSHAM | 5 | 1090 | 1090 | 0 | 0 | 0 | 2029-04 | 10014508074 | General Industrial and Special Industrial Groups | 1575 | E | Natural Gas | 3 | 1 | Heating and Natural Ventilation | 2025-03-31 |  | 0.67 | FALSE | 53.275 | -2.8738 | SPM-BRITISH_PIPE_ASSOCIATION_T1 | 4576797000;3070340000 | SP Energy Networks open data (API key): NDP SPM primary-group polygons + Capacity Heatmaps Information Model SPM + LTDS appendices 3/6 + NSHR
1603 | 45.1 | UNIT 1, LIGHTWOOD GREEN INDUSTRIAL ESTATE, LIGHTWOOD GREEN | WREXHAM | LL13 0HT | Wrexham |  | Warehouse And Premises | industrial | 1 | 2797.84 | 30116 | GIA | 53000 | Overton T1 | inside-area | 0.19 | LEGACY LOCAL GT2 / NEWTOWN GT2 / OSWESTRY GT8 / WELSHPOOL GT1 | LEGACY | SPM | 3.8 | primary | 3.803 | Green | 7.5 | 3.697 | thermal | 0 | 0 | 0 | 0 | 3 | LEGACY LOCAL GT2 / NEWTOWN GT2 / OSWESTRY GT8 / WELSHPOOL GT1 | 60.6676 | GREEN | 0 |  |  | 0 | 0 | 0 | 7.5 |  |  |  |  | Green (Over 5% headroom) | 27094 | 90 | 4.45 | 70 | 3 | 71465 | [9 empty] | Legacy | LEGACY | 5 | 1714 | 1714 | 0 | 0 | 0 | 2024-08 | [12 empty] | 52.9599 | -2.9159 | SPM-OVERTON_T1 | 14223360000 | SP Energy Networks open data (API key): NDP SPM primary-group polygons + Capacity Heatmaps Information Model SPM + LTDS appendices 3/6 + NSHR
1604 | 45.1 | A E EVANS LTD, LIGHTWOOD GREEN | WREXHAM | LL13 0HU | Wrexham |  | Workshop And Premises | industrial | 1 | 2383.75 | 25658 | GIA | 61000 | Overton T1 | inside-area | 0.25 | LEGACY LOCAL GT2 / NEWTOWN GT2 / OSWESTRY GT8 / WELSHPOOL GT1 | LEGACY | SPM | 3.8 | primary | 3.803 | Green | 7.5 | 3.697 | thermal | 0 | 0 | 0 | 0 | 3 | LEGACY LOCAL GT2 / NEWTOWN GT2 / OSWESTRY GT8 / WELSHPOOL GT1 | 60.6676 | GREEN | 0 |  |  | 0 | 0 | 0 | 7.5 |  |  |  |  | Green (Over 5% headroom) | 27094 | 100 | 3.79 | 107 | 3 | 75923 | [9 empty] | Legacy | LEGACY | 5 | 1714 | 1714 | 0 | 0 | 0 | 2024-08 | 10091696059 | B8 Storage or Distribution | 3436 | D | Grid Supplied Electricity | 3 |  | Heating and Natural Ventilation | 2019-01-15 |  | 0.67 | FALSE | 52.9613 | -2.9139 | SPM-OVERTON_T1 | 11686386000 | SP Energy Networks open data (API key): NDP SPM primary-group polygons + Capacity Heatmaps Information Model SPM + LTDS appendices 3/6 + NSHR
1605 | 45.1 | THE FIFTH WHEEL, HOLYWELL ROAD | ST ASAPH | LL17 0AW | Denbighshire |  | Workshop And Premises | industrial | 1 | 2052.09 | 22088 | GIA | 57500 | Ega Electric T1 | inside-area | 3.69 | HOLYWELL GT1 / RHYL GT1 / ST ASAPH GT2 / ST ASAPH GT4 | CONNAHS QUAY - PENTIR - ST ASAPH | SPM | 3.8 | primary | 3.776 | Green | 7.5 | 3.724 | thermal | 0 | 3.5 | 1.1 | 3.5 | 3.2 | HOLYWELL GT1 / RHYL GT1 / ST ASAPH GT2 / ST ASAPH GT4 | 22.4768 | GREEN | 0 |  |  | 0 | 0 | 0 | 7.5 |  |  |  |  | Green (Over 5% headroom) | 27094 | 100 | 3.26 | 92 | 5 | 220291 | [9 empty] | Connahs Quay / SASA | [20 empty] | 53.2626 | -3.3992 | SPM-EGA_ELECTRIC_T1 | 7955749000 | SP Energy Networks open data (API key): NDP SPM primary-group polygons + Capacity Heatmaps Information Model SPM + LTDS appendices 3/6 + NSHR
1606 | 44.9 | NORTH WALES TRAFFIC MANAGEMENT CENTRE, FFORDD SAM PARI | CONWY | LL32 8HH | Conwy |  | Offices And Premises | office | 1 | 1002.24 | 10788 | NIA | 83000 | Conwy T1 / Deganwy T1 / Llandudno Junction T1 | inside-area | 1.14 | COLWYN BAY GT1 / COLWYN BAY GT2 / DOLGARROG GT2 | CONNAHS QUAY - PENTIR - ST ASAPH | SPM | 15.7 | primary | 15.74 | Green | 27.3 | 11.491 | thermal | 0.2 | 0.2 | 0.1 | 0.4 | 12.2 | COLWYN BAY GT1 / COLWYN BAY GT2 / DOLGARROG GT2 | 16.642 | GREEN | 0 |  |  | 0 | 0 | 0 | 27.3 |  |  |  |  | Green (Over 5% headroom) | 111943 | 100 | 1.59 | 70 | 23 | 798948 | [9 empty] | Pentir | PENTIR | 2 | 1082 | 1082 | 1025 | 57 | 39 | 2028-10 | 100101058073 | B2 to B7 General Industrial and Special Industrial Groups | 328 | B | Grid Supplied Electricity | 3 |  | Heating and Natural Ventilation | 2013-07-19 |  | 0.5 | FALSE | 53.2876 | -3.8544 | SPM-CONWY_T1_DEGANWY_T1_LLANDUDNO_JUNCTION_T1 | 6553038000 | SP Energy Networks open data (API key): NDP SPM primary-group polygons + Capacity Heatmaps Information Model SPM + LTDS appendices 3/6 + NSHR
1607 | 44.9 | ST JAMES CENTRE, LAIRD STREET | BIRKENHEAD | CH41 7AL | Wirral |  | Offices And Premises | office | 1 | 1871.2 | 20141 | NIA | 174000 | Gilbrook Dock T1 / Hill Rd T1 / Mobil Oil (Wallasey) T1 | inside-area | 1.01 | WALLASEY GT1 / WALLASEY GT2 / WOODSIDE GT2 | BIRKENHEAD | SPM | 11.2 | primary | 11.15 | Green | 18.2 | 7.05 | thermal | 0 | 0 | 0 | 0 | 9.4 | WALLASEY GT1 / WALLASEY GT2 / WOODSIDE GT2 | 42.195 | GREEN | 0 |  |  | 0 | 0 | 0 | 18.2 |  |  |  |  | Green (Over 5% headroom) | 79857 | 100 | 2.97 | 131 | 12 | 726390 | [9 empty] | Birkenhead | BIRKENHEAD | 0 | 0 | 0 | 0 | 0 | 90 | [13 empty] | 53.4015 | -3.0573 | SPM-GILBROOK_DOCK_T1_HILL_RD_T1_MOBIL_OIL_WALLASEY_T1 | 3958470000 | SP Energy Networks open data (API key): NDP SPM primary-group polygons + Capacity Heatmaps Information Model SPM + LTDS appendices 3/6 + NSHR
1608 | 44.9 | 70, OLD BIDSTON ROAD | BIRKENHEAD | CH41 8BL | Wirral |  | Workshop And Premises | industrial | 1 | 1331.2 | 14329 | GIA | 46750 | Gilbrook Dock T1 / Hill Rd T1 / Mobil Oil (Wallasey) T1 | inside-area | 1.77 | WALLASEY GT1 / WALLASEY GT2 / WOODSIDE GT2 | BIRKENHEAD | SPM | 11.2 | primary | 11.15 | Green | 18.2 | 7.05 | thermal | 0 | 0 | 0 | 0 | 9.4 | WALLASEY GT1 / WALLASEY GT2 / WOODSIDE GT2 | 42.195 | GREEN | 0 |  |  | 0 | 0 | 0 | 18.2 |  |  |  |  | Green (Over 5% headroom) | 79857 | 100 | 2.12 | 60 | 12 | 732202 | [9 empty] | Birkenhead | BIRKENHEAD | 0 | 0 | 0 | 0 | 0 | 90 |  | 42167188 | B1 Offices and Workshop businesses | 1968 | C | Natural Gas | 3 |  | Heating and Natural Ventilation | 2020-10-28 |  | 1 | FALSE | 53.3998 | -3.0379 | SPM-GILBROOK_DOCK_T1_HILL_RD_T1_MOBIL_OIL_WALLASEY_T1 | 2754864000 | SP Energy Networks open data (API key): NDP SPM primary-group polygons + Capacity Heatmaps Information Model SPM + LTDS appendices 3/6 + NSHR
1609 | 44.9 | 35-37, CHAPEL LANE | SOUTHPORT | PR9 8EY | West Lancashire |  | Garden Centre And Premises | bigbox | 1 | 5623 | 60525 | NIA | 10250 | Lord St T1 / Marshside T1 / Mullards Balmoral Dv T1 / Southport T2 | nearest-substation | 4.35 | FORMBY GT2B / SOUTHPORT GT1 / SOUTHPORT GT2 | KIRKBY | SPM | 7.4 | primary | 7.395 | Green | 30 | 19.105 | thermal | 14 | 0 | 0 | 14 | 6 | FORMBY GT2B / SOUTHPORT GT1 / SOUTHPORT GT2 | 12.484 | GREEN | 0 |  |  | 0 | 0 | 0 | 30 |  |  |  |  | Green (Over 5% headroom) | 52763 | 87 | 8.94 | 506 | 7 | 221906 | [9 empty] | Lister Drive | KIRKBY | 4 | 514 | 514 | 400 | 0 | 0 | 2027-08 | [12 empty] | 53.6824 | -2.915 | SPM-LORD_ST_T1_MARSHSIDE_T1_MULLARDS_BALMORAL_DV_T1_SOUTHPORT_T2 | 188564126 | SP Energy Networks open data (API key): NDP SPM primary-group polygons + Capacity Heatmaps Information Model SPM + LTDS appendices 3/6 + NSHR
1610 | 44.9 | UNITS 2 & 2A FORMER HOTPOINT FACTORY, ROYAL WELCH AVENUE | RHYL | LL18 5TY | Denbighshire |  | Warehouse And Premises | industrial | 1 | 13346 | 143655 | GIA | 460000 | St Asaph Business Pk T1 | inside-area | 2.26 | HOLYWELL GT1 / RHYL GT1 / ST ASAPH GT2 / ST ASAPH GT4 | CONNAHS QUAY - PENTIR - ST ASAPH | SPM | 3.7 | primary | 3.677 | Green | 7.5 | 3.823 | thermal | 0 | 0 | 0 | 0 | 2.9 | HOLYWELL GT1 / RHYL GT1 / ST ASAPH GT2 / ST ASAPH GT4 | 22.4768 | GREEN | 0 |  |  | 0 | 0 | 0 | 7.5 |  |  |  |  | Green (Over 5% headroom) | 26381 | 18 | 21.21 | 334 | 16 | 681989 | [9 empty] | Connahs Quay / SASA | [20 empty] | 53.2643 | -3.5064 | SPM-ST_ASAPH_BUSINESS_PK_T1 | 14341100000 | SP Energy Networks open data (API key): NDP SPM primary-group polygons + Capacity Heatmaps Information Model SPM + LTDS appendices 3/6 + NSHR
1611 | 44.9 | UNITS 2 & 3, KINMEL PARK INDUSTRIAL ESTATE, ABERGELE ROAD | RHYL | LL18 5TY | Denbighshire |  | Factory And Premises | industrial | 2 | 9210.98 | 99146 | GIA | 371000 | St Asaph Business Pk T1 | inside-area | 2.26 | HOLYWELL GT1 / RHYL GT1 / ST ASAPH GT2 / ST ASAPH GT4 | CONNAHS QUAY - PENTIR - ST ASAPH | SPM | 3.7 | primary | 3.677 | Green | 7.5 | 3.823 | thermal | 0 | 0 | 0 | 0 | 2.9 | HOLYWELL GT1 / RHYL GT1 / ST ASAPH GT2 / ST ASAPH GT4 | 22.4768 | GREEN | 0 |  |  | 0 | 0 | 0 | 7.5 |  |  |  |  | Green (Over 5% headroom) | 26381 | 27 | 14.64 | 553 | 16 | 726498 | [9 empty] | Connahs Quay / SASA | [8 empty] | 200004299796 | General Industrial and Special Industrial Groups | 2236 | B | Natural Gas | 3 |  | Heating and Natural Ventilation | 2023-11-23 |  | 1 | FALSE | 53.2643 | -3.5064 | SPM-ST_ASAPH_BUSINESS_PK_T1 | 6439785000;147746206 | SP Energy Networks open data (API key): NDP SPM primary-group polygons + Capacity Heatmaps Information Model SPM + LTDS appendices 3/6 + NSHR
1612 | 44.9 | 1 TRB DRIVE, ST ASAPH BUSINESS PARK | ST ASAPH | LL17 0LJ | Denbighshire |  | Factory And Premises | industrial | 1 | 5819.09 | 62636 | GIA | 228000 | St Asaph Business Pk T1 | inside-area | 0.81 | HOLYWELL GT1 / RHYL GT1 / ST ASAPH GT2 / ST ASAPH GT4 | CONNAHS QUAY - PENTIR - ST ASAPH | SPM | 3.7 | primary | 3.677 | Green | 7.5 | 3.823 | thermal | 0 | 0 | 0 | 0 | 2.9 | HOLYWELL GT1 / RHYL GT1 / ST ASAPH GT2 / ST ASAPH GT4 | 22.4768 | GREEN | 0 |  |  | 0 | 0 | 0 | 7.5 |  |  |  |  | Green (Over 5% headroom) | 26381 | 42 | 9.25 | 349 | 16 | 763008 | [9 empty] | Connahs Quay / SASA | [20 empty] | 53.2524 | -3.4786 | SPM-ST_ASAPH_BUSINESS_PK_T1 | 2843476000 | SP Energy Networks open data (API key): NDP SPM primary-group polygons + Capacity Heatmaps Information Model SPM + LTDS appendices 3/6 + NSHR
1613 | 44.9 | UNIT 6A PHOENIX HOUSE, KINMEL PARK INDUSTRIAL ESTATE, ABERGELE ROAD | RHYL | LL18 5TY | Denbighshire |  | Warehouse And Premises | industrial | 1 | 4458.49 | 47991 | GIA | 200000 | St Asaph Business Pk T1 | inside-area | 2.26 | HOLYWELL GT1 / RHYL GT1 / ST ASAPH GT2 / ST ASAPH GT4 | CONNAHS QUAY - PENTIR - ST ASAPH | SPM | 3.7 | primary | 3.677 | Green | 7.5 | 3.823 | thermal | 0 | 0 | 0 | 0 | 2.9 | HOLYWELL GT1 / RHYL GT1 / ST ASAPH GT2 / ST ASAPH GT4 | 22.4768 | GREEN | 0 |  |  | 0 | 0 | 0 | 7.5 |  |  |  |  | Green (Over 5% headroom) | 26381 | 55 | 7.08 | 111 | 16 | 777653 | [9 empty] | Connahs Quay / SASA | [8 empty] | 200004317400 | B2 to B7 General Industrial and Special Industrial Groups | 6531 | D | Natural Gas | 3 | 1 | Heating and Natural Ventilation | 2014-12-18 |  | 1 | FALSE | 53.2643 | -3.5064 | SPM-ST_ASAPH_BUSINESS_PK_T1 | 13183429000 | SP Energy Networks open data (API key): NDP SPM primary-group polygons + Capacity Heatmaps Information Model SPM + LTDS appendices 3/6 + NSHR
1614 | 44.9 | BODELWYDDAN COLD STORE, KINMEL PARK INDUSTRIAL ESTATE, ROYAL WELCH AVENUE, ABERGELE ROAD | RHYL | LL18 5TQ | Denbighshire | WOODWARDS FOOD SERVICES | Cold Store And Premises | industrial | 1 | 3538.18 | 38085 | GIA | 146000 | St Asaph Business Pk T1 | inside-area | 2.29 | HOLYWELL GT1 / RHYL GT1 / ST ASAPH GT2 / ST ASAPH GT4 | CONNAHS QUAY - PENTIR - ST ASAPH | SPM | 3.7 | primary | 3.677 | Green | 7.5 | 3.823 | thermal | 0 | 0 | 0 | 0 | 2.9 | HOLYWELL GT1 / RHYL GT1 / ST ASAPH GT2 / ST ASAPH GT4 | 22.4768 | GREEN | 0 |  |  | 0 | 0 | 0 | 7.5 |  |  |  |  | Green (Over 5% headroom) | 26381 | 69 | 5.62 | 425 | 16 | 787559 | [9 empty] | Connahs Quay / SASA | [20 empty] | 53.2673 | -3.5051 | SPM-ST_ASAPH_BUSINESS_PK_T1 | 267956206 | SP Energy Networks open data (API key): NDP SPM primary-group polygons + Capacity Heatmaps Information Model SPM + LTDS appendices 3/6 + NSHR
1615 | 44.9 | SITE L, FFORDD WILLIAM MORGAN, ST ASAPH BUSINESS PARK | ST ASAPH | LL17 0JD | Denbighshire |  | Workshop And Premises | industrial | 1 | 3391.54 | 36506 | GIA | 133000 | St Asaph Business Pk T1 | inside-area | 0.36 | HOLYWELL GT1 / RHYL GT1 / ST ASAPH GT2 / ST ASAPH GT4 | CONNAHS QUAY - PENTIR - ST ASAPH | SPM | 3.7 | primary | 3.677 | Green | 7.5 | 3.823 | thermal | 0 | 0 | 0 | 0 | 2.9 | HOLYWELL GT1 / RHYL GT1 / ST ASAPH GT2 / ST ASAPH GT4 | 22.4768 | GREEN | 0 |  |  | 0 | 0 | 0 | 7.5 |  |  |  |  | Green (Over 5% headroom) | 26381 | 72 | 5.39 | 153 | 16 | 789138 | [9 empty] | Connahs Quay / SASA | [8 empty] | 10012914238 | B1 Offices and Workshop businesses | 1431 | B | Natural Gas | 4 | 2 | Heating and Natural Ventilation | 2022-03-08 |  | 0.67 | FALSE | 53.2559 | -3.4756 | SPM-ST_ASAPH_BUSINESS_PK_T1 | 3621065000 | SP Energy Networks open data (API key): NDP SPM primary-group polygons + Capacity Heatmaps Information Model SPM + LTDS appendices 3/6 + NSHR
1616 | 44.9 | KAYDON HOUSE, KINMEL PARK INDUSTRIAL ESTATE, ABERGELE ROAD | RHYL | LL18 5TY | Denbighshire |  | Warehouse And Premises | industrial | 1 | 2399.68 | 25830 | GIA | 91000 | St Asaph Business Pk T1 | inside-area | 2.26 | HOLYWELL GT1 / RHYL GT1 / ST ASAPH GT2 / ST ASAPH GT4 | CONNAHS QUAY - PENTIR - ST ASAPH | SPM | 3.7 | primary | 3.677 | Green | 7.5 | 3.823 | thermal | 0 | 0 | 0 | 0 | 2.9 | HOLYWELL GT1 / RHYL GT1 / ST ASAPH GT2 / ST ASAPH GT4 | 22.4768 | GREEN | 0 |  |  | 0 | 0 | 0 | 7.5 |  |  |  |  | Green (Over 5% headroom) | 26381 | 100 | 3.81 | 60 | 16 | 799814 | [9 empty] | Connahs Quay / SASA | [8 empty] | 200004299464 | A1/A2 Retail and Financial/Professional services | 2530 | C | Natural Gas | 3 |  | Heating and Natural Ventilation | 2017-04-05 |  | 1 | FALSE | 53.2643 | -3.5064 | SPM-ST_ASAPH_BUSINESS_PK_T1 | 178993206 | SP Energy Networks open data (API key): NDP SPM primary-group polygons + Capacity Heatmaps Information Model SPM + LTDS appendices 3/6 + NSHR
1617 | 44.9 | KINMEL PARK DEPOT, ABERGELE ROAD | RHYL | LL18 5TY | Denbighshire | DENBIGHSHIRE COUNTY COUNCIL | Warehouse, Offices And Premises | industrial | 1 | 2257.05 | 24295 | GIA | 71500 | St Asaph Business Pk T1 | inside-area | 2.26 | HOLYWELL GT1 / RHYL GT1 / ST ASAPH GT2 / ST ASAPH GT4 | CONNAHS QUAY - PENTIR - ST ASAPH | SPM | 3.7 | primary | 3.677 | Green | 7.5 | 3.823 | thermal | 0 | 0 | 0 | 0 | 2.9 | HOLYWELL GT1 / RHYL GT1 / ST ASAPH GT2 / ST ASAPH GT4 | 22.4768 | GREEN | 0 |  |  | 0 | 0 | 0 | 7.5 |  |  |  |  | Green (Over 5% headroom) | 26381 | 100 | 3.59 | 158 | 16 | 801349 | [9 empty] | Connahs Quay / SASA | [8 empty] | 200004317400 | B2 to B7 General Industrial and Special Industrial Groups | 6531 | D | Natural Gas | 3 | 1 | Heating and Natural Ventilation | 2014-12-18 |  | 0.67 | FALSE | 53.2643 | -3.5064 | SPM-ST_ASAPH_BUSINESS_PK_T1 | 2866208000 | SP Energy Networks open data (API key): NDP SPM primary-group polygons + Capacity Heatmaps Information Model SPM + LTDS appendices 3/6 + NSHR
1618 | 44.9 | UNIT 6B PHOENIX HOUSE, KINMEL PARK INDUSTRIAL ESTATE, ABERGELE ROAD | RHYL | LL18 5TY | Denbighshire |  | Workshop And Premises | industrial | 1 | 2016.35 | 21704 | GIA | 81000 | St Asaph Business Pk T1 | inside-area | 2.26 | HOLYWELL GT1 / RHYL GT1 / ST ASAPH GT2 / ST ASAPH GT4 | CONNAHS QUAY - PENTIR - ST ASAPH | SPM | 3.7 | primary | 3.677 | Green | 7.5 | 3.823 | thermal | 0 | 0 | 0 | 0 | 2.9 | HOLYWELL GT1 / RHYL GT1 / ST ASAPH GT2 / ST ASAPH GT4 | 22.4768 | GREEN | 0 |  |  | 0 | 0 | 0 | 7.5 |  |  |  |  | Green (Over 5% headroom) | 26381 | 100 | 3.2 | 91 | 16 | 803940 | [9 empty] | Connahs Quay / SASA | [8 empty] | 200004317400 | B2 to B7 General Industrial and Special Industrial Groups | 6531 | D | Natural Gas | 3 | 1 | Heating and Natural Ventilation | 2014-12-18 |  | 1 | FALSE | 53.2643 | -3.5064 | SPM-ST_ASAPH_BUSINESS_PK_T1 | 13183431000 | SP Energy Networks open data (API key): NDP SPM primary-group polygons + Capacity Heatmaps Information Model SPM + LTDS appendices 3/6 + NSHR
1619 | 44.9 | AFONWEN LAUNDRY | PWLLHELI | LL53 6NQ | Gwynedd |  | Factory And Premises | industrial | 1 | 1984.83 | 21365 | GIA | 82500 | Butlins T1 | inside-area | 1.25 | FOUR CROSSES GT2 / MAENTWROG GT1 / MAENTWROG GT2 | TRAWSFYNYDD | SPM | 3.7 | primary | 3.704 | Green | 7.5 | 3.796 | thermal | 0 | 0.8 | 0 | 0.8 | 3.5 | FOUR CROSSES GT2 / MAENTWROG GT1 / MAENTWROG GT2 | 4.306 | GREEN | 0 |  |  | 0 | 0 | 0 | 7.5 |  |  |  |  | Green (Over 5% headroom) | 26381 | 100 | 3.15 | 119 | 1 | 13270 | [9 empty] | Pentir | TRAWSFYNYDD | 1 | 940 | 0 | 0 | 0 | 10 | 2037-11 | [12 empty] | 52.9166 | -4.3291 | SPM-BUTLINS_T1 | 988545000 | SP Energy Networks open data (API key): NDP SPM primary-group polygons + Capacity Heatmaps Information Model SPM + LTDS appendices 3/6 + NSHR
1620 | 44.9 | WREXHAM MAELOR CREAMERY, PICKHILL LANE | WREXHAM | LL13 0UE | Wrexham | MMB TRANSPORT DEPOT | Factory And Premises | industrial | 1 | 1897.3 | 20422 | GIA | 47000 | Maelor Creamery T1 | inside-area | 0.07 | BRYMBO GT1 / LEGACY LOCAL GT1 / MARCHWIEL GT1 / MARCHWIEL GT2 / WREXHAM GT1 | LEGACY | SPM | 3.7 | primary | 3.712 | Green | 7.5 | 3.77 | thermal | 0 | 0.1 | 0 | 0.1 | 3.5 | BRYMBO GT1 / LEGACY LOCAL GT1 / MARCHWIEL GT1 / MARCHWIEL GT2 / WREXHAM GT1 | 41.8508 | GREEN | 1.6 |  |  | 0 | 0 | 0 | 7.5 |  |  |  |  | Green (Over 5% headroom) | 26381 | 100 | 3.01 | 114 | 0 | 0 | [9 empty] | Legacy | LEGACY | 5 | 1714 | 1714 | 0 | 0 | 0 | 2024-08 | [12 empty] | 53.0139 | -2.9173 | SPM-MAELOR_CREAMERY_T1 | 255522206 | SP Energy Networks open data (API key): NDP SPM primary-group polygons + Capacity Heatmaps Information Model SPM + LTDS appendices 3/6 + NSHR
1621 | 44.8 | UNIT 53, CLYWEDOG ROAD (NORTH), INDUSTRIAL ESTATE | WREXHAM | LL13 9XN | Wrexham |  | Factory And Premises; Warehouse And Premises | industrial | 6 | 12289.21 | 132280 | GIA | 485000 | Deeside Aluminium T1 / Dunlop Plastics T1 / Firestone T1 / Tetrapak T1 | inside-area | 0.29 | BRYMBO GT1 / LEGACY LOCAL GT1 / MARCHWIEL GT1 / MARCHWIEL GT2 / WREXHAM GT1 | LEGACY | SPM | 3.6 | primary | 3.614 | Green | 30 | 26.386 | thermal | 0 | 0.1 | 0 | 0.1 | 1.9 | BRYMBO GT1 / LEGACY LOCAL GT1 / MARCHWIEL GT1 / MARCHWIEL GT2 / WREXHAM GT1 | 41.8508 | GREEN | 1.6 |  |  | 0 | 0 | 0 | 30 |  |  |  |  | Green (Over 5% headroom) | 25668 | 19 | 19.53 | 737 | 45 | 4315769 | [9 empty] | Legacy | LEGACY | 5 | 1714 | 1714 | 0 | 0 | 0 | 2024-08 | [12 empty] | 53.039 | -2.9345 | SPM-DEESIDE_ALUMINIUM_T1_DUNLOP_PLASTICS_T1_FIRESTONE_T1_TETRAPA | 151786206;151205206;151205206;257299206;14997996000;12897396000 | SP Energy Networks open data (API key): NDP SPM primary-group polygons + Capacity Heatmaps Information Model SPM + LTDS appendices 3/6 + NSHR
1622 | 44.8 | UNIT 73, CLYWEDOG ROAD (SOUTH), INDUSTRIAL ESTATE | WREXHAM | LL13 9XS | Wrexham |  | Factory And Premises | industrial | 2 | 12097.48 | 130216 | GIA | 505000 | Deeside Aluminium T1 / Dunlop Plastics T1 / Firestone T1 / Tetrapak T1 | inside-area | 0.61 | BRYMBO GT1 / LEGACY LOCAL GT1 / MARCHWIEL GT1 / MARCHWIEL GT2 / WREXHAM GT1 | LEGACY | SPM | 3.6 | primary | 3.614 | Green | 30 | 26.386 | thermal | 0 | 0.1 | 0 | 0.1 | 1.9 | BRYMBO GT1 / LEGACY LOCAL GT1 / MARCHWIEL GT1 / MARCHWIEL GT2 / WREXHAM GT1 | 41.8508 | GREEN | 1.6 |  |  | 0 | 0 | 0 | 30 |  |  |  |  | Green (Over 5% headroom) | 25668 | 20 | 19.22 | 726 | 45 | 4317833 | [9 empty] | Legacy | LEGACY | 5 | 1714 | 1714 | 0 | 0 | 0 | 2024-08 | 10070388437 | B8 Storage or Distribution | 5345 | C | Natural Gas | 3 |  | Heating and Natural Ventilation | 2017-07-31 |  | 1 | FALSE | 53.0364 | -2.9411 | SPM-DEESIDE_ALUMINIUM_T1_DUNLOP_PLASTICS_T1_FIRESTONE_T1_TETRAPA | 242507206;77282000 | SP Energy Networks open data (API key): NDP SPM primary-group polygons + Capacity Heatmaps Information Model SPM + LTDS appendices 3/6 + NSHR
1623 | 44.8 | UNIT F, SPECTRUM BUSINESS PARK | WREXHAM | LL13 9QA | Wrexham |  | Factory And Premises | industrial | 1 | 10878.7 | 117097 | GIA | 575000 | Deeside Aluminium T1 / Dunlop Plastics T1 / Firestone T1 / Tetrapak T1 | inside-area | 0.47 | BRYMBO GT1 / LEGACY LOCAL GT1 / MARCHWIEL GT1 / MARCHWIEL GT2 / WREXHAM GT1 | LEGACY | SPM | 3.6 | primary | 3.614 | Green | 30 | 26.386 | thermal | 0 | 0.1 | 0 | 0.1 | 1.9 | BRYMBO GT1 / LEGACY LOCAL GT1 / MARCHWIEL GT1 / MARCHWIEL GT2 / WREXHAM GT1 | 41.8508 | GREEN | 1.6 |  |  | 0 | 0 | 0 | 30 |  |  |  |  | Green (Over 5% headroom) | 25668 | 22 | 17.29 | 653 | 45 | 4330952 | [9 empty] | Legacy | LEGACY | 5 | 1714 | 1714 | 0 | 0 | 0 | 2024-08 | 100100941996 | General Industrial and Special Industrial Groups | 12391 | B | Grid Supplied Electricity | 3 |  | Air Conditioning | 2023-12-19 |  | 1 | FALSE | 53.0375 | -2.9251 | SPM-DEESIDE_ALUMINIUM_T1_DUNLOP_PLASTICS_T1_FIRESTONE_T1_TETRAPA | 14988997000 | SP Energy Networks open data (API key): NDP SPM primary-group polygons + Capacity Heatmaps Information Model SPM + LTDS appendices 3/6 + NSHR
1624 | 44.8 | BRIDGE ROAD, INDUSTRIAL ESTATE | WREXHAM | LL13 9SQ | Wrexham | DEESIDE ALUMINIUM | Factory And Premises | industrial | 1 | 8678.97 | 93420 | GIA | 270000 | Deeside Aluminium T1 / Dunlop Plastics T1 / Firestone T1 / Tetrapak T1 | inside-area | 0.49 | BRYMBO GT1 / LEGACY LOCAL GT1 / MARCHWIEL GT1 / MARCHWIEL GT2 / WREXHAM GT1 | LEGACY | SPM | 3.6 | primary | 3.614 | Green | 30 | 26.386 | thermal | 0 | 0.1 | 0 | 0.1 | 1.9 | BRYMBO GT1 / LEGACY LOCAL GT1 / MARCHWIEL GT1 / MARCHWIEL GT2 / WREXHAM GT1 | 41.8508 | GREEN | 1.6 |  |  | 0 | 0 | 0 | 30 |  |  |  |  | Green (Over 5% headroom) | 25668 | 27 | 13.79 | 521 | 45 | 4354629 | [9 empty] | Legacy | LEGACY | 5 | 1714 | 1714 | 0 | 0 | 0 | 2024-08 | 10070383404 | B8 Storage or Distribution | 3760 | C | Other | 3 |  | Unconditioned | 2021-10-21 |  | 1 | FALSE | 53.0328 | -2.9352 | SPM-DEESIDE_ALUMINIUM_T1_DUNLOP_PLASTICS_T1_FIRESTONE_T1_TETRAPA | 140996206 | SP Energy Networks open data (API key): NDP SPM primary-group polygons + Capacity Heatmaps Information Model SPM + LTDS appendices 3/6 + NSHR
1625 | 44.8 | BRAKE ENGINEERING, RED WITHER ROAD | WREXHAM | LL13 9RD | Wrexham |  | Factory And Premises | industrial | 1 | 8653.53 | 93146 | GIA | 295000 | Deeside Aluminium T1 / Dunlop Plastics T1 / Firestone T1 / Tetrapak T1 | inside-area | 0.74 | BRYMBO GT1 / LEGACY LOCAL GT1 / MARCHWIEL GT1 / MARCHWIEL GT2 / WREXHAM GT1 | LEGACY | SPM | 3.6 | primary | 3.614 | Green | 30 | 26.386 | thermal | 0 | 0.1 | 0 | 0.1 | 1.9 | BRYMBO GT1 / LEGACY LOCAL GT1 / MARCHWIEL GT1 / MARCHWIEL GT2 / WREXHAM GT1 | 41.8508 | GREEN | 1.6 |  |  | 0 | 0 | 0 | 30 |  |  |  |  | Green (Over 5% headroom) | 25668 | 28 | 13.75 | 519 | 45 | 4354903 | [9 empty] | Legacy | LEGACY | 5 | 1714 | 1714 | 0 | 0 | 0 | 2024-08 | [12 empty] | 53.0393 | -2.9218 | SPM-DEESIDE_ALUMINIUM_T1_DUNLOP_PLASTICS_T1_FIRESTONE_T1_TETRAPA | 7978436000 | SP Energy Networks open data (API key): NDP SPM primary-group polygons + Capacity Heatmaps Information Model SPM + LTDS appendices 3/6 + NSHR
1626 | 44.8 | NOVIDON, COED ABEN ROAD, INDUSTRIAL ESTATE | WREXHAM | LL13 9UH | Wrexham |  | Factory, Office And Premises | industrial | 1 | 8312.47 | 89475 | GIA | 235000 | Deeside Aluminium T1 / Dunlop Plastics T1 / Firestone T1 / Tetrapak T1 | inside-area | 0.38 | BRYMBO GT1 / LEGACY LOCAL GT1 / MARCHWIEL GT1 / MARCHWIEL GT2 / WREXHAM GT1 | LEGACY | SPM | 3.6 | primary | 3.614 | Green | 30 | 26.386 | thermal | 0 | 0.1 | 0 | 0.1 | 1.9 | BRYMBO GT1 / LEGACY LOCAL GT1 / MARCHWIEL GT1 / MARCHWIEL GT2 / WREXHAM GT1 | 41.8508 | GREEN | 1.6 |  |  | 0 | 0 | 0 | 30 |  |  |  |  | Green (Over 5% headroom) | 25668 | 29 | 13.21 | 499 | 45 | 4358574 | [9 empty] | Legacy | LEGACY | 5 | 1714 | 1714 | 0 | 0 | 0 | 2024-08 | [12 empty] | 53.0402 | -2.9318 | SPM-DEESIDE_ALUMINIUM_T1_DUNLOP_PLASTICS_T1_FIRESTONE_T1_TETRAPA | 8716512000 | SP Energy Networks open data (API key): NDP SPM primary-group polygons + Capacity Heatmaps Information Model SPM + LTDS appendices 3/6 + NSHR
1627 | 44.8 | DHOLLANDIA UK PRODUCTION, ASH ROAD INDUSTRIAL ESTATE | WREXHAM | LL13 9UH | Wrexham |  | Factory And Premises | industrial | 1 | 7315.85 | 78747 | GIA | 227000 | Deeside Aluminium T1 / Dunlop Plastics T1 / Firestone T1 / Tetrapak T1 | inside-area | 0.38 | BRYMBO GT1 / LEGACY LOCAL GT1 / MARCHWIEL GT1 / MARCHWIEL GT2 / WREXHAM GT1 | LEGACY | SPM | 3.6 | primary | 3.614 | Green | 30 | 26.386 | thermal | 0 | 0.1 | 0 | 0.1 | 1.9 | BRYMBO GT1 / LEGACY LOCAL GT1 / MARCHWIEL GT1 / MARCHWIEL GT2 / WREXHAM GT1 | 41.8508 | GREEN | 1.6 |  |  | 0 | 0 | 0 | 30 |  |  |  |  | Green (Over 5% headroom) | 25668 | 33 | 11.63 | 439 | 45 | 4369302 | [9 empty] | Legacy | LEGACY | 5 | 1714 | 1714 | 0 | 0 | 0 | 2024-08 | [12 empty] | 53.0402 | -2.9318 | SPM-DEESIDE_ALUMINIUM_T1_DUNLOP_PLASTICS_T1_FIRESTONE_T1_TETRAPA | 14259055000 | SP Energy Networks open data (API key): NDP SPM primary-group polygons + Capacity Heatmaps Information Model SPM + LTDS appendices 3/6 + NSHR
1628 | 44.8 | UNIT 5, CLYWEDOG ROAD (NORTH), INDUSTRIAL ESTATE | WREXHAM | LL13 9XE | Wrexham |  | Factory And Premises; Warehouse And Premises | industrial | 4 | 7271.05 | 78265 | GIA | 275000 | Deeside Aluminium T1 / Dunlop Plastics T1 / Firestone T1 / Tetrapak T1 | inside-area | 0.35 | BRYMBO GT1 / LEGACY LOCAL GT1 / MARCHWIEL GT1 / MARCHWIEL GT2 / WREXHAM GT1 | LEGACY | SPM | 3.6 | primary | 3.614 | Green | 30 | 26.386 | thermal | 0 | 0.1 | 0 | 0.1 | 1.9 | BRYMBO GT1 / LEGACY LOCAL GT1 / MARCHWIEL GT1 / MARCHWIEL GT2 / WREXHAM GT1 | 41.8508 | GREEN | 1.6 |  |  | 0 | 0 | 0 | 30 |  |  |  |  | Green (Over 5% headroom) | 25668 | 33 | 11.55 | 436 | 45 | 4369784 | [9 empty] | Legacy | LEGACY | 5 | 1714 | 1714 | 0 | 0 | 0 | 2024-08 | [12 empty] | 53.0385 | -2.9365 | SPM-DEESIDE_ALUMINIUM_T1_DUNLOP_PLASTICS_T1_FIRESTONE_T1_TETRAPA | 13703520000;5538272000;152050206;491631206 | SP Energy Networks open data (API key): NDP SPM primary-group polygons + Capacity Heatmaps Information Model SPM + LTDS appendices 3/6 + NSHR
1629 | 44.8 | UNIT 16 SECOND AVENUE, RED WITHER INDUSTRIAL COMPLEX | WREXHAM | LL13 9UH | Wrexham | ISRINGHAUSEN | Factory And Premises | industrial | 1 | 7118.69 | 76625 | GIA | 224000 | Deeside Aluminium T1 / Dunlop Plastics T1 / Firestone T1 / Tetrapak T1 | inside-area | 0.38 | BRYMBO GT1 / LEGACY LOCAL GT1 / MARCHWIEL GT1 / MARCHWIEL GT2 / WREXHAM GT1 | LEGACY | SPM | 3.6 | primary | 3.614 | Green | 30 | 26.386 | thermal | 0 | 0.1 | 0 | 0.1 | 1.9 | BRYMBO GT1 / LEGACY LOCAL GT1 / MARCHWIEL GT1 / MARCHWIEL GT2 / WREXHAM GT1 | 41.8508 | GREEN | 1.6 |  |  | 0 | 0 | 0 | 30 |  |  |  |  | Green (Over 5% headroom) | 25668 | 33 | 11.31 | 427 | 45 | 4371424 | [9 empty] | Legacy | LEGACY | 5 | 1714 | 1714 | 0 | 0 | 0 | 2024-08 | [12 empty] | 53.0402 | -2.9318 | SPM-DEESIDE_ALUMINIUM_T1_DUNLOP_PLASTICS_T1_FIRESTONE_T1_TETRAPA | 6199469000 | SP Energy Networks open data (API key): NDP SPM primary-group polygons + Capacity Heatmaps Information Model SPM + LTDS appendices 3/6 + NSHR
1630 | 44.8 | CLWYD COMPOUNDES LTD, ABBEY ROAD, INDUSTRIAL ESTATE | WREXHAM | LL13 9RF | Wrexham |  | Factory And Premises | industrial | 1 | 6733.4 | 72478 | GIA | 244000 | Deeside Aluminium T1 / Dunlop Plastics T1 / Firestone T1 / Tetrapak T1 | inside-area | 1.19 | BRYMBO GT1 / LEGACY LOCAL GT1 / MARCHWIEL GT1 / MARCHWIEL GT2 / WREXHAM GT1 | LEGACY | SPM | 3.6 | primary | 3.614 | Green | 30 | 26.386 | thermal | 0 | 0.1 | 0 | 0.1 | 1.9 | BRYMBO GT1 / LEGACY LOCAL GT1 / MARCHWIEL GT1 / MARCHWIEL GT2 / WREXHAM GT1 | 41.8508 | GREEN | 1.6 |  |  | 0 | 0 | 0 | 30 |  |  |  |  | Green (Over 5% headroom) | 25668 | 35 | 10.7 | 404 | 45 | 4375571 | [9 empty] | Legacy | LEGACY | 5 | 1714 | 1714 | 0 | 0 | 0 | 2024-08 | 10091695778 | B2 to B7 General Industrial and Special Industrial Groups | 6137 | B | Natural Gas | 4 | 2 | Air Conditioning | 2016-11-25 |  | 0.67 | FALSE | 53.0416 | -2.9161 | SPM-DEESIDE_ALUMINIUM_T1_DUNLOP_PLASTICS_T1_FIRESTONE_T1_TETRAPA | 10666057000 | SP Energy Networks open data (API key): NDP SPM primary-group polygons + Capacity Heatmaps Information Model SPM + LTDS appendices 3/6 + NSHR
1631 | 44.8 | TRITECH LTD, BRIDGE ROAD, INDUSTRIAL ESTATE | WREXHAM | LL13 9PS | Wrexham |  | Factory And Premises | industrial | 1 | 6190.4 | 66633 | GIA | 240000 | Deeside Aluminium T1 / Dunlop Plastics T1 / Firestone T1 / Tetrapak T1 | inside-area | 0.04 | BRYMBO GT1 / LEGACY LOCAL GT1 / MARCHWIEL GT1 / MARCHWIEL GT2 / WREXHAM GT1 | LEGACY | SPM | 3.6 | primary | 3.614 | Green | 30 | 26.386 | thermal | 0 | 0.1 | 0 | 0.1 | 1.9 | BRYMBO GT1 / LEGACY LOCAL GT1 / MARCHWIEL GT1 / MARCHWIEL GT2 / WREXHAM GT1 | 41.8508 | GREEN | 1.6 |  |  | 0 | 0 | 0 | 30 |  |  |  |  | Green (Over 5% headroom) | 25668 | 39 | 9.84 | 371 | 45 | 4381416 | [9 empty] | Legacy | LEGACY | 5 | 1714 | 1714 | 0 | 0 | 0 | 2024-08 | 10091698046 | B8 Storage or Distribution | 3783 | A | Natural Gas | 5 |  | Heating and Mechanical Ventilation | 2019-10-31 |  | 1 | FALSE | 53.0372 | -2.932 | SPM-DEESIDE_ALUMINIUM_T1_DUNLOP_PLASTICS_T1_FIRESTONE_T1_TETRAPA | 11296653000 | SP Energy Networks open data (API key): NDP SPM primary-group polygons + Capacity Heatmaps Information Model SPM + LTDS appendices 3/6 + NSHR
1632 | 44.8 | PLAYFORD PACKAGING LTD, ASH ROAD, INDUSTRIAL ESTATE | WREXHAM | LL13 9UH | Wrexham |  | Factory And Premises | industrial | 1 | 6112.02 | 65789 | GIA | 148000 | Deeside Aluminium T1 / Dunlop Plastics T1 / Firestone T1 / Tetrapak T1 | inside-area | 0.38 | BRYMBO GT1 / LEGACY LOCAL GT1 / MARCHWIEL GT1 / MARCHWIEL GT2 / WREXHAM GT1 | LEGACY | SPM | 3.6 | primary | 3.614 | Green | 30 | 26.386 | thermal | 0 | 0.1 | 0 | 0.1 | 1.9 | BRYMBO GT1 / LEGACY LOCAL GT1 / MARCHWIEL GT1 / MARCHWIEL GT2 / WREXHAM GT1 | 41.8508 | GREEN | 1.6 |  |  | 0 | 0 | 0 | 30 |  |  |  |  | Green (Over 5% headroom) | 25668 | 39 | 9.71 | 367 | 45 | 4382260 | [9 empty] | Legacy | LEGACY | 5 | 1714 | 1714 | 0 | 0 | 0 | 2024-08 | [12 empty] | 53.0402 | -2.9318 | SPM-DEESIDE_ALUMINIUM_T1_DUNLOP_PLASTICS_T1_FIRESTONE_T1_TETRAPA | 7998500000 | SP Energy Networks open data (API key): NDP SPM primary-group polygons + Capacity Heatmaps Information Model SPM + LTDS appendices 3/6 + NSHR
1633 | 44.8 | TCB HOUSE, CLYWEDOG ROAD SOUTH | WREXHAM | LL13 9XS | Wrexham |  | Factory And Premises | industrial | 1 | 5411.4 | 58248 | GIA | 235000 | Deeside Aluminium T1 / Dunlop Plastics T1 / Firestone T1 / Tetrapak T1 | inside-area | 0.61 | BRYMBO GT1 / LEGACY LOCAL GT1 / MARCHWIEL GT1 / MARCHWIEL GT2 / WREXHAM GT1 | LEGACY | SPM | 3.6 | primary | 3.614 | Green | 30 | 26.386 | thermal | 0 | 0.1 | 0 | 0.1 | 1.9 | BRYMBO GT1 / LEGACY LOCAL GT1 / MARCHWIEL GT1 / MARCHWIEL GT2 / WREXHAM GT1 | 41.8508 | GREEN | 1.6 |  |  | 0 | 0 | 0 | 30 |  |  |  |  | Green (Over 5% headroom) | 25668 | 44 | 8.6 | 325 | 45 | 4389801 | [9 empty] | Legacy | LEGACY | 5 | 1714 | 1714 | 0 | 0 | 0 | 2024-08 | [12 empty] | 53.0364 | -2.9411 | SPM-DEESIDE_ALUMINIUM_T1_DUNLOP_PLASTICS_T1_FIRESTONE_T1_TETRAPA | 8687420000 | SP Energy Networks open data (API key): NDP SPM primary-group polygons + Capacity Heatmaps Information Model SPM + LTDS appendices 3/6 + NSHR
1634 | 44.8 | UNIT 72B, CLYWEDOG ROAD EAST, WREXHAM INDUSTRIAL ESTATE | WREXHAM | LL13 9XE | Wrexham |  | Warehouse And Premises | industrial | 1 | 4725 | 50859 | GIA | 270000 | Deeside Aluminium T1 / Dunlop Plastics T1 / Firestone T1 / Tetrapak T1 | inside-area | 0.35 | BRYMBO GT1 / LEGACY LOCAL GT1 / MARCHWIEL GT1 / MARCHWIEL GT2 / WREXHAM GT1 | LEGACY | SPM | 3.6 | primary | 3.614 | Green | 30 | 26.386 | thermal | 0 | 0.1 | 0 | 0.1 | 1.9 | BRYMBO GT1 / LEGACY LOCAL GT1 / MARCHWIEL GT1 / MARCHWIEL GT2 / WREXHAM GT1 | 41.8508 | GREEN | 1.6 |  |  | 0 | 0 | 0 | 30 |  |  |  |  | Green (Over 5% headroom) | 25668 | 50 | 7.51 | 118 | 45 | 4397190 | [9 empty] | Legacy | LEGACY | 5 | 1714 | 1714 | 0 | 0 | 0 | 2024-08 | 100100942273 | Offices and Workshop Businesses | 2362 | C | Natural Gas | 3 |  | Heating and Natural Ventilation | 2025-12-03 |  | 0.75 | FALSE | 53.0385 | -2.9365 | SPM-DEESIDE_ALUMINIUM_T1_DUNLOP_PLASTICS_T1_FIRESTONE_T1_TETRAPA | 13988157000 | SP Energy Networks open data (API key): NDP SPM primary-group polygons + Capacity Heatmaps Information Model SPM + LTDS appendices 3/6 + NSHR
1635 | 44.8 | UNIT D & UNIT E, SPECTRUM BUSINESS PARK | WREXHAM | LL13 9QA | Wrexham |  | Factory And Premises | industrial | 1 | 4675.15 | 50323 | GIA | 146000 | Deeside Aluminium T1 / Dunlop Plastics T1 / Firestone T1 / Tetrapak T1 | inside-area | 0.47 | BRYMBO GT1 / LEGACY LOCAL GT1 / MARCHWIEL GT1 / MARCHWIEL GT2 / WREXHAM GT1 | LEGACY | SPM | 3.6 | primary | 3.614 | Green | 30 | 26.386 | thermal | 0 | 0.1 | 0 | 0.1 | 1.9 | BRYMBO GT1 / LEGACY LOCAL GT1 / MARCHWIEL GT1 / MARCHWIEL GT2 / WREXHAM GT1 | 41.8508 | GREEN | 1.6 |  |  | 0 | 0 | 0 | 30 |  |  |  |  | Green (Over 5% headroom) | 25668 | 51 | 7.43 | 281 | 45 | 4397726 | [9 empty] | Legacy | LEGACY | 5 | 1714 | 1714 | 0 | 0 | 0 | 2024-08 |  | B2 to B7 General Industrial and Special Industrial Groups | 6275 | C | Grid Supplied Electricity | 3 |  | Heating and Natural Ventilation | 2021-04-23 |  | 0.67 | FALSE | 53.0375 | -2.9251 | SPM-DEESIDE_ALUMINIUM_T1_DUNLOP_PLASTICS_T1_FIRESTONE_T1_TETRAPA | 13208408000 | SP Energy Networks open data (API key): NDP SPM primary-group polygons + Capacity Heatmaps Information Model SPM + LTDS appendices 3/6 + NSHR
1636 | 44.8 | FIELD BOXMORE WREXHAM LTD, RED WITHER ROAD | WREXHAM | LL13 9RD | Wrexham |  | Factory And Premises | industrial | 1 | 4303.54 | 46323 | GIA | 128000 | Deeside Aluminium T1 / Dunlop Plastics T1 / Firestone T1 / Tetrapak T1 | inside-area | 0.74 | BRYMBO GT1 / LEGACY LOCAL GT1 / MARCHWIEL GT1 / MARCHWIEL GT2 / WREXHAM GT1 | LEGACY | SPM | 3.6 | primary | 3.614 | Green | 30 | 26.386 | thermal | 0 | 0.1 | 0 | 0.1 | 1.9 | BRYMBO GT1 / LEGACY LOCAL GT1 / MARCHWIEL GT1 / MARCHWIEL GT2 / WREXHAM GT1 | 41.8508 | GREEN | 1.6 |  |  | 0 | 0 | 0 | 30 |  |  |  |  | Green (Over 5% headroom) | 25668 | 55 | 6.84 | 258 | 45 | 4401726 | [9 empty] | Legacy | LEGACY | 5 | 1714 | 1714 | 0 | 0 | 0 | 2024-08 | [12 empty] | 53.0393 | -2.9218 | SPM-DEESIDE_ALUMINIUM_T1_DUNLOP_PLASTICS_T1_FIRESTONE_T1_TETRAPA | 3910374000 | SP Energy Networks open data (API key): NDP SPM primary-group polygons + Capacity Heatmaps Information Model SPM + LTDS appendices 3/6 + NSHR
1637 | 44.8 | COMMUNITY SERVICES DEPOT, ABBEY ROAD SOUTH, INDUSTRIAL ESTATE | WREXHAM | LL13 9RF | Wrexham |  | Workshop And Premises | industrial | 1 | 3973.43 | 42770 | GIA | 138000 | Deeside Aluminium T1 / Dunlop Plastics T1 / Firestone T1 / Tetrapak T1 | inside-area | 1.19 | BRYMBO GT1 / LEGACY LOCAL GT1 / MARCHWIEL GT1 / MARCHWIEL GT2 / WREXHAM GT1 | LEGACY | SPM | 3.6 | primary | 3.614 | Green | 30 | 26.386 | thermal | 0 | 0.1 | 0 | 0.1 | 1.9 | BRYMBO GT1 / LEGACY LOCAL GT1 / MARCHWIEL GT1 / MARCHWIEL GT2 / WREXHAM GT1 | 41.8508 | GREEN | 1.6 |  |  | 0 | 0 | 0 | 30 |  |  |  |  | Green (Over 5% headroom) | 25668 | 60 | 6.31 | 179 | 45 | 4405279 | [9 empty] | Legacy | LEGACY | 5 | 1714 | 1714 | 0 | 0 | 0 | 2024-08 | 10091695544 | B1 Offices and Workshop businesses | 1371 | D | Oil | 3 |  | Heating and Natural Ventilation | 2013-11-27 |  | 0.5 | FALSE | 53.0416 | -2.9161 | SPM-DEESIDE_ALUMINIUM_T1_DUNLOP_PLASTICS_T1_FIRESTONE_T1_TETRAPA | 3773816000 | SP Energy Networks open data (API key): NDP SPM primary-group polygons + Capacity Heatmaps Information Model SPM + LTDS appendices 3/6 + NSHR
1638 | 44.8 | BONAPRENE PRODUCTS LTD, CLYWEDOG ROAD SOUTH | WREXHAM | LL13 9XS | Wrexham |  | Factory And Premises | industrial | 1 | 3867.4 | 41628 | GIA | 123000 | Deeside Aluminium T1 / Dunlop Plastics T1 / Firestone T1 / Tetrapak T1 | inside-area | 0.61 | BRYMBO GT1 / LEGACY LOCAL GT1 / MARCHWIEL GT1 / MARCHWIEL GT2 / WREXHAM GT1 | LEGACY | SPM | 3.6 | primary | 3.614 | Green | 30 | 26.386 | thermal | 0 | 0.1 | 0 | 0.1 | 1.9 | BRYMBO GT1 / LEGACY LOCAL GT1 / MARCHWIEL GT1 / MARCHWIEL GT2 / WREXHAM GT1 | 41.8508 | GREEN | 1.6 |  |  | 0 | 0 | 0 | 30 |  |  |  |  | Green (Over 5% headroom) | 25668 | 62 | 6.15 | 232 | 45 | 4406421 | [9 empty] | Legacy | LEGACY | 5 | 1714 | 1714 | 0 | 0 | 0 | 2024-08 | [12 empty] | 53.0364 | -2.9411 | SPM-DEESIDE_ALUMINIUM_T1_DUNLOP_PLASTICS_T1_FIRESTONE_T1_TETRAPA | 253546206 | SP Energy Networks open data (API key): NDP SPM primary-group polygons + Capacity Heatmaps Information Model SPM + LTDS appendices 3/6 + NSHR
1639 | 44.8 | UNIT C, SPECTRUM BUSINESS PARK | WREXHAM | LL13 9PS | Wrexham | SPI PLAY (EUROPE) | Factory And Premises | industrial | 1 | 3806.82 | 40976 | GIA | 127000 | Deeside Aluminium T1 / Dunlop Plastics T1 / Firestone T1 / Tetrapak T1 | inside-area | 0.04 | BRYMBO GT1 / LEGACY LOCAL GT1 / MARCHWIEL GT1 / MARCHWIEL GT2 / WREXHAM GT1 | LEGACY | SPM | 3.6 | primary | 3.614 | Green | 30 | 26.386 | thermal | 0 | 0.1 | 0 | 0.1 | 1.9 | BRYMBO GT1 / LEGACY LOCAL GT1 / MARCHWIEL GT1 / MARCHWIEL GT2 / WREXHAM GT1 | 41.8508 | GREEN | 1.6 |  |  | 0 | 0 | 0 | 30 |  |  |  |  | Green (Over 5% headroom) | 25668 | 63 | 6.05 | 228 | 45 | 4407073 | [9 empty] | Legacy | LEGACY | 5 | 1714 | 1714 | 0 | 0 | 0 | 2024-08 | [12 empty] | 53.0372 | -2.932 | SPM-DEESIDE_ALUMINIUM_T1_DUNLOP_PLASTICS_T1_FIRESTONE_T1_TETRAPA | 1804133000 | SP Energy Networks open data (API key): NDP SPM primary-group polygons + Capacity Heatmaps Information Model SPM + LTDS appendices 3/6 + NSHR
1640 | 44.8 | LARCH LTD, OAK ROAD, INDUSTRIAL ESTATE | WREXHAM | LL13 9RG | Wrexham |  | Warehouse And Premises | industrial | 1 | 3516.96 | 37856 | GIA | 118000 | Deeside Aluminium T1 / Dunlop Plastics T1 / Firestone T1 / Tetrapak T1 | inside-area | 1.52 | BRYMBO GT1 / LEGACY LOCAL GT1 / MARCHWIEL GT1 / MARCHWIEL GT2 / WREXHAM GT1 | LEGACY | SPM | 3.6 | primary | 3.614 | Green | 30 | 26.386 | thermal | 0 | 0.1 | 0 | 0.1 | 1.9 | BRYMBO GT1 / LEGACY LOCAL GT1 / MARCHWIEL GT1 / MARCHWIEL GT2 / WREXHAM GT1 | 41.8508 | GREEN | 1.6 |  |  | 0 | 0 | 0 | 30 |  |  |  |  | Green (Over 5% headroom) | 25668 | 68 | 5.59 | 88 | 45 | 4410193 | [9 empty] | Legacy | LEGACY | 5 | 1714 | 1714 | 0 | 0 | 0 | 2024-08 | [12 empty] | 53.0368 | -2.9093 | SPM-DEESIDE_ALUMINIUM_T1_DUNLOP_PLASTICS_T1_FIRESTONE_T1_TETRAPA | 4868424000 | SP Energy Networks open data (API key): NDP SPM primary-group polygons + Capacity Heatmaps Information Model SPM + LTDS appendices 3/6 + NSHR
1641 | 44.8 | UNIT 11, BRIDGE ROAD, BRIDGEWAY CENTRE, INDUSTRIAL ESTATE | WREXHAM | LL13 9QS | Wrexham |  | Factory, Office And Premises; Workshop And Premises | industrial | 2 | 3469.1 | 37341 | GIA | 83750 | Deeside Aluminium T1 / Dunlop Plastics T1 / Firestone T1 / Tetrapak T1 | inside-area | 0.23 | BRYMBO GT1 / LEGACY LOCAL GT1 / MARCHWIEL GT1 / MARCHWIEL GT2 / WREXHAM GT1 | LEGACY | SPM | 3.6 | primary | 3.614 | Green | 30 | 26.386 | thermal | 0 | 0.1 | 0 | 0.1 | 1.9 | BRYMBO GT1 / LEGACY LOCAL GT1 / MARCHWIEL GT1 / MARCHWIEL GT2 / WREXHAM GT1 | 41.8508 | GREEN | 1.6 |  |  | 0 | 0 | 0 | 30 |  |  |  |  | Green (Over 5% headroom) | 25668 | 69 | 5.51 | 208 | 45 | 4410708 | [9 empty] | Legacy | LEGACY | 5 | 1714 | 1714 | 0 | 0 | 0 | 2024-08 | [12 empty] | 53.0384 | -2.93 | SPM-DEESIDE_ALUMINIUM_T1_DUNLOP_PLASTICS_T1_FIRESTONE_T1_TETRAPA | 301730000;150328206 | SP Energy Networks open data (API key): NDP SPM primary-group polygons + Capacity Heatmaps Information Model SPM + LTDS appendices 3/6 + NSHR
1642 | 44.8 | UNIT 13, ABENBURY WAY, INDUSTRIAL ESTATE | WREXHAM | LL13 9UH | Wrexham |  | Factory And Premises | industrial | 1 | 3440.58 | 37034 | GIA | 115000 | Deeside Aluminium T1 / Dunlop Plastics T1 / Firestone T1 / Tetrapak T1 | inside-area | 0.38 | BRYMBO GT1 / LEGACY LOCAL GT1 / MARCHWIEL GT1 / MARCHWIEL GT2 / WREXHAM GT1 | LEGACY | SPM | 3.6 | primary | 3.614 | Green | 30 | 26.386 | thermal | 0 | 0.1 | 0 | 0.1 | 1.9 | BRYMBO GT1 / LEGACY LOCAL GT1 / MARCHWIEL GT1 / MARCHWIEL GT2 / WREXHAM GT1 | 41.8508 | GREEN | 1.6 |  |  | 0 | 0 | 0 | 30 |  |  |  |  | Green (Over 5% headroom) | 25668 | 69 | 5.47 | 206 | 45 | 4411015 | [9 empty] | Legacy | LEGACY | 5 | 1714 | 1714 | 0 | 0 | 0 | 2024-08 | [12 empty] | 53.0402 | -2.9318 | SPM-DEESIDE_ALUMINIUM_T1_DUNLOP_PLASTICS_T1_FIRESTONE_T1_TETRAPA | 4683416000 | SP Energy Networks open data (API key): NDP SPM primary-group polygons + Capacity Heatmaps Information Model SPM + LTDS appendices 3/6 + NSHR
1643 | 44.8 | BRIDGE HOUSE, BRIDGE ROAD, INDUSTRIAL ESTATE | WREXHAM | LL13 9PS | Wrexham |  | Workshop And Premises | industrial | 1 | 3265 | 35144 | GIA | 117000 | Deeside Aluminium T1 / Dunlop Plastics T1 / Firestone T1 / Tetrapak T1 | inside-area | 0.04 | BRYMBO GT1 / LEGACY LOCAL GT1 / MARCHWIEL GT1 / MARCHWIEL GT2 / WREXHAM GT1 | LEGACY | SPM | 3.6 | primary | 3.614 | Green | 30 | 26.386 | thermal | 0 | 0.1 | 0 | 0.1 | 1.9 | BRYMBO GT1 / LEGACY LOCAL GT1 / MARCHWIEL GT1 / MARCHWIEL GT2 / WREXHAM GT1 | 41.8508 | GREEN | 1.6 |  |  | 0 | 0 | 0 | 30 |  |  |  |  | Green (Over 5% headroom) | 25668 | 73 | 5.19 | 147 | 45 | 4412905 | [9 empty] | Legacy | LEGACY | 5 | 1714 | 1714 | 0 | 0 | 0 | 2024-08 | 10070387618 | B1 Offices and Workshop businesses | 1918 | E | Natural Gas | 3 |  | Heating and Natural Ventilation | 2014-02-27 |  | 1 | FALSE | 53.0372 | -2.932 | SPM-DEESIDE_ALUMINIUM_T1_DUNLOP_PLASTICS_T1_FIRESTONE_T1_TETRAPA | 12902934000 | SP Energy Networks open data (API key): NDP SPM primary-group polygons + Capacity Heatmaps Information Model SPM + LTDS appendices 3/6 + NSHR
1644 | 44.8 | UNITS 1A 3A/B 3C/D, ASH ROAD (NORTH), WREXHAM ENTERPRISE PARK, INDUSTRIAL ESTATE | WREXHAM | LL13 9UH | Wrexham |  | Factory And Premises | industrial | 1 | 3220.29 | 34663 | GIA | 66500 | Deeside Aluminium T1 / Dunlop Plastics T1 / Firestone T1 / Tetrapak T1 | inside-area | 0.38 | BRYMBO GT1 / LEGACY LOCAL GT1 / MARCHWIEL GT1 / MARCHWIEL GT2 / WREXHAM GT1 | LEGACY | SPM | 3.6 | primary | 3.614 | Green | 30 | 26.386 | thermal | 0 | 0.1 | 0 | 0.1 | 1.9 | BRYMBO GT1 / LEGACY LOCAL GT1 / MARCHWIEL GT1 / MARCHWIEL GT2 / WREXHAM GT1 | 41.8508 | GREEN | 1.6 |  |  | 0 | 0 | 0 | 30 |  |  |  |  | Green (Over 5% headroom) | 25668 | 74 | 5.12 | 193 | 45 | 4413386 | [9 empty] | Legacy | LEGACY | 5 | 1714 | 1714 | 0 | 0 | 0 | 2024-08 | [12 empty] | 53.0402 | -2.9318 | SPM-DEESIDE_ALUMINIUM_T1_DUNLOP_PLASTICS_T1_FIRESTONE_T1_TETRAPA | 8256606000 | SP Energy Networks open data (API key): NDP SPM primary-group polygons + Capacity Heatmaps Information Model SPM + LTDS appendices 3/6 + NSHR
1645 | 44.8 | UNIT 74, CLYWEDOG ROAD SOUTH | WREXHAM | LL13 9XS | Wrexham |  | Factory And Premises | industrial | 1 | 2547.39 | 27420 | GIA | 100000 | Deeside Aluminium T1 / Dunlop Plastics T1 / Firestone T1 / Tetrapak T1 | inside-area | 0.61 | BRYMBO GT1 / LEGACY LOCAL GT1 / MARCHWIEL GT1 / MARCHWIEL GT2 / WREXHAM GT1 | LEGACY | SPM | 3.6 | primary | 3.614 | Green | 30 | 26.386 | thermal | 0 | 0.1 | 0 | 0.1 | 1.9 | BRYMBO GT1 / LEGACY LOCAL GT1 / MARCHWIEL GT1 / MARCHWIEL GT2 / WREXHAM GT1 | 41.8508 | GREEN | 1.6 |  |  | 0 | 0 | 0 | 30 |  |  |  |  | Green (Over 5% headroom) | 25668 | 94 | 4.05 | 153 | 45 | 4420629 | [9 empty] | Legacy | LEGACY | 5 | 1714 | 1714 | 0 | 0 | 0 | 2024-08 | [12 empty] | 53.0364 | -2.9411 | SPM-DEESIDE_ALUMINIUM_T1_DUNLOP_PLASTICS_T1_FIRESTONE_T1_TETRAPA | 246333206 | SP Energy Networks open data (API key): NDP SPM primary-group polygons + Capacity Heatmaps Information Model SPM + LTDS appendices 3/6 + NSHR
1646 | 44.8 | UNIT 50B, CLYWEDOG ROAD (NORTH), INDUSTRIAL ESTATE | WREXHAM | LL13 9XN | Wrexham |  | Workshop And Premises | industrial | 1 | 2260.8 | 24335 | GIA | 94500 | Deeside Aluminium T1 / Dunlop Plastics T1 / Firestone T1 / Tetrapak T1 | inside-area | 0.29 | BRYMBO GT1 / LEGACY LOCAL GT1 / MARCHWIEL GT1 / MARCHWIEL GT2 / WREXHAM GT1 | LEGACY | SPM | 3.6 | primary | 3.614 | Green | 30 | 26.386 | thermal | 0 | 0.1 | 0 | 0.1 | 1.9 | BRYMBO GT1 / LEGACY LOCAL GT1 / MARCHWIEL GT1 / MARCHWIEL GT2 / WREXHAM GT1 | 41.8508 | GREEN | 1.6 |  |  | 0 | 0 | 0 | 30 |  |  |  |  | Green (Over 5% headroom) | 25668 | 100 | 3.59 | 102 | 45 | 4423714 | [9 empty] | Legacy | LEGACY | 5 | 1714 | 1714 | 0 | 0 | 0 | 2024-08 | 100100942291 | B2 to B7 General Industrial and Special Industrial Groups | 1253 | C | Natural Gas | 3 |  | Heating and Natural Ventilation | 2014-11-24 |  | 0.67 | FALSE | 53.039 | -2.9345 | SPM-DEESIDE_ALUMINIUM_T1_DUNLOP_PLASTICS_T1_FIRESTONE_T1_TETRAPA | 14077048000 | SP Energy Networks open data (API key): NDP SPM primary-group polygons + Capacity Heatmaps Information Model SPM + LTDS appendices 3/6 + NSHR
1647 | 44.8 | UNIT 1B GND & 1ST FLR, ASH ROAD (NORTH), INDUSTRIAL ESTATE | WREXHAM | LL13 9UH | Wrexham |  | Warehouse And Premises | industrial | 1 | 2121.92 | 22840 | GIA | 33750 | Deeside Aluminium T1 / Dunlop Plastics T1 / Firestone T1 / Tetrapak T1 | inside-area | 0.38 | BRYMBO GT1 / LEGACY LOCAL GT1 / MARCHWIEL GT1 / MARCHWIEL GT2 / WREXHAM GT1 | LEGACY | SPM | 3.6 | primary | 3.614 | Green | 30 | 26.386 | thermal | 0 | 0.1 | 0 | 0.1 | 1.9 | BRYMBO GT1 / LEGACY LOCAL GT1 / MARCHWIEL GT1 / MARCHWIEL GT2 / WREXHAM GT1 | 41.8508 | GREEN | 1.6 |  |  | 0 | 0 | 0 | 30 |  |  |  |  | Green (Over 5% headroom) | 25668 | 100 | 3.37 | 53 | 45 | 4425209 | [9 empty] | Legacy | LEGACY | 5 | 1714 | 1714 | 0 | 0 | 0 | 2024-08 | [12 empty] | 53.0402 | -2.9318 | SPM-DEESIDE_ALUMINIUM_T1_DUNLOP_PLASTICS_T1_FIRESTONE_T1_TETRAPA | 4427109000 | SP Energy Networks open data (API key): NDP SPM primary-group polygons + Capacity Heatmaps Information Model SPM + LTDS appendices 3/6 + NSHR
1648 | 44.8 | UNIT B, SPECTRUM BUSINESS PARK | WREXHAM | LL13 9QA | Wrexham |  | Factory And Premises | industrial | 1 | 1976.39 | 21274 | GIA | 79000 | Deeside Aluminium T1 / Dunlop Plastics T1 / Firestone T1 / Tetrapak T1 | inside-area | 0.47 | BRYMBO GT1 / LEGACY LOCAL GT1 / MARCHWIEL GT1 / MARCHWIEL GT2 / WREXHAM GT1 | LEGACY | SPM | 3.6 | primary | 3.614 | Green | 30 | 26.386 | thermal | 0 | 0.1 | 0 | 0.1 | 1.9 | BRYMBO GT1 / LEGACY LOCAL GT1 / MARCHWIEL GT1 / MARCHWIEL GT2 / WREXHAM GT1 | 41.8508 | GREEN | 1.6 |  |  | 0 | 0 | 0 | 30 |  |  |  |  | Green (Over 5% headroom) | 25668 | 100 | 3.14 | 119 | 45 | 4426775 | [9 empty] | Legacy | LEGACY | 5 | 1714 | 1714 | 0 | 0 | 0 | 2024-08 | 100100941980 | B2 to B7 General Industrial and Special Industrial Groups | 3554 | C | Grid Supplied Electricity | 3 |  | Air Conditioning | 2017-08-31 |  | 1 | FALSE | 53.0375 | -2.9251 | SPM-DEESIDE_ALUMINIUM_T1_DUNLOP_PLASTICS_T1_FIRESTONE_T1_TETRAPA | 1224639000 | SP Energy Networks open data (API key): NDP SPM primary-group polygons + Capacity Heatmaps Information Model SPM + LTDS appendices 3/6 + NSHR
1649 | 44.7 | AT GLYN RHONWY | CAERNARFON | LL55 4EL | Gwynedd |  | Factory And Premises | industrial | 1 | 13171.6 | 141778 | GIA | 272500 | Waenfawr T1 | inside-area | 4.18 | BANGOR GT2 / CAERNARFON GT2 | CONNAHS QUAY - PENTIR - ST ASAPH | SPM | 3.5 | primary | 3.495 | Green | 7.5 | 4.005 | thermal | 0 | 0 | 0 | 0 | 2.6 | BANGOR GT2 / CAERNARFON GT2 | 31.686 | GREEN | 0 |  |  | 0 | 0 | 0 | 7.5 |  |  |  |  | Green (Over 5% headroom) | 24955 | 18 | 20.93 | 790 | 4 | 82981 | [9 empty] | Pentir | PENTIR | 2 | 1082 | 1082 | 1025 | 57 | 39 | 2028-10 | 10070345357 | Hotels | 499 | C | Natural Gas | 3 |  | Heating and Natural Ventilation | 2025-03-07 |  | 1 | FALSE | 53.1282 | -4.1392 | SPM-WAENFAWR_T1 | 197964202 | SP Energy Networks open data (API key): NDP SPM primary-group polygons + Capacity Heatmaps Information Model SPM + LTDS appendices 3/6 + NSHR
1650 | 44.7 | Y GLYN FACTORY | CAERNARFON | LL55 4EL | Gwynedd |  | Factory And Premises | industrial | 1 | 3766.29 | 40540 | GIA | 47750 | Waenfawr T1 | inside-area | 4.18 | BANGOR GT2 / CAERNARFON GT2 | CONNAHS QUAY - PENTIR - ST ASAPH | SPM | 3.5 | primary | 3.495 | Green | 7.5 | 4.005 | thermal | 0 | 0 | 0 | 0 | 2.6 | BANGOR GT2 / CAERNARFON GT2 | 31.686 | GREEN | 0 |  |  | 0 | 0 | 0 | 7.5 |  |  |  |  | Green (Over 5% headroom) | 24955 | 62 | 5.98 | 226 | 4 | 184219 | [9 empty] | Pentir | PENTIR | 2 | 1082 | 1082 | 1025 | 57 | 39 | 2028-10 | [12 empty] | 53.1282 | -4.1392 | SPM-WAENFAWR_T1 | 4278597000 | SP Energy Networks open data (API key): NDP SPM primary-group polygons + Capacity Heatmaps Information Model SPM + LTDS appendices 3/6 + NSHR
1651 | 44.5 | SAINSBURYS, CALDY VALLEY ROAD | CHESTER | CH3 5QJ | Cheshire West And Chester |  | Superstore And Premises | bigbox | 2 | 12422.6 | 133716 | GIA | 2790000 | Associated Lead T1 / Great Boughton T1 / Pipers Ash T1 | inside-area | 1.75 | CHESTER MAIN GT4 / CRANE BANK GT1 / GUILDEN SUTTON GT1 / SALTNEY G2A | CAPENHURST | SPM | 7.1 | primary | 7.089 | Green | 20 | 12.911 | thermal | 0 | 2.4 | 0 | 2.4 | 3.9 | CHESTER MAIN GT4 / CRANE BANK GT1 / GUILDEN SUTTON GT1 / SALTNEY G2A | 31.649 | GREEN | 39.8 |  |  | 0 | 0 | 0 | 20 |  |  |  |  | Green (Over 5% headroom) | 50624 | 38 | 19.74 | 1118 | 2 | 43991 | [9 empty] | Capenhurst | CAPENHURST | 4 | 896.6 | 896.6 | 0 | 0 | 304 | 2029-10 | 10096140880 | Retail/Financial and Professional Services | 290 | A | Grid Supplied Electricity | 3 | 1 | Air Conditioning | 2025-01-29 |  | 1 | FALSE | 53.183 | -2.8555 | SPM-ASSOCIATED_LEAD_T1_GREAT_BOUGHTON_T1_PIPERS_ASH_T1 | 14775419000;14775419000 | SP Energy Networks open data (API key): NDP SPM primary-group polygons + Capacity Heatmaps Information Model SPM + LTDS appendices 3/6 + NSHR
1652 | 44.5 | 33-35, BELMONT ROAD | LIVERPOOL | L6 5BG | Liverpool | PANORAMA FURNISHING CO LTD | Factory And Premises; Retail Warehouse And Premises | bigbox | 2 | 5381.4 | 57925 | GIA | 192000 | Everton Brow T1 / Gardners Row T1 / Sheil Pk T1 | inside-area | 1.81 | BOOTLE GT2A / BURLINGTON ST GT1 / LISTER DV A GT2 | LISTER DRIVE | SPM | 7.1 | primary | 7.058 | Green | 17.5 | 10.442 | thermal | 0 | 1.1 | 7.4 | 1.1 | 5.2 | BOOTLE GT2A / BURLINGTON ST GT1 / LISTER DV A GT2 | 61.868 | GREEN | 0 |  |  | 0 | 0 | 0 | 17.5 |  |  |  |  | Green (Over 5% headroom) | 50624 | 87 | 8.55 | 323 | 20 | 671306 | [9 empty] | Lister Drive | LISTER DRIVE | 2 | 114 | 114 | 0 | 57 | 20 | 2026-09 | [12 empty] | 53.4221 | -2.9493 | SPM-EVERTON_BROW_T1_GARDNERS_ROW_T1_SHEIL_PK_T1 | 2264521000;491528134 | SP Energy Networks open data (API key): NDP SPM primary-group polygons + Capacity Heatmaps Information Model SPM + LTDS appendices 3/6 + NSHR
1653 | 44.5 | EXCELSIOR WORKS, CASTLE PARK INDUSTRIAL ESTATE | FLINT | CH6 5NT | Flintshire |  | Factory And Premises | industrial | 1 | 5675.97 | 61096 | GIA | 120000 | Flint T1 / Flint T2 | inside-area | 0.58 | BRYMBO GT2 / HAWARDEN GT2 / HOLYWELL GT2 | CONNAHS QUAY - PENTIR - ST ASAPH | SPM | 3.4 | primary | 3.443 | Green | 10 | 6.44 | thermal | 0.2 | 4.4 | 0.5 | 4.6 | -4.7 | BRYMBO GT2 / HAWARDEN GT2 / HOLYWELL GT2 | 19.9178 | GREEN | 0 |  |  | 0 | 0 | 0 | 10 |  |  |  |  | Green (Over 5% headroom) | 24242 | 40 | 9.02 | 341 | 20 | 1821364 | [9 empty] | Connahs Quay / SASA | [20 empty] | 53.2512 | -3.1335 | SPM-FLINT_T1_FLINT_T2 | 265202206 | SP Energy Networks open data (API key): NDP SPM primary-group polygons + Capacity Heatmaps Information Model SPM + LTDS appendices 3/6 + NSHR
1654 | 44.5 | UNIT 27B, ABER PARK | FLINT | CH6 5EX | Flintshire |  | Factory And Premises | industrial | 1 | 3758.84 | 40460 | GIA | 56500 | Flint T1 / Flint T2 | inside-area | 0.23 | BRYMBO GT2 / HAWARDEN GT2 / HOLYWELL GT2 | CONNAHS QUAY - PENTIR - ST ASAPH | SPM | 3.4 | primary | 3.443 | Green | 10 | 6.44 | thermal | 0.2 | 4.4 | 0.5 | 4.6 | -4.7 | BRYMBO GT2 / HAWARDEN GT2 / HOLYWELL GT2 | 19.9178 | GREEN | 0 |  |  | 0 | 0 | 0 | 10 |  |  |  |  | Green (Over 5% headroom) | 24242 | 60 | 5.97 | 226 | 20 | 1842000 | [9 empty] | Connahs Quay / SASA | [8 empty] | 10090465672 | B2 to B7 General Industrial and Special Industrial Groups | 4104 | D | Natural Gas | 3 |  | Heating and Natural Ventilation | 2017-01-23 |  | 1 | FALSE | 53.2505 | -3.1438 | SPM-FLINT_T1_FLINT_T2 | 13010056000 | SP Energy Networks open data (API key): NDP SPM primary-group polygons + Capacity Heatmaps Information Model SPM + LTDS appendices 3/6 + NSHR
1655 | 44.5 | UNIT M, FLINTSHIRE RETAIL PARK, HOLYWELL ROAD | FLINT | CH6 5GB | Flintshire | SAINSBURYS | Large Food Store And Premises | industrial | 1 | 2312.7 | 24894 | GIA | 370000 | Flint T1 / Flint T2 | inside-area | 0.27 | BRYMBO GT2 / HAWARDEN GT2 / HOLYWELL GT2 | CONNAHS QUAY - PENTIR - ST ASAPH | SPM | 3.4 | primary | 3.443 | Green | 10 | 6.44 | thermal | 0.2 | 4.4 | 0.5 | 4.6 | -4.7 | BRYMBO GT2 / HAWARDEN GT2 / HOLYWELL GT2 | 19.9178 | GREEN | 0 |  |  | 0 | 0 | 0 | 10 |  |  |  |  | Green (Over 5% headroom) | 24242 | 97 | 3.68 | 58 | 20 | 1857566 | [9 empty] | Connahs Quay / SASA | [8 empty] | 10013698268 | A1/A2 Retail and Financial/Professional services | 3260 | C | Grid Supplied Electricity | 3 |  | Heating and Natural Ventilation | 2019-12-24 |  | 1 | FALSE | 53.2507 | -3.1389 | SPM-FLINT_T1_FLINT_T2 | 8790489000 | SP Energy Networks open data (API key): NDP SPM primary-group polygons + Capacity Heatmaps Information Model SPM + LTDS appendices 3/6 + NSHR
1656 | 44.5 | UNIT 27A, ABER PARK | FLINT | CH6 5EX | Flintshire |  | Factory And Premises | industrial | 1 | 2298.33 | 24739 | GIA | 47000 | Flint T1 / Flint T2 | inside-area | 0.23 | BRYMBO GT2 / HAWARDEN GT2 / HOLYWELL GT2 | CONNAHS QUAY - PENTIR - ST ASAPH | SPM | 3.4 | primary | 3.443 | Green | 10 | 6.44 | thermal | 0.2 | 4.4 | 0.5 | 4.6 | -4.7 | BRYMBO GT2 / HAWARDEN GT2 / HOLYWELL GT2 | 19.9178 | GREEN | 0 |  |  | 0 | 0 | 0 | 10 |  |  |  |  | Green (Over 5% headroom) | 24242 | 98 | 3.65 | 138 | 20 | 1857721 | [9 empty] | Connahs Quay / SASA | [8 empty] | 100100932096 | B2 to B7 General Industrial and Special Industrial Groups | 4070 | C | Natural Gas | 3 |  | Heating and Natural Ventilation | 2017-01-23 |  | 1 | FALSE | 53.2505 | -3.1438 | SPM-FLINT_T1_FLINT_T2 | 13010054000 | SP Energy Networks open data (API key): NDP SPM primary-group polygons + Capacity Heatmaps Information Model SPM + LTDS appendices 3/6 + NSHR
1657 | 44.5 | UNIT 15D, MANOR FARM INDUSTRIAL ESTATE | FLINT | CH6 5UY | Flintshire |  | Factory And Premises | industrial | 1 | 2106.46 | 22674 | GIA | 72500 | Flint T1 / Flint T2 | inside-area | 1.72 | BRYMBO GT2 / HAWARDEN GT2 / HOLYWELL GT2 | CONNAHS QUAY - PENTIR - ST ASAPH | SPM | 3.4 | primary | 3.443 | Green | 10 | 6.44 | thermal | 0.2 | 4.4 | 0.5 | 4.6 | -4.7 | BRYMBO GT2 / HAWARDEN GT2 / HOLYWELL GT2 | 19.9178 | GREEN | 0 |  |  | 0 | 0 | 0 | 10 |  |  |  |  | Green (Over 5% headroom) | 24242 | 100 | 3.35 | 126 | 20 | 1859786 | [9 empty] | Connahs Quay / SASA | [8 empty] | 10013695485 | B2 to B7 General Industrial and Special Industrial Groups | 1110 | D | Natural Gas | 3 |  | Heating and Natural Ventilation | 2012-03-14 |  | 0.5 | FALSE | 53.2634 | -3.1597 | SPM-FLINT_T1_FLINT_T2 | 239703206 | SP Energy Networks open data (API key): NDP SPM primary-group polygons + Capacity Heatmaps Information Model SPM + LTDS appendices 3/6 + NSHR
1658 | 44.4 | MONA TERRACE, PRINCE EDWARD AVENUE | RHYL | LL18 4PH | Denbighshire | ANWYL CONSTRUCTION CO LTD | Workshop And Premises | industrial | 1 | 1530.26 | 16472 | GIA | 33750 | Dyserth Rd T1 / Ffordd Las T1 / Ffordd Las T2 / Westbourne Ave T1 | inside-area | 1.62 | HOLYWELL GT1 / RHYL GT1 / ST ASAPH GT2 / ST ASAPH GT4 | CONNAHS QUAY - PENTIR - ST ASAPH | SPM | 10.8 | primary | 10.8185 | Green | 30 | 17.069 | thermal | 8.4 | 5.3 | 13 | 13.7 | 9 | HOLYWELL GT1 / RHYL GT1 / ST ASAPH GT2 / ST ASAPH GT4 | 22.4768 | GREEN | 0 |  |  | 0 | 0 | 0 | 30 |  |  |  |  | Green (Over 5% headroom) | 77005 | 100 | 2.43 | 69 | 12 | 660869 | [9 empty] | Connahs Quay / SASA | [20 empty] | 53.3195 | -3.4817 | SPM-DYSERTH_RD_T1_FFORDD_LAS_T1_FFORDD_LAS_T2_WESTBOURNE_AVE_T1 | 272733000 | SP Energy Networks open data (API key): NDP SPM primary-group polygons + Capacity Heatmaps Information Model SPM + LTDS appendices 3/6 + NSHR
1659 | 44.4 | UNITS 2-5, GLANMORFA INDUSTRIAL ESTATE, MARSH ROAD | RHYL | LL18 2AD | Denbighshire |  | Warehouse And Premises | industrial | 1 | 1113.2 | 11982 | GIA | 46500 | Dyserth Rd T1 / Ffordd Las T1 / Ffordd Las T2 / Westbourne Ave T1 | inside-area | 2.78 | HOLYWELL GT1 / RHYL GT1 / ST ASAPH GT2 / ST ASAPH GT4 | CONNAHS QUAY - PENTIR - ST ASAPH | SPM | 10.8 | primary | 10.8185 | Green | 30 | 17.069 | thermal | 8.4 | 5.3 | 13 | 13.7 | 9 | HOLYWELL GT1 / RHYL GT1 / ST ASAPH GT2 / ST ASAPH GT4 | 22.4768 | GREEN | 0 |  |  | 0 | 0 | 0 | 30 |  |  |  |  | Green (Over 5% headroom) | 77005 | 100 | 1.77 | 28 | 12 | 665359 | [9 empty] | Connahs Quay / SASA | [20 empty] | 53.3125 | -3.4975 | SPM-DYSERTH_RD_T1_FFORDD_LAS_T1_FFORDD_LAS_T2_WESTBOURNE_AVE_T1 | 6103450000 | SP Energy Networks open data (API key): NDP SPM primary-group polygons + Capacity Heatmaps Information Model SPM + LTDS appendices 3/6 + NSHR
1660 | 44.4 | RH CAMBIDGE (STORAGE) LTD, ARGOED | OSWESTRY | SY10 8DJ | Shropshire |  | Warehouse And Premises | industrial | 1 | 11002.9 | 118434 | GIA | 193000 | Llynclys T1 | inside-area | 5.39 | LEGACY LOCAL GT2 / NEWTOWN GT2 / OSWESTRY GT8 / WELSHPOOL GT1 | LEGACY | SPM | 3.3 | primary | 3.291 | Green | 7.5 | 4.209 | thermal | 0 | 0 | 0 | 0 | 2.7 | LEGACY LOCAL GT2 / NEWTOWN GT2 / OSWESTRY GT8 / WELSHPOOL GT1 | 60.6676 | GREEN | 0 |  |  | 0 | 0 | 0 | 7.5 |  |  |  |  | Green (Over 5% headroom) | 23529 | 20 | 17.48 | 275 | 0 | 0 | [9 empty] | Legacy | LEGACY | 5 | 1714 | 1714 | 0 | 0 | 0 | 2024-08 | [12 empty] | 52.7778 | -3.0006 | SPM-LLYNCLYS_T1 | 10481364000 | SP Energy Networks open data (API key): NDP SPM primary-group polygons + Capacity Heatmaps Information Model SPM + LTDS appendices 3/6 + NSHR
1661 | 44.4 | MINERS ROAD, LLAY INDUSTRIAL ESTATE | WREXHAM | LL12 0PJ | Wrexham | PLUSFOOD WREXHAM LTD | Factory And Premises | industrial | 1 | 6793.49 | 73124 | GIA | 221000 | Davy Way T1 / Llay T1 | inside-area | 0.28 | BRYMBO GT1 / LEGACY LOCAL GT1 / MARCHWIEL GT1 / MARCHWIEL GT2 / WREXHAM GT1 | LEGACY | SPM | 3.3 | primary | 3.258 | Green | 10 | 6.742 | thermal | 0 | 0.6 | 0 | 0.6 | 2.4 | BRYMBO GT1 / LEGACY LOCAL GT1 / MARCHWIEL GT1 / MARCHWIEL GT2 / WREXHAM GT1 | 41.8508 | GREEN | 1.6 |  |  | 0 | 0 | 0 | 10 |  |  |  |  | Green (Over 5% headroom) | 23529 | 32 | 10.8 | 408 | 18 | 932962 | [9 empty] | Legacy | LEGACY | 5 | 1714 | 1714 | 0 | 0 | 0 | 2024-08 | 10090396947 | B1 Offices and Workshop businesses | 1898 | C | Oil | 3 |  | Heating and Natural Ventilation | 2014-12-23 |  | 1 | FALSE | 53.1003 | -3.0106 | SPM-DAVY_WAY_T1_LLAY_T1 | 7122210000 | SP Energy Networks open data (API key): NDP SPM primary-group polygons + Capacity Heatmaps Information Model SPM + LTDS appendices 3/6 + NSHR
1662 | 44.4 | UNIT 1, MINERS ROAD, PROSPECT ESTATE, LLAY INDUSTRIAL ESTATE | WREXHAM | LL12 0PJ | Wrexham |  | Warehouse And Premises | industrial | 1 | 5493.4 | 59130 | GIA | 97500 | Davy Way T1 / Llay T1 | inside-area | 0.28 | BRYMBO GT1 / LEGACY LOCAL GT1 / MARCHWIEL GT1 / MARCHWIEL GT2 / WREXHAM GT1 | LEGACY | SPM | 3.3 | primary | 3.258 | Green | 10 | 6.742 | thermal | 0 | 0.6 | 0 | 0.6 | 2.4 | BRYMBO GT1 / LEGACY LOCAL GT1 / MARCHWIEL GT1 / MARCHWIEL GT2 / WREXHAM GT1 | 41.8508 | GREEN | 1.6 |  |  | 0 | 0 | 0 | 10 |  |  |  |  | Green (Over 5% headroom) | 23529 | 40 | 8.73 | 137 | 18 | 946956 | [9 empty] | Legacy | LEGACY | 5 | 1714 | 1714 | 0 | 0 | 0 | 2024-08 | 10091696340 | B1 Offices and Workshop businesses | 2725 | D | Natural Gas | 3 |  | Heating and Natural Ventilation | 2015-11-13 |  | 0.67 | FALSE | 53.1003 | -3.0106 | SPM-DAVY_WAY_T1_LLAY_T1 | 13867806000 | SP Energy Networks open data (API key): NDP SPM primary-group polygons + Capacity Heatmaps Information Model SPM + LTDS appendices 3/6 + NSHR
1663 | 44.4 | MARLIN INDUSTRIES, DAVY WAY, LLAY INDUSTRIAL ESTATE | WREXHAM | LL12 0PG | Wrexham |  | Factory And Premises | industrial | 1 | 4582.25 | 49323 | GIA | 126000 | Davy Way T1 / Llay T1 | inside-area | 0.52 | BRYMBO GT1 / LEGACY LOCAL GT1 / MARCHWIEL GT1 / MARCHWIEL GT2 / WREXHAM GT1 | LEGACY | SPM | 3.3 | primary | 3.258 | Green | 10 | 6.742 | thermal | 0 | 0.6 | 0 | 0.6 | 2.4 | BRYMBO GT1 / LEGACY LOCAL GT1 / MARCHWIEL GT1 / MARCHWIEL GT2 / WREXHAM GT1 | 41.8508 | GREEN | 1.6 |  |  | 0 | 0 | 0 | 10 |  |  |  |  | Green (Over 5% headroom) | 23529 | 48 | 7.28 | 275 | 18 | 956763 | [9 empty] | Legacy | LEGACY | 5 | 1714 | 1714 | 0 | 0 | 0 | 2024-08 | [12 empty] | 53.1025 | -3.013 | SPM-DAVY_WAY_T1_LLAY_T1 | 7372287000 | SP Energy Networks open data (API key): NDP SPM primary-group polygons + Capacity Heatmaps Information Model SPM + LTDS appendices 3/6 + NSHR
1664 | 44.4 | UNIT A TIR LLWY INDUSTRIAL ESTATE, ST ASAPH AVENUE | RHYL | LL18 5JA | Conwy |  | Factory And Premises | industrial | 1 | 4561.62 | 49101 | GIA | 224000 | Rhuddlan T1 | inside-area | 3.41 | HOLYWELL GT1 / RHYL GT1 / ST ASAPH GT2 / ST ASAPH GT4 | CONNAHS QUAY - PENTIR - ST ASAPH | SPM | 3.3 | primary | 3.2916 | Green | 7.5 | 4.2084 | thermal | 0 | 0 | 0 | 0 | 2.3 | HOLYWELL GT1 / RHYL GT1 / ST ASAPH GT2 / ST ASAPH GT4 | 22.4768 | GREEN | 0 |  |  | 0 | 0 | 0 | 7.5 |  |  |  |  | Green (Over 5% headroom) | 23529 | 48 | 7.25 | 274 | 10 | 246883 | [9 empty] | Connahs Quay / SASA | [9 empty] | General Industrial and Special Industrial Groups | 5187 | C | Natural Gas | 3 | 2 | Heating and Mechanical Ventilation | 2024-11-22 |  | 0.5 | FALSE | 53.2948 | -3.517 | SPM-RHUDDLAN_T1 | 7232587000 | SP Energy Networks open data (API key): NDP SPM primary-group polygons + Capacity Heatmaps Information Model SPM + LTDS appendices 3/6 + NSHR
1665 | 44.4 | WESTBANK ROAD | WREXHAM | LL12 0PZ | Wrexham | INDEPENDANT TWINE | Factory And Premises | industrial | 1 | 3802.51 | 40930 | GIA | 86000 | Davy Way T1 / Llay T1 | inside-area | 0.26 | BRYMBO GT1 / LEGACY LOCAL GT1 / MARCHWIEL GT1 / MARCHWIEL GT2 / WREXHAM GT1 | LEGACY | SPM | 3.3 | primary | 3.258 | Green | 10 | 6.742 | thermal | 0 | 0.6 | 0 | 0.6 | 2.4 | BRYMBO GT1 / LEGACY LOCAL GT1 / MARCHWIEL GT1 / MARCHWIEL GT2 / WREXHAM GT1 | 41.8508 | GREEN | 1.6 |  |  | 0 | 0 | 0 | 10 |  |  |  |  | Green (Over 5% headroom) | 23529 | 57 | 6.04 | 228 | 18 | 965156 | [9 empty] | Legacy | LEGACY | 5 | 1714 | 1714 | 0 | 0 | 0 | 2024-08 | 10013549170 | A1/A2 Retail and Financial/Professional services | 248 | D | Oil | 3 |  | Heating and Natural Ventilation | 2017-07-20 |  | 1 | FALSE | 53.0979 | -3.0047 | SPM-DAVY_WAY_T1_LLAY_T1 | 144541206 | SP Energy Networks open data (API key): NDP SPM primary-group polygons + Capacity Heatmaps Information Model SPM + LTDS appendices 3/6 + NSHR
1666 | 44.4 | MAGELLAN AEROSPACE, DAVY WAY, LLAY INDUSTRIAL ESTATE | WREXHAM | LL12 0PG | Wrexham |  | Factory And Premises | industrial | 1 | 2918.31 | 31412 | GIA | 87500 | Davy Way T1 / Llay T1 | inside-area | 0.52 | BRYMBO GT1 / LEGACY LOCAL GT1 / MARCHWIEL GT1 / MARCHWIEL GT2 / WREXHAM GT1 | LEGACY | SPM | 3.3 | primary | 3.258 | Green | 10 | 6.742 | thermal | 0 | 0.6 | 0 | 0.6 | 2.4 | BRYMBO GT1 / LEGACY LOCAL GT1 / MARCHWIEL GT1 / MARCHWIEL GT2 / WREXHAM GT1 | 41.8508 | GREEN | 1.6 |  |  | 0 | 0 | 0 | 10 |  |  |  |  | Green (Over 5% headroom) | 23529 | 75 | 4.64 | 175 | 18 | 974674 | [9 empty] | Legacy | LEGACY | 5 | 1714 | 1714 | 0 | 0 | 0 | 2024-08 | [12 empty] | 53.1025 | -3.013 | SPM-DAVY_WAY_T1_LLAY_T1 | 3620415000 | SP Energy Networks open data (API key): NDP SPM primary-group polygons + Capacity Heatmaps Information Model SPM + LTDS appendices 3/6 + NSHR
1667 | 44.4 | C S GLAZIERS NORTH WALES LTD, MINERS ROAD, LLAY INDUSTRIAL ESTATE | WREXHAM | LL12 0PJ | Wrexham |  | Factory And Premises | industrial | 1 | 2831.27 | 30476 | GIA | 75500 | Davy Way T1 / Llay T1 | inside-area | 0.28 | BRYMBO GT1 / LEGACY LOCAL GT1 / MARCHWIEL GT1 / MARCHWIEL GT2 / WREXHAM GT1 | LEGACY | SPM | 3.3 | primary | 3.258 | Green | 10 | 6.742 | thermal | 0 | 0.6 | 0 | 0.6 | 2.4 | BRYMBO GT1 / LEGACY LOCAL GT1 / MARCHWIEL GT1 / MARCHWIEL GT2 / WREXHAM GT1 | 41.8508 | GREEN | 1.6 |  |  | 0 | 0 | 0 | 10 |  |  |  |  | Green (Over 5% headroom) | 23529 | 77 | 4.5 | 170 | 18 | 975610 | [9 empty] | Legacy | LEGACY | 5 | 1714 | 1714 | 0 | 0 | 0 | 2024-08 | 10091696340 | B1 Offices and Workshop businesses | 2725 | D | Natural Gas | 3 |  | Heating and Natural Ventilation | 2015-11-13 |  | 0.67 | FALSE | 53.1003 | -3.0106 | SPM-DAVY_WAY_T1_LLAY_T1 | 11369412000 | SP Energy Networks open data (API key): NDP SPM primary-group polygons + Capacity Heatmaps Information Model SPM + LTDS appendices 3/6 + NSHR
1668 | 44.4 | CREATIVE 7, MINERS ROAD, LLAY INDUSTRIAL ESTATE | WREXHAM | LL12 0PJ | Wrexham |  | Warehouse And Premises | industrial | 1 | 2738.87 | 29481 | GIA | 77500 | Davy Way T1 / Llay T1 | inside-area | 0.28 | BRYMBO GT1 / LEGACY LOCAL GT1 / MARCHWIEL GT1 / MARCHWIEL GT2 / WREXHAM GT1 | LEGACY | SPM | 3.3 | primary | 3.258 | Green | 10 | 6.742 | thermal | 0 | 0.6 | 0 | 0.6 | 2.4 | BRYMBO GT1 / LEGACY LOCAL GT1 / MARCHWIEL GT1 / MARCHWIEL GT2 / WREXHAM GT1 | 41.8508 | GREEN | 1.6 |  |  | 0 | 0 | 0 | 10 |  |  |  |  | Green (Over 5% headroom) | 23529 | 80 | 4.35 | 68 | 18 | 976605 | [9 empty] | Legacy | LEGACY | 5 | 1714 | 1714 | 0 | 0 | 0 | 2024-08 | 10091696340 | B1 Offices and Workshop businesses | 2725 | D | Natural Gas | 3 |  | Heating and Natural Ventilation | 2015-11-13 |  | 0.67 | FALSE | 53.1003 | -3.0106 | SPM-DAVY_WAY_T1_LLAY_T1 | 10187469000 | SP Energy Networks open data (API key): NDP SPM primary-group polygons + Capacity Heatmaps Information Model SPM + LTDS appendices 3/6 + NSHR
1669 | 44.4 | UNIT B, TIR LLWYD ENTERPRISE PARK | RHYL | LL18 5JZ | Conwy |  | Factory And Premises | industrial | 1 | 2687.37 | 28927 | GIA | 116000 | Rhuddlan T1 | inside-area | 3.66 | HOLYWELL GT1 / RHYL GT1 / ST ASAPH GT2 / ST ASAPH GT4 | CONNAHS QUAY - PENTIR - ST ASAPH | SPM | 3.3 | primary | 3.2916 | Green | 7.5 | 4.2084 | thermal | 0 | 0 | 0 | 0 | 2.3 | HOLYWELL GT1 / RHYL GT1 / ST ASAPH GT2 / ST ASAPH GT4 | 22.4768 | GREEN | 0 |  |  | 0 | 0 | 0 | 7.5 |  |  |  |  | Green (Over 5% headroom) | 23529 | 81 | 4.27 | 161 | 10 | 267057 | [9 empty] | Connahs Quay / SASA | [8 empty] | 200001499095 | B1 Offices and Workshop businesses | 1349 | C | Natural Gas | 3 |  | Heating and Natural Ventilation | 2017-02-23 |  | 1 | FALSE | 53.2977 | -3.519 | SPM-RHUDDLAN_T1 | 6269480000 | SP Energy Networks open data (API key): NDP SPM primary-group polygons + Capacity Heatmaps Information Model SPM + LTDS appendices 3/6 + NSHR
1670 | 44.4 | STAR COUNTY TEXTILE SERVICES, AERIAL ROAD | WREXHAM | LL12 0TU | Wrexham |  | Factory, Office And Premises | industrial | 1 | 2365.02 | 25457 | GIA | 69500 | Davy Way T1 / Llay T1 | inside-area | 0.31 | BRYMBO GT1 / LEGACY LOCAL GT1 / MARCHWIEL GT1 / MARCHWIEL GT2 / WREXHAM GT1 | LEGACY | SPM | 3.3 | primary | 3.258 | Green | 10 | 6.742 | thermal | 0 | 0.6 | 0 | 0.6 | 2.4 | BRYMBO GT1 / LEGACY LOCAL GT1 / MARCHWIEL GT1 / MARCHWIEL GT2 / WREXHAM GT1 | 41.8508 | GREEN | 1.6 |  |  | 0 | 0 | 0 | 10 |  |  |  |  | Green (Over 5% headroom) | 23529 | 92 | 3.76 | 142 | 18 | 980629 | [9 empty] | Legacy | LEGACY | 5 | 1714 | 1714 | 0 | 0 | 0 | 2024-08 | [12 empty] | 53.0983 | -3.0028 | SPM-DAVY_WAY_T1_LLAY_T1 | 8545017000 | SP Energy Networks open data (API key): NDP SPM primary-group polygons + Capacity Heatmaps Information Model SPM + LTDS appendices 3/6 + NSHR
1671 | 44.4 | UNIT 9, TIR LLWYD ENTERPRISE PARK | RHYL | LL18 5JZ | Conwy |  | Workshop And Premises | industrial | 1 | 2275.8 | 24496 | GIA | 103000 | Rhuddlan T1 | inside-area | 3.66 | HOLYWELL GT1 / RHYL GT1 / ST ASAPH GT2 / ST ASAPH GT4 | CONNAHS QUAY - PENTIR - ST ASAPH | SPM | 3.3 | primary | 3.2916 | Green | 7.5 | 4.2084 | thermal | 0 | 0 | 0 | 0 | 2.3 | HOLYWELL GT1 / RHYL GT1 / ST ASAPH GT2 / ST ASAPH GT4 | 22.4768 | GREEN | 0 |  |  | 0 | 0 | 0 | 7.5 |  |  |  |  | Green (Over 5% headroom) | 23529 | 96 | 3.62 | 102 | 10 | 271488 | [9 empty] | Connahs Quay / SASA | [8 empty] | 200001499095 | B1 Offices and Workshop businesses | 1349 | C | Natural Gas | 3 |  | Heating and Natural Ventilation | 2017-02-23 |  | 1 | FALSE | 53.2977 | -3.519 | SPM-RHUDDLAN_T1 | 1370608000 | SP Energy Networks open data (API key): NDP SPM primary-group polygons + Capacity Heatmaps Information Model SPM + LTDS appendices 3/6 + NSHR
1672 | 44.4 | UNIT D, TIR LLWYD ENTERPRISE PARK | RHYL | LL18 5JZ | Conwy |  | Warehouse And Premises | industrial | 1 | 2245.38 | 24169 | GIA | 111000 | Rhuddlan T1 | inside-area | 3.66 | HOLYWELL GT1 / RHYL GT1 / ST ASAPH GT2 / ST ASAPH GT4 | CONNAHS QUAY - PENTIR - ST ASAPH | SPM | 3.3 | primary | 3.2916 | Green | 7.5 | 4.2084 | thermal | 0 | 0 | 0 | 0 | 2.3 | HOLYWELL GT1 / RHYL GT1 / ST ASAPH GT2 / ST ASAPH GT4 | 22.4768 | GREEN | 0 |  |  | 0 | 0 | 0 | 7.5 |  |  |  |  | Green (Over 5% headroom) | 23529 | 97 | 3.57 | 56 | 10 | 271815 | [9 empty] | Connahs Quay / SASA | [8 empty] | 200001499095 | B1 Offices and Workshop businesses | 1349 | C | Natural Gas | 3 |  | Heating and Natural Ventilation | 2017-02-23 |  | 1 | FALSE | 53.2977 | -3.519 | SPM-RHUDDLAN_T1 | 5790915000 | SP Energy Networks open data (API key): NDP SPM primary-group polygons + Capacity Heatmaps Information Model SPM + LTDS appendices 3/6 + NSHR
1673 | 44.4 | UNIT 2, BRANWEN, TIR LLWYD INDUSTRIAL ESTATE | RHYL | LL18 5JA | Conwy |  | Warehouse And Premises | industrial | 2 | 2159.04 | 23240 | GIA | 126000 | Rhuddlan T1 | inside-area | 3.41 | HOLYWELL GT1 / RHYL GT1 / ST ASAPH GT2 / ST ASAPH GT4 | CONNAHS QUAY - PENTIR - ST ASAPH | SPM | 3.3 | primary | 3.2916 | Green | 7.5 | 4.2084 | thermal | 0 | 0 | 0 | 0 | 2.3 | HOLYWELL GT1 / RHYL GT1 / ST ASAPH GT2 / ST ASAPH GT4 | 22.4768 | GREEN | 0 |  |  | 0 | 0 | 0 | 7.5 |  |  |  |  | Green (Over 5% headroom) | 23529 | 100 | 3.43 | 54 | 10 | 272744 | [9 empty] | Connahs Quay / SASA | [8 empty] | 10094422943 | Storage or Distribution | 1189 | B | Grid Supplied Electricity | 5 |  | Heating and Natural Ventilation | 2024-09-25 |  | 1 | FALSE | 53.2948 | -3.517 | SPM-RHUDDLAN_T1 | 14972035000;14972033000 | SP Energy Networks open data (API key): NDP SPM primary-group polygons + Capacity Heatmaps Information Model SPM + LTDS appendices 3/6 + NSHR
1674 | 44.4 | J H AUSTIN GROUP AT HAMILTON HOUSE, RACKERY LANE | WREXHAM | LL12 0PB | Wrexham |  | Warehouse, Office And Premises | industrial | 1 | 1935.3 | 20831 | GIA | 71500 | Davy Way T1 / Llay T1 | inside-area | 0.31 | BRYMBO GT1 / LEGACY LOCAL GT1 / MARCHWIEL GT1 / MARCHWIEL GT2 / WREXHAM GT1 | LEGACY | SPM | 3.3 | primary | 3.258 | Green | 10 | 6.742 | thermal | 0 | 0.6 | 0 | 0.6 | 2.4 | BRYMBO GT1 / LEGACY LOCAL GT1 / MARCHWIEL GT1 / MARCHWIEL GT2 / WREXHAM GT1 | 41.8508 | GREEN | 1.6 |  |  | 0 | 0 | 0 | 10 |  |  |  |  | Green (Over 5% headroom) | 23529 | 100 | 3.08 | 135 | 18 | 985255 | [9 empty] | Legacy | LEGACY | 5 | 1714 | 1714 | 0 | 0 | 0 | 2024-08 | [12 empty] | 53.1027 | -3.0057 | SPM-DAVY_WAY_T1_LLAY_T1 | 7671480000 | SP Energy Networks open data (API key): NDP SPM primary-group polygons + Capacity Heatmaps Information Model SPM + LTDS appendices 3/6 + NSHR
1675 | 44.3 | CONWY COUNTY BOROUGH COUNCIL, DINERTH ROAD | COLWYN BAY | LL28 4UW | Conwy |  | Offices And Premises | office | 1 | 3216.74 | 34625 | NIA | 167000 | Colwyn Bay T1 / Colwyn Bay T2 / Rhos-On-Sea T1 | inside-area | 1.32 | COLWYN BAY GT1 / COLWYN BAY GT2 / DOLGARROG GT2 | CONNAHS QUAY - PENTIR - ST ASAPH | SPM | 10.7 | primary | 10.67 | Green | 18 | 7.33 | thermal | 0 | 1 | 5.8 | 1 | 9.1 | COLWYN BAY GT1 / COLWYN BAY GT2 / DOLGARROG GT2 | 16.642 | GREEN | 0 |  |  | 0 | 0 | 0 | 18 |  |  |  |  | Green (Over 5% headroom) | 76292 | 100 | 5.11 | 225 | 15 | 305724 | [9 empty] | Pentir | PENTIR | 2 | 1082 | 1082 | 1025 | 57 | 39 | 2028-10 | [12 empty] | 53.3075 | -3.7542 | SPM-COLWYN_BAY_T1_COLWYN_BAY_T2_RHOS_ON_SEA_T1 | 10044566000 | SP Energy Networks open data (API key): NDP SPM primary-group polygons + Capacity Heatmaps Information Model SPM + LTDS appendices 3/6 + NSHR
1676 | 44.3 | UNITS 2 & 8 QUINTON HAZE | COLWYN BAY | LL28 5BS | Conwy |  | Workshop And Premises | industrial | 1 | 1721 | 18525 | GIA | 49750 | Colwyn Bay T1 / Colwyn Bay T2 / Rhos-On-Sea T1 | inside-area | 0.23 | COLWYN BAY GT1 / COLWYN BAY GT2 / DOLGARROG GT2 | CONNAHS QUAY - PENTIR - ST ASAPH | SPM | 10.7 | primary | 10.67 | Green | 18 | 7.33 | thermal | 0 | 1 | 5.8 | 1 | 9.1 | COLWYN BAY GT1 / COLWYN BAY GT2 / DOLGARROG GT2 | 16.642 | GREEN | 0 |  |  | 0 | 0 | 0 | 18 |  |  |  |  | Green (Over 5% headroom) | 76292 | 100 | 2.73 | 77 | 15 | 321824 | [9 empty] | Pentir | PENTIR | 2 | 1082 | 1082 | 1025 | 57 | 39 | 2028-10 | 10024343567 | B2 to B7 General Industrial and Special Industrial Groups | 1071 | C | Natural Gas | 5 |  | Heating and Natural Ventilation | 2023-04-25 |  | 0.5 | FALSE | 53.2987 | -3.7633 | SPM-COLWYN_BAY_T1_COLWYN_BAY_T2_RHOS_ON_SEA_T1 | 12908346000 | SP Energy Networks open data (API key): NDP SPM primary-group polygons + Capacity Heatmaps Information Model SPM + LTDS appendices 3/6 + NSHR
1677 | 44.3 | CONWY PLASTIC MOULDINGS, SWAN ROAD, MOCHDRE BUSINESS PARK | COLWYN BAY | LL28 5HB | Conwy |  | Factory And Premises | industrial | 1 | 1582.45 | 17033 | GIA | 44750 | Colwyn Bay T1 / Colwyn Bay T2 / Rhos-On-Sea T1 | inside-area | 0.87 | COLWYN BAY GT1 / COLWYN BAY GT2 / DOLGARROG GT2 | CONNAHS QUAY - PENTIR - ST ASAPH | SPM | 10.7 | primary | 10.67 | Green | 18 | 7.33 | thermal | 0 | 1 | 5.8 | 1 | 9.1 | COLWYN BAY GT1 / COLWYN BAY GT2 / DOLGARROG GT2 | 16.642 | GREEN | 0 |  |  | 0 | 0 | 0 | 18 |  |  |  |  | Green (Over 5% headroom) | 76292 | 100 | 2.51 | 95 | 15 | 323316 | [9 empty] | Pentir | PENTIR | 2 | 1082 | 1082 | 1025 | 57 | 39 | 2028-10 | [12 empty] | 53.2893 | -3.7665 | SPM-COLWYN_BAY_T1_COLWYN_BAY_T2_RHOS_ON_SEA_T1 | 15165552000 | SP Energy Networks open data (API key): NDP SPM primary-group polygons + Capacity Heatmaps Information Model SPM + LTDS appendices 3/6 + NSHR
1678 | 44.3 | CYGNET PLASTICS, SWAN ROAD, MOCHDRE BUSINESS PARK | COLWYN BAY | LL28 5HB | Conwy |  | Factory And Premises | industrial | 1 | 1582.45 | 17033 | GIA | 44750 | Colwyn Bay T1 / Colwyn Bay T2 / Rhos-On-Sea T1 | inside-area | 0.87 | COLWYN BAY GT1 / COLWYN BAY GT2 / DOLGARROG GT2 | CONNAHS QUAY - PENTIR - ST ASAPH | SPM | 10.7 | primary | 10.67 | Green | 18 | 7.33 | thermal | 0 | 1 | 5.8 | 1 | 9.1 | COLWYN BAY GT1 / COLWYN BAY GT2 / DOLGARROG GT2 | 16.642 | GREEN | 0 |  |  | 0 | 0 | 0 | 18 |  |  |  |  | Green (Over 5% headroom) | 76292 | 100 | 2.51 | 95 | 15 | 323316 | [9 empty] | Pentir | PENTIR | 2 | 1082 | 1082 | 1025 | 57 | 39 | 2028-10 | 10024339884 | B2 to B7 General Industrial and Special Industrial Groups | 1450 | D | Natural Gas | 3 |  | Heating and Natural Ventilation | 2021-02-17 |  | 0.75 | FALSE | 53.2893 | -3.7665 | SPM-COLWYN_BAY_T1_COLWYN_BAY_T2_RHOS_ON_SEA_T1 | 14529566000 | SP Energy Networks open data (API key): NDP SPM primary-group polygons + Capacity Heatmaps Information Model SPM + LTDS appendices 3/6 + NSHR
1679 | 44.3 | IAN HUGHES REPAIR CENTRE, GLANYWERN ROAD | COLWYN BAY | LL28 5BW | Conwy |  | Vehicle Repair Workshop And Premises | industrial | 1 | 1572.93 | 16931 | GIA | 39000 | Colwyn Bay T1 / Colwyn Bay T2 / Rhos-On-Sea T1 | inside-area | 0.12 | COLWYN BAY GT1 / COLWYN BAY GT2 / DOLGARROG GT2 | CONNAHS QUAY - PENTIR - ST ASAPH | SPM | 10.7 | primary | 10.67 | Green | 18 | 7.33 | thermal | 0 | 1 | 5.8 | 1 | 9.1 | COLWYN BAY GT1 / COLWYN BAY GT2 / DOLGARROG GT2 | 16.642 | GREEN | 0 |  |  | 0 | 0 | 0 | 18 |  |  |  |  | Green (Over 5% headroom) | 76292 | 100 | 2.5 | 71 | 15 | 323418 | [9 empty] | Pentir | PENTIR | 2 | 1082 | 1082 | 1025 | 57 | 39 | 2028-10 | [12 empty] | 53.2962 | -3.7608 | SPM-COLWYN_BAY_T1_COLWYN_BAY_T2_RHOS_ON_SEA_T1 | 5936721000 | SP Energy Networks open data (API key): NDP SPM primary-group polygons + Capacity Heatmaps Information Model SPM + LTDS appendices 3/6 + NSHR
1680 | 44.3 | UNIT 1B, MOCHDRE COMMERCE PARK | COLWYN BAY | LL28 5HB | Conwy |  | Workshop And Premises | industrial | 1 | 1431.3 | 15406 | GIA | 20750 | Colwyn Bay T1 / Colwyn Bay T2 / Rhos-On-Sea T1 | inside-area | 0.87 | COLWYN BAY GT1 / COLWYN BAY GT2 / DOLGARROG GT2 | CONNAHS QUAY - PENTIR - ST ASAPH | SPM | 10.7 | primary | 10.67 | Green | 18 | 7.33 | thermal | 0 | 1 | 5.8 | 1 | 9.1 | COLWYN BAY GT1 / COLWYN BAY GT2 / DOLGARROG GT2 | 16.642 | GREEN | 0 |  |  | 0 | 0 | 0 | 18 |  |  |  |  | Green (Over 5% headroom) | 76292 | 100 | 2.27 | 64 | 15 | 324943 | [9 empty] | Pentir | PENTIR | 2 | 1082 | 1082 | 1025 | 57 | 39 | 2028-10 | [12 empty] | 53.2893 | -3.7665 | SPM-COLWYN_BAY_T1_COLWYN_BAY_T2_RHOS_ON_SEA_T1 | 6898731000 | SP Energy Networks open data (API key): NDP SPM primary-group polygons + Capacity Heatmaps Information Model SPM + LTDS appendices 3/6 + NSHR
1681 | 44.3 | E POPPLETON AND SON LTD, CONWAY ROAD | COLWYN BAY | LL28 5HL | Conwy |  | Factory And Premises | industrial | 1 | 1205.97 | 12981 | GIA | 71500 | Colwyn Bay T1 / Colwyn Bay T2 / Rhos-On-Sea T1 | inside-area | 0.23 | COLWYN BAY GT1 / COLWYN BAY GT2 / DOLGARROG GT2 | CONNAHS QUAY - PENTIR - ST ASAPH | SPM | 10.7 | primary | 10.67 | Green | 18 | 7.33 | thermal | 0 | 1 | 5.8 | 1 | 9.1 | COLWYN BAY GT1 / COLWYN BAY GT2 / DOLGARROG GT2 | 16.642 | GREEN | 0 |  |  | 0 | 0 | 0 | 18 |  |  |  |  | Green (Over 5% headroom) | 76292 | 100 | 1.92 | 72 | 15 | 327368 | [9 empty] | Pentir | PENTIR | 2 | 1082 | 1082 | 1025 | 57 | 39 | 2028-10 | [12 empty] | 53.2968 | -3.759 | SPM-COLWYN_BAY_T1_COLWYN_BAY_T2_RHOS_ON_SEA_T1 | 7847943000 | SP Energy Networks open data (API key): NDP SPM primary-group polygons + Capacity Heatmaps Information Model SPM + LTDS appendices 3/6 + NSHR
1682 | 44.3 | UNIT 1A, MOCHDRE COMMERCE PARK | COLWYN BAY | LL28 5HB | Conwy |  | Workshop And Premises | industrial | 1 | 1161.29 | 12500 | GIA | 56000 | Colwyn Bay T1 / Colwyn Bay T2 / Rhos-On-Sea T1 | inside-area | 0.87 | COLWYN BAY GT1 / COLWYN BAY GT2 / DOLGARROG GT2 | CONNAHS QUAY - PENTIR - ST ASAPH | SPM | 10.7 | primary | 10.67 | Green | 18 | 7.33 | thermal | 0 | 1 | 5.8 | 1 | 9.1 | COLWYN BAY GT1 / COLWYN BAY GT2 / DOLGARROG GT2 | 16.642 | GREEN | 0 |  |  | 0 | 0 | 0 | 18 |  |  |  |  | Green (Over 5% headroom) | 76292 | 100 | 1.85 | 52 | 15 | 327849 | [9 empty] | Pentir | PENTIR | 2 | 1082 | 1082 | 1025 | 57 | 39 | 2028-10 | [12 empty] | 53.2893 | -3.7665 | SPM-COLWYN_BAY_T1_COLWYN_BAY_T2_RHOS_ON_SEA_T1 | 7606007000 | SP Energy Networks open data (API key): NDP SPM primary-group polygons + Capacity Heatmaps Information Model SPM + LTDS appendices 3/6 + NSHR
1683 | 44.3 | COUNCIL DEPOT, GLANYWERN ROAD | COLWYN BAY | LL28 5BW | Conwy |  | Stores, Offices, Repair Shop, Yard And Premises | industrial | 1 | 1144 | 12314 | GIA | 40500 | Colwyn Bay T1 / Colwyn Bay T2 / Rhos-On-Sea T1 | inside-area | 0.12 | COLWYN BAY GT1 / COLWYN BAY GT2 / DOLGARROG GT2 | CONNAHS QUAY - PENTIR - ST ASAPH | SPM | 10.7 | primary | 10.67 | Green | 18 | 7.33 | thermal | 0 | 1 | 5.8 | 1 | 9.1 | COLWYN BAY GT1 / COLWYN BAY GT2 / DOLGARROG GT2 | 16.642 | GREEN | 0 |  |  | 0 | 0 | 0 | 18 |  |  |  |  | Green (Over 5% headroom) | 76292 | 100 | 1.82 | 80 | 15 | 328035 | [9 empty] | Pentir | PENTIR | 2 | 1082 | 1082 | 1025 | 57 | 39 | 2028-10 | [12 empty] | 53.2962 | -3.7608 | SPM-COLWYN_BAY_T1_COLWYN_BAY_T2_RHOS_ON_SEA_T1 | 140862202 | SP Energy Networks open data (API key): NDP SPM primary-group polygons + Capacity Heatmaps Information Model SPM + LTDS appendices 3/6 + NSHR
1684 | 44.3 | UNIT 1E QUINTON HAZEL | COLWYN BAY | LL28 5BS | Conwy |  | Warehouse And Premises | industrial | 1 | 1011.88 | 10892 | GIA | 39250 | Colwyn Bay T1 / Colwyn Bay T2 / Rhos-On-Sea T1 | inside-area | 0.23 | COLWYN BAY GT1 / COLWYN BAY GT2 / DOLGARROG GT2 | CONNAHS QUAY - PENTIR - ST ASAPH | SPM | 10.7 | primary | 10.67 | Green | 18 | 7.33 | thermal | 0 | 1 | 5.8 | 1 | 9.1 | COLWYN BAY GT1 / COLWYN BAY GT2 / DOLGARROG GT2 | 16.642 | GREEN | 0 |  |  | 0 | 0 | 0 | 18 |  |  |  |  | Green (Over 5% headroom) | 76292 | 100 | 1.61 | 25 | 15 | 329457 | [9 empty] | Pentir | PENTIR | 2 | 1082 | 1082 | 1025 | 57 | 39 | 2028-10 | 10094419722 | B1 Offices and Workshop businesses | 619 | D | Natural Gas | 5 |  | Heating and Natural Ventilation | 2023-04-25 |  | 0.67 | FALSE | 53.2987 | -3.7633 | SPM-COLWYN_BAY_T1_COLWYN_BAY_T2_RHOS_ON_SEA_T1 | 15044310000 | SP Energy Networks open data (API key): NDP SPM primary-group polygons + Capacity Heatmaps Information Model SPM + LTDS appendices 3/6 + NSHR
1685 | 44.3 | UNIT 1C QUINTON HAZEL | COLWYN BAY | LL28 5BS | Conwy |  | Warehouse And Premises | industrial | 1 | 1011.22 | 10885 | GIA | 39250 | Colwyn Bay T1 / Colwyn Bay T2 / Rhos-On-Sea T1 | inside-area | 0.23 | COLWYN BAY GT1 / COLWYN BAY GT2 / DOLGARROG GT2 | CONNAHS QUAY - PENTIR - ST ASAPH | SPM | 10.7 | primary | 10.67 | Green | 18 | 7.33 | thermal | 0 | 1 | 5.8 | 1 | 9.1 | COLWYN BAY GT1 / COLWYN BAY GT2 / DOLGARROG GT2 | 16.642 | GREEN | 0 |  |  | 0 | 0 | 0 | 18 |  |  |  |  | Green (Over 5% headroom) | 76292 | 100 | 1.61 | 25 | 15 | 329464 | [9 empty] | Pentir | PENTIR | 2 | 1082 | 1082 | 1025 | 57 | 39 | 2028-10 | 10091009938 | A1/A2 Retail and Financial/Professional services | 1010 | D | Natural Gas | 5 |  | Heating and Natural Ventilation | 2023-04-25 |  | 0.67 | FALSE | 53.2987 | -3.7633 | SPM-COLWYN_BAY_T1_COLWYN_BAY_T2_RHOS_ON_SEA_T1 | 15044309000 | SP Energy Networks open data (API key): NDP SPM primary-group polygons + Capacity Heatmaps Information Model SPM + LTDS appendices 3/6 + NSHR
1686 | 44.3 | LIVER INDUSTRIAL ESTATE, LONG LANE | LIVERPOOL | L9 7ES | Liverpool | TASKERS DIY | Retail Warehouse And Premises | bigbox | 1 | 7688.52 | 82758 | GIA | 352500 | Bemrose T1 / Carr La East T1 / Lucas (Fazakerley) T1 / Norris Green T1 / West Derby T1 | inside-area | 1.45 | AINTREE GT2 / FAZAKERLEY GT1 / GILLMOSS GT2 | KIRKBY | SPM | 7 | bsp | 14.643 | Green | 37.5 | 22.857 | thermal | 0 | 0 | 0 | 0 | 9.5 | AINTREE GT2 / FAZAKERLEY GT1 / GILLMOSS GT2 | 7.016 | GREEN | 0 |  |  | 0 | 0 | 0 | 37.5 |  |  |  |  | Green (Over 5% headroom) | 49911 | 60 | 12.22 | 692 | 16 | 440847 | [9 empty] | Lister Drive | KIRKBY | 4 | 514 | 514 | 400 | 0 | 0 | 2027-08 | 38291676 | B1 Offices and Workshop businesses | 67 | B | Grid Supplied Electricity | 4 |  | Heating and Natural Ventilation | 2013-07-17 |  | 1 | FALSE | 53.4522 | -2.9464 | SPM-BEMROSE_T1_CARR_LA_EAST_T1_LUCAS_FAZAKERLEY_T1_NORRIS_GREEN_ | 859665000 | SP Energy Networks open data (API key): NDP SPM primary-group polygons + Capacity Heatmaps Information Model SPM + LTDS appendices 3/6 + NSHR
1687 | 44.3 | 1A & 1B, RACECOURSE RETAIL & BUSINESS PARK, ORMSKIRK ROAD | LIVERPOOL | L9 5AD | Sefton |  | Retail Warehouse And Premises | bigbox | 1 | 5159.32 | 55534 | GIA | 565000 | Fazakerley Hospital T1 / Jacobs T1 / Jacobs T2 / Seeds La T1 | inside-area | 1.91 | AINTREE GT2 / FAZAKERLEY GT1 / GILLMOSS GT2 | KIRKBY | SPM | 7 | bsp | 16.709 | Green | 30 | 13.291 | thermal | 0 | 0 | 0 | 0 | 14.6 | AINTREE GT2 / FAZAKERLEY GT1 / GILLMOSS GT2 | 7.016 | GREEN | 0 |  |  | 0 | 0 | 0 | 30 |  |  |  |  | Green (Over 5% headroom) | 49911 | 90 | 8.2 | 464 | 21 | 785586 | [9 empty] | Lister Drive | KIRKBY | 4 | 514 | 514 | 400 | 0 | 0 | 2027-08 | [12 empty] | 53.4761 | -2.9552 | SPM-FAZAKERLEY_HOSPITAL_T1_JACOBS_T1_JACOBS_T2_SEEDS_LA_T1 | 3367022000 | SP Energy Networks open data (API key): NDP SPM primary-group polygons + Capacity Heatmaps Information Model SPM + LTDS appendices 3/6 + NSHR
1688 | 44.3 | 2, RACECOURSE RETAIL & BUSINESS PARK, ORMSKIRK ROAD | LIVERPOOL | L9 5AD | Sefton |  | Retail Warehouse And Premises | bigbox | 1 | 4451.44 | 47915 | GIA | 412500 | Fazakerley Hospital T1 / Jacobs T1 / Jacobs T2 / Seeds La T1 | inside-area | 1.91 | AINTREE GT2 / FAZAKERLEY GT1 / GILLMOSS GT2 | KIRKBY | SPM | 7 | bsp | 16.709 | Green | 30 | 13.291 | thermal | 0 | 0 | 0 | 0 | 14.6 | AINTREE GT2 / FAZAKERLEY GT1 / GILLMOSS GT2 | 7.016 | GREEN | 0 |  |  | 0 | 0 | 0 | 30 |  |  |  |  | Green (Over 5% headroom) | 49911 | 100 | 7.07 | 401 | 21 | 793205 | [9 empty] | Lister Drive | KIRKBY | 4 | 514 | 514 | 400 | 0 | 0 | 2027-08 | [12 empty] | 53.4761 | -2.9552 | SPM-FAZAKERLEY_HOSPITAL_T1_JACOBS_T1_JACOBS_T2_SEEDS_LA_T1 | 2203108000 | SP Energy Networks open data (API key): NDP SPM primary-group polygons + Capacity Heatmaps Information Model SPM + LTDS appendices 3/6 + NSHR
1689 | 44.3 | BARNEYS BARGAINS, HARTLEY AVENUE | LIVERPOOL | L9 7DB | Liverpool |  | Retail Warehouse And Premises | bigbox | 1 | 3542.21 | 38128 | NIA | 94000 | Fazakerley Hospital T1 / Jacobs T1 / Jacobs T2 / Seeds La T1 | inside-area | 0.35 | AINTREE GT2 / FAZAKERLEY GT1 / GILLMOSS GT2 | KIRKBY | SPM | 7 | bsp | 16.709 | Green | 30 | 13.291 | thermal | 0 | 0 | 0 | 0 | 14.6 | AINTREE GT2 / FAZAKERLEY GT1 / GILLMOSS GT2 | 7.016 | GREEN | 0 |  |  | 0 | 0 | 0 | 30 |  |  |  |  | Green (Over 5% headroom) | 49911 | 100 | 5.63 | 319 | 21 | 802992 | [9 empty] | Lister Drive | KIRKBY | 4 | 514 | 514 | 400 | 0 | 0 | 2027-08 | [12 empty] | 53.4614 | -2.9537 | SPM-FAZAKERLEY_HOSPITAL_T1_JACOBS_T1_JACOBS_T2_SEEDS_LA_T1 | 15071110000 | SP Energy Networks open data (API key): NDP SPM primary-group polygons + Capacity Heatmaps Information Model SPM + LTDS appendices 3/6 + NSHR
1690 | 44.3 | ORMSKIRK ROAD | LIVERPOOL | L9 5AD | Sefton | WICKES LTD | Retail Warehouse And Premises | bigbox | 1 | 2418.3 | 26030 | GIA | 360000 | Fazakerley Hospital T1 / Jacobs T1 / Jacobs T2 / Seeds La T1 | inside-area | 1.91 | AINTREE GT2 / FAZAKERLEY GT1 / GILLMOSS GT2 | KIRKBY | SPM | 7 | bsp | 16.709 | Green | 30 | 13.291 | thermal | 0 | 0 | 0 | 0 | 14.6 | AINTREE GT2 / FAZAKERLEY GT1 / GILLMOSS GT2 | 7.016 | GREEN | 0 |  |  | 0 | 0 | 0 | 30 |  |  |  |  | Green (Over 5% headroom) | 49911 | 100 | 3.84 | 218 | 21 | 815090 | [9 empty] | Lister Drive | KIRKBY | 4 | 514 | 514 | 400 | 0 | 0 | 2027-08 | 41208216 | B1 Offices and Workshop businesses | 66 | G | Grid Supplied Electricity | 3 |  | Heating and Natural Ventilation | 2018-05-01 |  | 1 | FALSE | 53.4761 | -2.9552 | SPM-FAZAKERLEY_HOSPITAL_T1_JACOBS_T1_JACOBS_T2_SEEDS_LA_T1 | 515959134 | SP Energy Networks open data (API key): NDP SPM primary-group polygons + Capacity Heatmaps Information Model SPM + LTDS appendices 3/6 + NSHR
1691 | 44.3 | C K HOUSE AND WAREHOUSE NO2, GLANDON INDUSTRIAL ESTATE | PWLLHELI | LL53 5YT | Gwynedd |  | Warehouse And Premises | industrial | 1 | 5113.24 | 55038 | GIA | 104000 | Pwllheli T1 | inside-area | 1.04 | FOUR CROSSES GT2 / MAENTWROG GT1 / MAENTWROG GT2 | TRAWSFYNYDD | SPM | 3.2 | primary | 3.204 | Green | 7.5 | 4.296 | thermal | 0 | 0 | 0 | 0 | 1.9 | FOUR CROSSES GT2 / MAENTWROG GT1 / MAENTWROG GT2 | 4.306 | GREEN | 0 |  |  | 0 | 0 | 0 | 7.5 |  |  |  |  | Green (Over 5% headroom) | 22816 | 41 | 8.13 | 128 | 5 | 127751 | [9 empty] | Pentir | TRAWSFYNYDD | 1 | 940 | 0 | 0 | 0 | 10 | 2037-11 | [12 empty] | 52.8897 | -4.4034 | SPM-PWLLHELI_T1 | 1379276000 | SP Energy Networks open data (API key): NDP SPM primary-group polygons + Capacity Heatmaps Information Model SPM + LTDS appendices 3/6 + NSHR
1692 | 44.3 | UNITS 14 & 15, GLANDON INDUSTRIAL ESTATE | PWLLHELI | LL53 5YT | Gwynedd |  | Warehouse And Premises; Workshop, Store, Offices And Premises | industrial | 2 | 2725.55 | 29338 | GIA | 119000 | Pwllheli T1 | inside-area | 1.04 | FOUR CROSSES GT2 / MAENTWROG GT1 / MAENTWROG GT2 | TRAWSFYNYDD | SPM | 3.2 | primary | 3.204 | Green | 7.5 | 4.296 | thermal | 0 | 0 | 0 | 0 | 1.9 | FOUR CROSSES GT2 / MAENTWROG GT1 / MAENTWROG GT2 | 4.306 | GREEN | 0 |  |  | 0 | 0 | 0 | 7.5 |  |  |  |  | Green (Over 5% headroom) | 22816 | 78 | 4.33 | 123 | 5 | 153451 | [9 empty] | Pentir | TRAWSFYNYDD | 1 | 940 | 0 | 0 | 0 | 10 | 2037-11 | 10070365094 | B2 to B7 General Industrial and Special Industrial Groups | 1202 | C | Natural Gas | 3 |  | Heating and Natural Ventilation | 2020-10-15 |  | 0.67 | FALSE | 52.8897 | -4.4034 | SPM-PWLLHELI_T1 | 8075727000;198431202 | SP Energy Networks open data (API key): NDP SPM primary-group polygons + Capacity Heatmaps Information Model SPM + LTDS appendices 3/6 + NSHR
1693 | 44.3 | HALO FOODS, PENDRE INDUSTRIAL ESTATE | TYWYN | LL36 9RU | Gwynedd |  | Factory And Premises | industrial | 1 | 2408.9 | 25929 | GIA | 62000 | Tywyn T1 | inside-area | 0.46 | ABERYSTWYTH GT2 / RHYDLYDAN GT1 | SWANSEA NORTH | SPM | 3.2 | primary | 3.165 | Green | 7.5 | 4.266 | thermal | 0.1 | 0.2 | 0 | 0.3 | 2 | ABERYSTWYTH GT2 / RHYDLYDAN GT1 | 8.079 | GREEN | 0 |  |  | 0 | 0 | 0 | 7.5 |  |  |  |  | Green (Over 5% headroom) | 22816 | 88 | 3.83 | 145 | 1 | 12546 | [9 empty] | Trawsfynydd | SWANSEA NORTH | 10 | 2020.9 | 2020.9 | 400 | 0 | 61 | 2024-08 | [12 empty] | 52.5913 | -4.0774 | SPM-TYWYN_T1 | 11501243000 | SP Energy Networks open data (API key): NDP SPM primary-group polygons + Capacity Heatmaps Information Model SPM + LTDS appendices 3/6 + NSHR
1694 | 44.3 | FORSITESERVICES LTD, KERRY ROAD | NEWTOWN | SY16 1DX | Powys 1 (Montgomeryshire) |  | Factory And Premises | industrial | 2 | 2274.02 | 24477 | GIA | 40000 | Milford T1 | inside-area | 2.34 | LEGACY LOCAL GT2 / NEWTOWN GT2 / OSWESTRY GT8 / WELSHPOOL GT1 | LEGACY | SPM | 3.2 | primary | 3.168 | Green | 7.5 | 4.332 | thermal | 0 | 1 | 0 | 1 | 2.2 | LEGACY LOCAL GT2 / NEWTOWN GT2 / OSWESTRY GT8 / WELSHPOOL GT1 | 60.6676 | GREEN | 0 |  |  | 0 | 0 | 0 | 7.5 |  |  |  |  | Green (Over 5% headroom) | 22816 | 93 | 3.61 | 136 | 3 | 44481 | [9 empty] | Legacy | LEGACY | 5 | 1714 | 1714 | 0 | 0 | 0 | 2024-08 | 10011780178 | B2 to B7 General Industrial and Special Industrial Groups | 1117 | E | Oil | 3 |  | Heating and Natural Ventilation | 2020-03-03 |  | 0.5 | FALSE | 52.5135 | -3.3049 | SPM-MILFORD_T1 | 15029934000;15029934000 | SP Energy Networks open data (API key): NDP SPM primary-group polygons + Capacity Heatmaps Information Model SPM + LTDS appendices 3/6 + NSHR
1695 | 44.2 | ASDA STORES LTD, WEST LANE | RUNCORN | WA7 2PY | Halton |  | Superstore And Premises | bigbox | 1 | 10095.73 | 108669 | GIA | 1760000 | Halton Rd T1 / Murdishaw T1 / Percival La T4 / Runcorn Central T1 | inside-area | 1.56 | DUTTON GT2 / MOORE GT1 / PERCIVAL LA GT1 | FRODSHAM - INCE | SPM | 6.9 | primary | 6.937 | Green | 25 | 18.063 | thermal | 0 | 4.4 | 0 | 4.4 | 2.9 | DUTTON GT2 / MOORE GT1 / PERCIVAL LA GT1 | 32.616 | GREEN | 0 |  |  | 0 | 0 | 0 | 25 |  |  |  |  | Green (Over 5% headroom) | 49198 | 45 | 16.04 | 909 | 20 | 824903 | [9 empty] | Frodsham | FRODSHAM | 5 | 1090 | 1090 | 0 | 0 | 0 | 2029-04 | 100012808639 | Retail/Financial and Professional Services | 9362 | C | Natural Gas | 4 |  | Mixed-mode with Mechanical Ventilation | 2023-05-23 |  | 1 | FALSE | 53.3292 | -2.7012 | SPM-HALTON_RD_T1_MURDISHAW_T1_PERCIVAL_LA_T4_RUNCORN_CENTRAL_T1 | 9017278000 | SP Energy Networks open data (API key): NDP SPM primary-group polygons + Capacity Heatmaps Information Model SPM + LTDS appendices 3/6 + NSHR
1696 | 44.2 | TESCO STORE, RUNCORN SHOPPING CENTRE | RUNCORN | WA7 2BX | Halton |  | Superstore And Premises | bigbox | 1 | 6920.31 | 74490 | GIA | 482500 | Halton Rd T1 / Murdishaw T1 / Percival La T4 / Runcorn Central T1 | inside-area | 1.91 | DUTTON GT2 / MOORE GT1 / PERCIVAL LA GT1 | FRODSHAM - INCE | SPM | 6.9 | primary | 6.937 | Green | 25 | 18.063 | thermal | 0 | 4.4 | 0 | 4.4 | 2.9 | DUTTON GT2 / MOORE GT1 / PERCIVAL LA GT1 | 32.616 | GREEN | 0 |  |  | 0 | 0 | 0 | 25 |  |  |  |  | Green (Over 5% headroom) | 49198 | 66 | 11 | 623 | 20 | 859082 | [9 empty] | Frodsham | FRODSHAM | 5 | 1090 | 1090 | 0 | 0 | 0 | 2029-04 | [12 empty] | 53.3268 | -2.698 | SPM-HALTON_RD_T1_MURDISHAW_T1_PERCIVAL_LA_T4_RUNCORN_CENTRAL_T1 | 14291742000 | SP Energy Networks open data (API key): NDP SPM primary-group polygons + Capacity Heatmaps Information Model SPM + LTDS appendices 3/6 + NSHR
1697 | 44.2 | UNIT 1, BRIDGE RETAIL PARK, THOMAS JONES WAY | RUNCORN | WA7 5AQ | Halton |  | Retail Warehouse And Premises | bigbox | 1 | 2693.5 | 28993 | GIA | 224000 | Halton Rd T1 / Murdishaw T1 / Percival La T4 / Runcorn Central T1 | inside-area | 0.99 | DUTTON GT2 / MOORE GT1 / PERCIVAL LA GT1 | FRODSHAM - INCE | SPM | 6.9 | primary | 6.937 | Green | 25 | 18.063 | thermal | 0 | 4.4 | 0 | 4.4 | 2.9 | DUTTON GT2 / MOORE GT1 / PERCIVAL LA GT1 | 32.616 | GREEN | 0 |  |  | 0 | 0 | 0 | 25 |  |  |  |  | Green (Over 5% headroom) | 49198 | 100 | 4.28 | 242 | 20 | 904579 | [9 empty] | Frodsham | FRODSHAM | 5 | 1090 | 1090 | 0 | 0 | 0 | 2029-04 | 10012260453 | Retail/Financial and Professional Services | 3510 | B | Natural Gas | 3 | 1 | Heating and Natural Ventilation | 2026-06-25 |  | 1 | FALSE | 53.3393 | -2.7317 | SPM-HALTON_RD_T1_MURDISHAW_T1_PERCIVAL_LA_T4_RUNCORN_CENTRAL_T1 | 5764841000 | SP Energy Networks open data (API key): NDP SPM primary-group polygons + Capacity Heatmaps Information Model SPM + LTDS appendices 3/6 + NSHR
1698 | 44.1 | UNILEVER RESEARCH LABS, QUARRY ROAD EAST | WIRRAL | CH63 3JW | Wirral |  | Laboratory And Premises | industrial | 1 | 30394.84 | 327167 | GIA | 1560000 | Lower Bebington T1 / New Ferry T1 / Spital T1 / Unilever Research T1 | inside-area | 0.78 | BROMBOROUGH GT3 / ROCK FERRY GT2 | BIRKENHEAD | SPM | 16.2 | primary | 16.247 | Green | 30 | 13.675 | thermal | 0.3 | 2.7 | 0 | 3 | 12.5 | BROMBOROUGH GT3 / ROCK FERRY GT2 | 21.814 | GREEN | 0 |  |  | 0 | 0 | 0 | 30 |  |  |  |  | Green (Over 5% headroom) | 115508 | 35 | 48.3 | 3039 | 1 | 48146 | [9 empty] | Birkenhead | BIRKENHEAD | 0 | 0 | 0 | 0 | 0 | 90 |  | 42094093 | B1 Offices and Workshop businesses | 23485 | F | Grid Supplied Electricity | 4 |  | Air Conditioning | 2020-09-04 |  | 0.8 | FALSE | 53.3459 | -2.9983 | SPM-LOWER_BEBINGTON_T1_NEW_FERRY_T1_SPITAL_T1_UNILEVER_RESEARCH_ | 14969429000 | SP Energy Networks open data (API key): NDP SPM primary-group polygons + Capacity Heatmaps Information Model SPM + LTDS appendices 3/6 + NSHR
1699 | 44.1 | SCHOOL ROAD | SHREWSBURY | SY4 1JD | Shropshire | PENTONS HAULAGE & STORAGE LTD | Warehouse And Premises | industrial | 1 | 9306.93 | 100179 | GIA | 207000 | Express Foods T1 | inside-area | 0.38 | OSWESTRY GT5 / WHITCHURCH GT1 | LEGACY | SPM | 3.1 | bsp | 6.001 | Green | 7.5 | 1.499 | thermal | 0 | 1.3 | 0 | 1.3 | 5.9 | OSWESTRY GT5 / WHITCHURCH GT1 / WEM GT1 | 3.1024 | AMBER | 0 |  |  | 0 | 0 | 0 | 7.5 |  |  |  |  | Green (Over 5% headroom) | 22103 | 22 | 14.79 | 233 | 0 | 0 | [9 empty] | Legacy | LEGACY | 5 | 1714 | 1714 | 0 | 0 | 0 | 2024-08 | [12 empty] | 52.7957 | -2.9118 | SPM-EXPRESS_FOODS_T1 | 2116440000 | SP Energy Networks open data (API key): NDP SPM primary-group polygons + Capacity Heatmaps Information Model SPM + LTDS appendices 3/6 + NSHR
1700 | 44.1 | BUILDING A7, WEM INDUSTRIAL ESTATE, SOULTON ROAD | SHREWSBURY | SY4 5SD | Shropshire |  | Workshop And Premises | industrial | 1 | 3974.24 | 42778 | GIA | 142000 | Wem East T1 | inside-area | 0.37 | OSWESTRY GT5 / WHITCHURCH GT1 | LEGACY | SPM | 3.1 | bsp | 4.33 | Green | 7.5 | 3.17 | thermal | 0 | 0 | 0 | 0 | 3.7 | OSWESTRY GT5 / WHITCHURCH GT1 / WEM GT1 | 3.1024 | AMBER | 0 |  |  | 0 | 0 | 0 | 7.5 |  |  |  |  | Green (Over 5% headroom) | 22103 | 52 | 6.32 | 179 | 7 | 145611 | [9 empty] | Legacy | LEGACY | 5 | 1714 | 1714 | 0 | 0 | 0 | 2024-08 | [12 empty] | 52.8641 | -2.7062 | SPM-WEM_EAST_T1 | 10321758000 | SP Energy Networks open data (API key): NDP SPM primary-group polygons + Capacity Heatmaps Information Model SPM + LTDS appendices 3/6 + NSHR
1701 | 44.1 | WEM ENGINEERING CENTRE, CHURCH LANE | SHREWSBURY | SY4 5HS | Shropshire | HOLBORNE ENGINEERING UNIT 2 | Workshop And Premises | industrial | 3 | 3565.04 | 38374 | GIA | 126500 | Wem East T1 | inside-area | 0.37 | OSWESTRY GT5 / WHITCHURCH GT1 | LEGACY | SPM | 3.1 | bsp | 4.33 | Green | 7.5 | 3.17 | thermal | 0 | 0 | 0 | 0 | 3.7 | OSWESTRY GT5 / WHITCHURCH GT1 / WEM GT1 | 3.1024 | AMBER | 0 |  |  | 0 | 0 | 0 | 7.5 |  |  |  |  | Green (Over 5% headroom) | 22103 | 58 | 5.67 | 160 | 7 | 150015 | [9 empty] | Legacy | LEGACY | 5 | 1714 | 1714 | 0 | 0 | 0 | 2024-08 | 10033727191 | B2 to B7 General Industrial and Special Industrial Groups | 1343 | C | Natural Gas | 3 |  | Heating and Natural Ventilation | 2018-02-28 |  | 1 | FALSE | 52.8579 | -2.7084 | SPM-WEM_EAST_T1 | 9391754000;9561293000;11679545000 | SP Energy Networks open data (API key): NDP SPM primary-group polygons + Capacity Heatmaps Information Model SPM + LTDS appendices 3/6 + NSHR
1702 | 44.1 | UNIT 6, MULBRY BUSINESS PARK, SHAKESPEARE WAY | WHITCHURCH | SY13 1LJ | Shropshire |  | Warehouse And Premises | industrial | 2 | 3435.38 | 36978 | GIA | 128000 | Yockings Gate T1 | inside-area | 1.29 | OSWESTRY GT5 / WHITCHURCH GT1 | LEGACY | SPM | 3.1 | bsp | 6.557 | Green | 10 | 3.443 | thermal | 0 | 0 | 0 | 0 | 5.9 | OSWESTRY GT5 / WHITCHURCH GT1 / WEM GT1 | 3.1024 | AMBER | 0 |  |  | 0 | 0 | 0 | 10 |  |  |  |  | Green (Over 5% headroom) | 22103 | 60 | 5.46 | 86 | 9 | 863996 | [9 empty] | Frodsham | LEGACY | 5 | 1714 | 1714 | 0 | 0 | 0 | 2024-08 | [12 empty] | 52.9647 | -2.6626 | SPM-YOCKINGS_GATE_T1 | 10481246000;9573971000 | SP Energy Networks open data (API key): NDP SPM primary-group polygons + Capacity Heatmaps Information Model SPM + LTDS appendices 3/6 + NSHR
1703 | 44.1 | UNITS E17 & F11-F13, WEM INDUSTRIAL ESTATE, SOULTON ROAD | SHREWSBURY | SY4 5SD | Shropshire |  | Workshop And Premises | industrial | 1 | 2679.67 | 28844 | GIA | 52000 | Wem East T1 | inside-area | 0.37 | OSWESTRY GT5 / WHITCHURCH GT1 | LEGACY | SPM | 3.1 | bsp | 4.33 | Green | 7.5 | 3.17 | thermal | 0 | 0 | 0 | 0 | 3.7 | OSWESTRY GT5 / WHITCHURCH GT1 / WEM GT1 | 3.1024 | AMBER | 0 |  |  | 0 | 0 | 0 | 7.5 |  |  |  |  | Green (Over 5% headroom) | 22103 | 77 | 4.26 | 121 | 7 | 159545 | [9 empty] | Legacy | LEGACY | 5 | 1714 | 1714 | 0 | 0 | 0 | 2024-08 | [12 empty] | 52.8641 | -2.7062 | SPM-WEM_EAST_T1 | 14975649000 | SP Energy Networks open data (API key): NDP SPM primary-group polygons + Capacity Heatmaps Information Model SPM + LTDS appendices 3/6 + NSHR
1704 | 44.1 | UNITS 21A 21B AND 22, CIVIC PARK INDUSTRIAL ESTATE, WAYMILLS | WHITCHURCH | SY13 1RT | Shropshire |  | Factory And Premises | industrial | 1 | 2519.8 | 27123 | GIA | 125000 | Yockings Gate T1 | inside-area | 0.81 | OSWESTRY GT5 / WHITCHURCH GT1 | LEGACY | SPM | 3.1 | bsp | 6.557 | Green | 10 | 3.443 | thermal | 0 | 0 | 0 | 0 | 5.9 | OSWESTRY GT5 / WHITCHURCH GT1 / WEM GT1 | 3.1024 | AMBER | 0 |  |  | 0 | 0 | 0 | 10 |  |  |  |  | Green (Over 5% headroom) | 22103 | 81 | 4 | 151 | 9 | 873851 | [9 empty] | Frodsham | LEGACY | 5 | 1714 | 1714 | 0 | 0 | 0 | 2024-08 | [12 empty] | 52.967 | -2.6695 | SPM-YOCKINGS_GATE_T1 | 272737234 | SP Energy Networks open data (API key): NDP SPM primary-group polygons + Capacity Heatmaps Information Model SPM + LTDS appendices 3/6 + NSHR
1705 | 44.1 | UNIT 3, WAYMILLS INDUSTRIAL ESTATE, WAYMILLS | WHITCHURCH | SY13 1TT | Shropshire |  | Factory And Premises; Workshop And Premises | industrial | 2 | 2399.27 | 25826 | GIA | 118500 | Yockings Gate T1 | inside-area | 1.02 | OSWESTRY GT5 / WHITCHURCH GT1 | LEGACY | SPM | 3.1 | bsp | 6.557 | Green | 10 | 3.443 | thermal | 0 | 0 | 0 | 0 | 5.9 | OSWESTRY GT5 / WHITCHURCH GT1 / WEM GT1 | 3.1024 | AMBER | 0 |  |  | 0 | 0 | 0 | 10 |  |  |  |  | Green (Over 5% headroom) | 22103 | 86 | 3.81 | 144 | 9 | 875148 | [9 empty] | Frodsham | LEGACY | 5 | 1714 | 1714 | 0 | 0 | 0 | 2024-08 | 10013143146 | Storage or Distribution | 327 | C | Grid Supplied Electricity | 3 |  | Heating and Natural Ventilation | 2026-07-06 |  | 1 | FALSE | 52.9654 | -2.6679 | SPM-YOCKINGS_GATE_T1 | 167959234;10965222000 | SP Energy Networks open data (API key): NDP SPM primary-group polygons + Capacity Heatmaps Information Model SPM + LTDS appendices 3/6 + NSHR
1706 | 44.1 | THE CHEESE WAREHOUSE LTD, CIVIC PARK INDUSTRIAL ESTATE, WAYMILLS | WHITCHURCH | SY13 1TT | Shropshire |  | Factory And Premises | industrial | 1 | 2189.06 | 23563 | GIA | 113000 | Yockings Gate T1 | inside-area | 1.02 | OSWESTRY GT5 / WHITCHURCH GT1 | LEGACY | SPM | 3.1 | bsp | 6.557 | Green | 10 | 3.443 | thermal | 0 | 0 | 0 | 0 | 5.9 | OSWESTRY GT5 / WHITCHURCH GT1 / WEM GT1 | 3.1024 | AMBER | 0 |  |  | 0 | 0 | 0 | 10 |  |  |  |  | Green (Over 5% headroom) | 22103 | 94 | 3.48 | 131 | 9 | 877411 | [9 empty] | Frodsham | LEGACY | 5 | 1714 | 1714 | 0 | 0 | 0 | 2024-08 | 100071576795 | B2 to B7 General Industrial and Special Industrial Groups | 831 | C | Natural Gas | 3 |  | Heating and Natural Ventilation | 2013-06-18 |  | 0.67 | FALSE | 52.9654 | -2.6679 | SPM-YOCKINGS_GATE_T1 | 3824764000 | SP Energy Networks open data (API key): NDP SPM primary-group polygons + Capacity Heatmaps Information Model SPM + LTDS appendices 3/6 + NSHR
1707 | 44 | CHESTER ROAD | RUNCORN | WA7 3AX | Halton | 02 (UK) LTD | Offices And Premises | office | 1 | 18440.7 | 198494 | NIA | 1810000 | Bass Charrington T1 / Bass Charrington T2 / Clifton T1 / Ykk T1 | inside-area | 4.08 | DUTTON GT2 / MOORE GT1 / PERCIVAL LA GT1 | FRODSHAM - INCE | SPM | 15 | primary | 14.99 | Green | 30 | 15.01 | thermal | 0 | 6.4 | 0 | 6.4 | 12.2 | DUTTON GT2 / MOORE GT1 / PERCIVAL LA GT1 | 32.616 | GREEN | 0 |  |  | 0 | 0 | 0 | 30 |  |  |  |  | Green (Over 5% headroom) | 106952 | 54 | 29.3 | 1291 | 36 | 3647996 | [9 empty] | Frodsham | FRODSHAM | 5 | 1090 | 1090 | 0 | 0 | 0 | 2029-04 | [12 empty] | 53.3192 | -2.6551 | SPM-BASS_CHARRINGTON_T1_BASS_CHARRINGTON_T2_CLIFTON_T1_YKK_T1 | 2382520000 | SP Energy Networks open data (API key): NDP SPM primary-group polygons + Capacity Heatmaps Information Model SPM + LTDS appendices 3/6 + NSHR
1708 | 44 | UNIT 7, ABBOTS PARK | RUNCORN | WA7 3GH | Halton |  | Offices And Premises | office | 1 | 1521.3 | 16375 | NIA | 196000 | Bass Charrington T1 / Bass Charrington T2 / Clifton T1 / Ykk T1 | inside-area | 3.86 | DUTTON GT2 / MOORE GT1 / PERCIVAL LA GT1 | FRODSHAM - INCE | SPM | 15 | primary | 14.99 | Green | 30 | 15.01 | thermal | 0 | 6.4 | 0 | 6.4 | 12.2 | DUTTON GT2 / MOORE GT1 / PERCIVAL LA GT1 | 32.616 | GREEN | 0 |  |  | 0 | 0 | 0 | 30 |  |  |  |  | Green (Over 5% headroom) | 106952 | 100 | 2.42 | 106 | 36 | 3830115 | [9 empty] | Frodsham | FRODSHAM | 5 | 1090 | 1090 | 0 | 0 | 0 | 2029-04 | 10010608556 | B1 Offices and Workshop businesses | 655 | D | Grid Supplied Electricity | 3 |  | Air Conditioning | 2021-11-17 |  | 0.5 | FALSE | 53.3173 | -2.6588 | SPM-BASS_CHARRINGTON_T1_BASS_CHARRINGTON_T2_CLIFTON_T1_YKK_T1 | 4988365000 | SP Energy Networks open data (API key): NDP SPM primary-group polygons + Capacity Heatmaps Information Model SPM + LTDS appendices 3/6 + NSHR
1709 | 44 | UNIT G, WREXHAM TECHNOLOGY PARK, CROESNEWYDD ROAD | WREXHAM | LL13 7YT | Wrexham |  | Offices And Premises | office | 1 | 1106.59 | 11911 | NIA | 104000 | Bersham Rd T1 / Ind Coope T1 / Rhyd Broughton La T1 / Tuttle St T1 | inside-area | 1.05 | BRYMBO GT1 / LEGACY LOCAL GT1 / MARCHWIEL GT1 / MARCHWIEL GT2 / WREXHAM GT1 | LEGACY | SPM | 15 | primary | 14.957 | Green | 30 | 15.043 | thermal | 0 | 0 | 0 | 0 | 11.6 | BRYMBO GT1 / LEGACY LOCAL GT1 / MARCHWIEL GT1 / MARCHWIEL GT2 / WREXHAM GT1 | 41.8508 | GREEN | 1.6 |  |  | 0 | 0 | 0 | 30 |  |  |  |  | Green (Over 5% headroom) | 106952 | 100 | 1.76 | 77 | 21 | 962845 | [9 empty] | Legacy | LEGACY | 5 | 1714 | 1714 | 0 | 0 | 0 | 2024-08 | 10091696341 | B1 Offices and Workshop businesses | 1267 | C | Grid Supplied Electricity | 3 |  | Air Conditioning | 2022-06-28 |  | 0.75 | FALSE | 53.0489 | -3.0097 | SPM-BERSHAM_RD_T1_IND_COOPE_T1_RHYD_BROUGHTON_LA_T1_TUTTLE_ST_T1 | 10687776000 | SP Energy Networks open data (API key): NDP SPM primary-group polygons + Capacity Heatmaps Information Model SPM + LTDS appendices 3/6 + NSHR
1710 | 44 | CONNECTEC, WREXHAM TECHNOLOGY PARK, CROESNEWYDD ROAD | WREXHAM | LL13 7YP | Wrexham |  | Offices And Premises | office | 1 | 1048.9 | 11290 | NIA | 53000 | Bersham Rd T1 / Ind Coope T1 / Rhyd Broughton La T1 / Tuttle St T1 | inside-area | 1.06 | BRYMBO GT1 / LEGACY LOCAL GT1 / MARCHWIEL GT1 / MARCHWIEL GT2 / WREXHAM GT1 | LEGACY | SPM | 15 | primary | 14.957 | Green | 30 | 15.043 | thermal | 0 | 0 | 0 | 0 | 11.6 | BRYMBO GT1 / LEGACY LOCAL GT1 / MARCHWIEL GT1 / MARCHWIEL GT2 / WREXHAM GT1 | 41.8508 | GREEN | 1.6 |  |  | 0 | 0 | 0 | 30 |  |  |  |  | Green (Over 5% headroom) | 106952 | 100 | 1.67 | 73 | 21 | 963466 | [9 empty] | Legacy | LEGACY | 5 | 1714 | 1714 | 0 | 0 | 0 | 2024-08 | 10023170388 | B1 Offices and Workshop businesses | 702 | E | Grid Supplied Electricity | 3 |  | Heating and Natural Ventilation | 2013-10-31 |  | 0.5 | FALSE | 53.049 | -3.0141 | SPM-BERSHAM_RD_T1_IND_COOPE_T1_RHYD_BROUGHTON_LA_T1_TUTTLE_ST_T1 | 13385298000 | SP Energy Networks open data (API key): NDP SPM primary-group polygons + Capacity Heatmaps Information Model SPM + LTDS appendices 3/6 + NSHR
1711 | 44 | AINSDALE HOPE C OF E HIGH SCHOOL, SANDRINGHAM ROAD | SOUTHPORT | PR8 4QD | Sefton |  | Offices And Premises | office | 1 | 3648.14 | 39268 | NIA | 98000 | Banastre Rd T1 / Dover Rd T1 / Grantham Cl T1 | inside-area | 2.07 | FORMBY GT2B / SOUTHPORT GT1 / SOUTHPORT GT2 | KIRKBY | SPM | 10.5 | primary | 10.476 | Green | 20 | 9.524 | thermal | 0 | 0 | 0.6 | 0 | 8.1 | FORMBY GT2B / SOUTHPORT GT1 / SOUTHPORT GT2 | 12.484 | GREEN | 0 |  |  | 0 | 0 | 0 | 20 |  |  |  |  | Green (Over 5% headroom) | 74866 | 100 | 5.8 | 255 | 2 | 218501 | [9 empty] | Lister Drive | KIRKBY | 4 | 514 | 514 | 400 | 0 | 0 | 2027-08 | [12 empty] | 53.6202 | -3.0219 | SPM-BANASTRE_RD_T1_DOVER_RD_T1_GRANTHAM_CL_T1 | 12573521000 | SP Energy Networks open data (API key): NDP SPM primary-group polygons + Capacity Heatmaps Information Model SPM + LTDS appendices 3/6 + NSHR
1712 | 44 | NEW HOUSE FARM | WEM | SY4 5UN | Shropshire |  | Warehouse And Premises | industrial | 1 | 4544.6 | 48918 | GIA | 33000 | Wem T1 | inside-area | 1.93 | OSWESTRY GT5 / WHITCHURCH GT1 | LEGACY | SPM | 3 | primary | 2.984 | Green | 7.5 | 4.516 | thermal | 0 | 0.6 | 0 | 0.6 | 2.4 | OSWESTRY GT5 / WHITCHURCH GT1 / WEM GT1 | 3.1024 | AMBER | 0 |  |  | 0 | 0 | 0 | 7.5 |  |  |  |  | Green (Over 5% headroom) | 21390 | 44 | 7.22 | 114 | 2 | 64009 | [9 empty] | Legacy | LEGACY | 5 | 1714 | 1714 | 0 | 0 | 0 | 2024-08 | [12 empty] | 52.8724 | -2.7309 | SPM-WEM_T1 | 3599577000 | SP Energy Networks open data (API key): NDP SPM primary-group polygons + Capacity Heatmaps Information Model SPM + LTDS appendices 3/6 + NSHR
1713 | 44 | UNIT 2 11 & 12, MARIAN MAWR INDUSTRIAL ESTATE | DOLGELLAU | LL40 1UU | Gwynedd |  | Warehouse, Workshop Offices And Premises; Workshops, Offices And Premises | industrial | 2 | 4501.08 | 48449 | GIA | 152000 | Dolgellau T1 | inside-area | 1.19 | FOUR CROSSES GT2 / MAENTWROG GT1 / MAENTWROG GT2 | TRAWSFYNYDD | SPM | 3 | primary | 3.03 | Green | 7.5 | 4.37 | thermal | 0.1 | 0.1 | 1 | 0.2 | 2.2 | FOUR CROSSES GT2 / MAENTWROG GT1 / MAENTWROG GT2 | 4.306 | GREEN | 0 |  |  | 0 | 0 | 0 | 7.5 |  |  |  |  | Green (Over 5% headroom) | 21390 | 44 | 7.15 | 203 | 4 | 83311 | [9 empty] | Trawsfynydd | TRAWSFYNYDD | 1 | 940 | 0 | 0 | 0 | 10 | 2037-11 | 10070355532 | B2 to B7 General Industrial and Special Industrial Groups | 2355 | D | Natural Gas | 3 |  | Heating and Natural Ventilation | 2020-02-19 |  | 1 | FALSE | 52.7428 | -3.8902 | SPM-DOLGELLAU_T1 | 1770223000;8597126000 | SP Energy Networks open data (API key): NDP SPM primary-group polygons + Capacity Heatmaps Information Model SPM + LTDS appendices 3/6 + NSHR
1714 | 44 | FOUR LANE ENDS, WATERLOO | WHITCHURCH | SY13 2PX | Shropshire |  | Factory And Premises | industrial | 1 | 4029.3 | 43371 | GIA | 82000 | Wem T1 | inside-area | 4.28 | OSWESTRY GT5 / WHITCHURCH GT1 | LEGACY | SPM | 3 | primary | 2.984 | Green | 7.5 | 4.516 | thermal | 0 | 0.6 | 0 | 0.6 | 2.4 | OSWESTRY GT5 / WHITCHURCH GT1 / WEM GT1 | 3.1024 | AMBER | 0 |  |  | 0 | 0 | 0 | 7.5 |  |  |  |  | Green (Over 5% headroom) | 21390 | 49 | 6.4 | 242 | 2 | 69556 | [9 empty] | Legacy | LEGACY | 5 | 1714 | 1714 | 0 | 0 | 0 | 2024-08 | [12 empty] | 52.8922 | -2.7468 | SPM-WEM_T1 | 166896234 | SP Energy Networks open data (API key): NDP SPM primary-group polygons + Capacity Heatmaps Information Model SPM + LTDS appendices 3/6 + NSHR
1715 | 44 | UNIT 1 CORNER POINT, WILSON ROAD | LIVERPOOL | L36 6AF | Knowsley |  | Warehouse And Premises | industrial | 2 | 3251.65 | 35000 | GIA | 243000 | Huyton Hey Rd T1 / Wilson Rd T1 | inside-area | 0.66 | GATEACRE GT1 / HUYTON GT1 / KIRKBY GT3 / PRESCOT GT1A | RAINHILL | SPM | 3 | primary | 2.956 | Green | 10 | 7.044 | thermal | 0 | 0 | 0 | 0 | 1.1 | GATEACRE GT1 / HUYTON GT1 / KIRKBY GT3 / PRESCOT GT1A | 31.422 | GREEN | 0 |  |  | 0 | 0 | 0 | 10 |  |  |  |  | Green (Over 5% headroom) | 21390 | 61 | 5.17 | 81 | 7 | 190699 | [9 empty] | Kirkby (_D) | RAINHILL | 1 | 85.5 | 85.5 | 0 | 0 | 57 | 2026-09 | 40067073 | B2 to B7 General Industrial and Special Industrial Groups | 583 | C | Natural Gas | 3 |  | Heating and Natural Ventilation | 2019-11-28 |  | 1 | FALSE | 53.4068 | -2.8263 | SPM-HUYTON_HEY_RD_T1_WILSON_RD_T1 | 11526610000;13286919000 | SP Energy Networks open data (API key): NDP SPM primary-group polygons + Capacity Heatmaps Information Model SPM + LTDS appendices 3/6 + NSHR
1716 | 44 | RG STONES (BUILDINGS) LTD, PREESGWEENE | OSWESTRY | SY10 7TZ | Shropshire |  | Workshop And Premises | industrial | 1 | 3001.07 | 32303 | GIA | 89000 | Ifton T1 / Ifton T2 | inside-area | 3.14 | LEGACY LOCAL GT2 / NEWTOWN GT2 / OSWESTRY GT8 / WELSHPOOL GT1 | LEGACY | SPM | 3 | primary | 2.957 | Green | 10 | 6.803 | thermal | 0.5 | 1.3 | 1.4 | 1.8 | 1.6 | LEGACY LOCAL GT2 / NEWTOWN GT2 / OSWESTRY GT8 / WELSHPOOL GT1 | 60.6676 | GREEN | 0 |  |  | 0 | 0 | 0 | 10 |  |  |  |  | Green (Over 5% headroom) | 21390 | 66 | 4.77 | 135 | 10 | 298961 | [9 empty] | Legacy | LEGACY | 5 | 1714 | 1714 | 0 | 0 | 0 | 2024-08 | [12 empty] | 52.918 | -3.0527 | SPM-IFTON_T1_IFTON_T2 | 9533603000 | SP Energy Networks open data (API key): NDP SPM primary-group polygons + Capacity Heatmaps Information Model SPM + LTDS appendices 3/6 + NSHR
1717 | 44 | EUROVIA GROUP LTD | OSWESTRY | SY11 4AQ | Shropshire |  | Warehouse, Offices And Premises | industrial | 1 | 2721.28 | 29292 | GIA | 57500 | Ifton T1 / Ifton T2 | inside-area | 6.17 | LEGACY LOCAL GT2 / NEWTOWN GT2 / OSWESTRY GT8 / WELSHPOOL GT1 | LEGACY | SPM | 3 | primary | 2.957 | Green | 10 | 6.803 | thermal | 0.5 | 1.3 | 1.4 | 1.8 | 1.6 | LEGACY LOCAL GT2 / NEWTOWN GT2 / OSWESTRY GT8 / WELSHPOOL GT1 | 60.6676 | GREEN | 0 |  |  | 0 | 0 | 0 | 10 |  |  |  |  | Green (Over 5% headroom) | 21390 | 73 | 4.32 | 190 | 10 | 301972 | [9 empty] | Legacy | LEGACY | 5 | 1714 | 1714 | 0 | 0 | 0 | 2024-08 | [12 empty] | 52.8732 | -3.0165 | SPM-IFTON_T1_IFTON_T2 | 10554107000 | SP Energy Networks open data (API key): NDP SPM primary-group polygons + Capacity Heatmaps Information Model SPM + LTDS appendices 3/6 + NSHR
1718 | 44 | UNITS 11E-G, WILSON ROAD | LIVERPOOL | L36 6AN | Knowsley |  | Factory And Premises | industrial | 1 | 2578.46 | 27754 | GIA | 75000 | Huyton Hey Rd T1 / Wilson Rd T1 | inside-area | 0.81 | GATEACRE GT1 / HUYTON GT1 / KIRKBY GT3 / PRESCOT GT1A | RAINHILL | SPM | 3 | primary | 2.956 | Green | 10 | 7.044 | thermal | 0 | 0 | 0 | 0 | 1.1 | GATEACRE GT1 / HUYTON GT1 / KIRKBY GT3 / PRESCOT GT1A | 31.422 | GREEN | 0 |  |  | 0 | 0 | 0 | 10 |  |  |  |  | Green (Over 5% headroom) | 21390 | 77 | 4.1 | 155 | 7 | 197945 | [9 empty] | Kirkby (_D) | RAINHILL | 1 | 85.5 | 85.5 | 0 | 0 | 57 | 2026-09 | 40074805 | B1 Offices and Workshop businesses | 879 | D | Natural Gas | 3 |  | Heating and Natural Ventilation | 2014-07-17 |  | 0.5 | FALSE | 53.4057 | -2.825 | SPM-HUYTON_HEY_RD_T1_WILSON_RD_T1 | 10516055000 | SP Energy Networks open data (API key): NDP SPM primary-group polygons + Capacity Heatmaps Information Model SPM + LTDS appendices 3/6 + NSHR
1719 | 44 | A C PLASTICS, WILSON ROAD | LIVERPOOL | L36 6AN | Knowsley |  | Workshop And Premises | industrial | 1 | 2515.43 | 27076 | GIA | 98000 | Huyton Hey Rd T1 / Wilson Rd T1 | inside-area | 0.81 | GATEACRE GT1 / HUYTON GT1 / KIRKBY GT3 / PRESCOT GT1A | RAINHILL | SPM | 3 | primary | 2.956 | Green | 10 | 7.044 | thermal | 0 | 0 | 0 | 0 | 1.1 | GATEACRE GT1 / HUYTON GT1 / KIRKBY GT3 / PRESCOT GT1A | 31.422 | GREEN | 0 |  |  | 0 | 0 | 0 | 10 |  |  |  |  | Green (Over 5% headroom) | 21390 | 79 | 4 | 113 | 7 | 198623 | [9 empty] | Kirkby (_D) | RAINHILL | 1 | 85.5 | 85.5 | 0 | 0 | 57 | 2026-09 | 40074805 | B1 Offices and Workshop businesses | 879 | D | Natural Gas | 3 |  | Heating and Natural Ventilation | 2014-07-17 |  | 0.5 | FALSE | 53.4057 | -2.825 | SPM-HUYTON_HEY_RD_T1_WILSON_RD_T1 | 9606339000 | SP Energy Networks open data (API key): NDP SPM primary-group polygons + Capacity Heatmaps Information Model SPM + LTDS appendices 3/6 + NSHR
1720 | 44 | FARM AND PET PLACE LTD, GLEDRID INDUSTRIAL PARK, GLEDRID | WREXHAM | LL14 5DG | Shropshire |  | Warehouse And Premises | industrial | 1 | 2483.91 | 26737 | GIA | 102000 | Ifton T1 / Ifton T2 | inside-area | 2.5 | LEGACY LOCAL GT2 / NEWTOWN GT2 / OSWESTRY GT8 / WELSHPOOL GT1 | LEGACY | SPM | 3 | primary | 2.957 | Green | 10 | 6.803 | thermal | 0.5 | 1.3 | 1.4 | 1.8 | 1.6 | LEGACY LOCAL GT2 / NEWTOWN GT2 / OSWESTRY GT8 / WELSHPOOL GT1 | 60.6676 | GREEN | 0 |  |  | 0 | 0 | 0 | 10 |  |  |  |  | Green (Over 5% headroom) | 21390 | 80 | 3.95 | 62 | 10 | 304527 | [9 empty] | Legacy | LEGACY | 5 | 1714 | 1714 | 0 | 0 | 0 | 2024-08 | [12 empty] | 52.9212 | -3.0444 | SPM-IFTON_T1_IFTON_T2 | 9549006000 | SP Energy Networks open data (API key): NDP SPM primary-group polygons + Capacity Heatmaps Information Model SPM + LTDS appendices 3/6 + NSHR
1721 | 44 | CALFIRE GROUP LIMITED, GLEDRID | WREXHAM | LL14 5DG | Shropshire |  | Warehouse And Premises | industrial | 1 | 2399.91 | 25832 | GIA | 121000 | Ifton T1 / Ifton T2 | inside-area | 2.5 | LEGACY LOCAL GT2 / NEWTOWN GT2 / OSWESTRY GT8 / WELSHPOOL GT1 | LEGACY | SPM | 3 | primary | 2.957 | Green | 10 | 6.803 | thermal | 0.5 | 1.3 | 1.4 | 1.8 | 1.6 | LEGACY LOCAL GT2 / NEWTOWN GT2 / OSWESTRY GT8 / WELSHPOOL GT1 | 60.6676 | GREEN | 0 |  |  | 0 | 0 | 0 | 10 |  |  |  |  | Green (Over 5% headroom) | 21390 | 83 | 3.81 | 60 | 10 | 305432 | [9 empty] | Legacy | LEGACY | 5 | 1714 | 1714 | 0 | 0 | 0 | 2024-08 | [12 empty] | 52.9212 | -3.0444 | SPM-IFTON_T1_IFTON_T2 | 2338200000 | SP Energy Networks open data (API key): NDP SPM primary-group polygons + Capacity Heatmaps Information Model SPM + LTDS appendices 3/6 + NSHR
1722 | 44 | UNIT 9, WILSON ROAD | LIVERPOOL | L36 6AN | Knowsley |  | Factory And Premises | industrial | 1 | 2368.03 | 25489 | GIA | 133000 | Huyton Hey Rd T1 / Wilson Rd T1 | inside-area | 0.81 | GATEACRE GT1 / HUYTON GT1 / KIRKBY GT3 / PRESCOT GT1A | RAINHILL | SPM | 3 | primary | 2.956 | Green | 10 | 7.044 | thermal | 0 | 0 | 0 | 0 | 1.1 | GATEACRE GT1 / HUYTON GT1 / KIRKBY GT3 / PRESCOT GT1A | 31.422 | GREEN | 0 |  |  | 0 | 0 | 0 | 10 |  |  |  |  | Green (Over 5% headroom) | 21390 | 84 | 3.76 | 142 | 7 | 200210 | [9 empty] | Kirkby (_D) | RAINHILL | 1 | 85.5 | 85.5 | 0 | 0 | 57 | 2026-09 | 40074805 | B1 Offices and Workshop businesses | 879 | D | Natural Gas | 3 |  | Heating and Natural Ventilation | 2014-07-17 |  | 0.5 | FALSE | 53.4057 | -2.825 | SPM-HUYTON_HEY_RD_T1_WILSON_RD_T1 | 405011134 | SP Energy Networks open data (API key): NDP SPM primary-group polygons + Capacity Heatmaps Information Model SPM + LTDS appendices 3/6 + NSHR
1723 | 44 | HIGHWAYS DEPOT, BALA ROAD | DOLGELLAU | LL40 2YF | Gwynedd |  | Storage Depot And Premises | industrial | 1 | 2166.85 | 23324 | GIA | 63000 | Dolgellau T1 | inside-area | 0.59 | FOUR CROSSES GT2 / MAENTWROG GT1 / MAENTWROG GT2 | TRAWSFYNYDD | SPM | 3 | primary | 3.03 | Green | 7.5 | 4.37 | thermal | 0.1 | 0.1 | 1 | 0.2 | 2.2 | FOUR CROSSES GT2 / MAENTWROG GT1 / MAENTWROG GT2 | 4.306 | GREEN | 0 |  |  | 0 | 0 | 0 | 7.5 |  |  |  |  | Green (Over 5% headroom) | 21390 | 92 | 3.44 | 54 | 4 | 108436 | [9 empty] | Trawsfynydd | TRAWSFYNYDD | 1 | 940 | 0 | 0 | 0 | 10 | 2037-11 | 200003181955 | Retail/Financial and Professional Services | 905 | C | Natural Gas | 3 | 1 | Heating and Natural Ventilation | 2024-01-04 |  | 0.5 | FALSE | 52.746 | -3.8786 | SPM-DOLGELLAU_T1 | 8558780000 | SP Energy Networks open data (API key): NDP SPM primary-group polygons + Capacity Heatmaps Information Model SPM + LTDS appendices 3/6 + NSHR
1724 | 44 | PERRY'S OF GOBOWEN, IFTON INDUSTRIAL ESTATE | OSWESTRY | SY11 3DA | Shropshire |  | Vehicle Repair Workshop And Premises | industrial | 1 | 1968.88 | 21193 | GIA | 70000 | Ifton T1 / Ifton T2 | inside-area | 0.23 | LEGACY LOCAL GT2 / NEWTOWN GT2 / OSWESTRY GT8 / WELSHPOOL GT1 | LEGACY | SPM | 3 | primary | 2.957 | Green | 10 | 6.803 | thermal | 0.5 | 1.3 | 1.4 | 1.8 | 1.6 | LEGACY LOCAL GT2 / NEWTOWN GT2 / OSWESTRY GT8 / WELSHPOOL GT1 | 60.6676 | GREEN | 0 |  |  | 0 | 0 | 0 | 10 |  |  |  |  | Green (Over 5% headroom) | 21390 | 100 | 3.13 | 89 | 10 | 310071 | [9 empty] | Legacy | LEGACY | 5 | 1714 | 1714 | 0 | 0 | 0 | 2024-08 | 10007019323 | B2 to B7 General Industrial and Special Industrial Groups | 715 | D | Grid Supplied Electricity | 3 |  | Heating and Mechanical Ventilation | 2015-09-14 |  | 0.5 | FALSE | 52.9295 | -3.0122 | SPM-IFTON_T1_IFTON_T2 | 3938546000 | SP Energy Networks open data (API key): NDP SPM primary-group polygons + Capacity Heatmaps Information Model SPM + LTDS appendices 3/6 + NSHR
1725 | 44 | GWR LTD, SLEAP | SHREWSBURY | SY4 3HE | Shropshire |  | Warehouse And Premises | industrial | 1 | 1917.31 | 20638 | GIA | 52500 | Wem T1 | inside-area | 4.95 | OSWESTRY GT5 / WHITCHURCH GT1 | LEGACY | SPM | 3 | primary | 2.984 | Green | 7.5 | 4.516 | thermal | 0 | 0.6 | 0 | 0.6 | 2.4 | OSWESTRY GT5 / WHITCHURCH GT1 / WEM GT1 | 3.1024 | AMBER | 0 |  |  | 0 | 0 | 0 | 7.5 |  |  |  |  | Green (Over 5% headroom) | 21390 | 100 | 3.05 | 48 | 2 | 92289 | [9 empty] | Legacy | LEGACY | 5 | 1714 | 1714 | 0 | 0 | 0 | 2024-08 | [12 empty] | 52.8321 | -2.7647 | SPM-WEM_T1 | 6667860000 | SP Energy Networks open data (API key): NDP SPM primary-group polygons + Capacity Heatmaps Information Model SPM + LTDS appendices 3/6 + NSHR
1726 | 43.9 | BIRKDALE SMEDLEY HYDRO, TRAFALGAR ROAD | SOUTHPORT | PR8 2EN | Sefton |  | Offices And Premises | office | 1 | 9089.85 | 97842 | NIA | 492500 | Nevill St T1 / Ocean Plaza T1 / York Rd T1 | inside-area | 2.23 | FORMBY GT2B / SOUTHPORT GT1 / SOUTHPORT GT2 | KIRKBY | SPM | 10.4 | primary | 10.426 | Green | 20 | 9.574 | thermal | 0 | 0 | 0.8 | 0 | 9.2 | FORMBY GT2B / SOUTHPORT GT1 / SOUTHPORT GT2 | 12.484 | GREEN | 0 |  |  | 0 | 0 | 0 | 20 |  |  |  |  | Green (Over 5% headroom) | 74153 | 76 | 14.44 | 636 | 6 | 224561 | [9 empty] | Lister Drive | KIRKBY | 4 | 514 | 514 | 400 | 0 | 0 | 2027-08 | [12 empty] | 53.6314 | -3.021 | SPM-NEVILL_ST_T1_OCEAN_PLAZA_T1_YORK_RD_T1 | 909607000 | SP Energy Networks open data (API key): NDP SPM primary-group polygons + Capacity Heatmaps Information Model SPM + LTDS appendices 3/6 + NSHR
1727 | 43.9 | DUKES HOUSE 34, HOGHTON STREET | SOUTHPORT | PR9 0PU | Sefton |  | Offices And Premises | office | 1 | 2301.65 | 24775 | NIA | 165000 | Nevill St T1 / Ocean Plaza T1 / York Rd T1 | inside-area | 0.62 | FORMBY GT2B / SOUTHPORT GT1 / SOUTHPORT GT2 | KIRKBY | SPM | 10.4 | primary | 10.426 | Green | 20 | 9.574 | thermal | 0 | 0 | 0.8 | 0 | 9.2 | FORMBY GT2B / SOUTHPORT GT1 / SOUTHPORT GT2 | 12.484 | GREEN | 0 |  |  | 0 | 0 | 0 | 20 |  |  |  |  | Green (Over 5% headroom) | 74153 | 100 | 3.66 | 161 | 6 | 297628 | [9 empty] | Lister Drive | KIRKBY | 4 | 514 | 514 | 400 | 0 | 0 | 2027-08 | [12 empty] | 53.6489 | -2.9993 | SPM-NEVILL_ST_T1_OCEAN_PLAZA_T1_YORK_RD_T1 | 9981880000 | SP Energy Networks open data (API key): NDP SPM primary-group polygons + Capacity Heatmaps Information Model SPM + LTDS appendices 3/6 + NSHR
1728 | 43.9 | VACANT UNIT 1ST FLR UNIT 10, THE WATERFRONT, PROMENADE | SOUTHPORT | PR9 0DZ | Sefton |  | Store And Premises | industrial | 1 | 1533.8 | 16510 | NIA | 26000 | Nevill St T1 / Ocean Plaza T1 / York Rd T1 | inside-area | 0.16 | FORMBY GT2B / SOUTHPORT GT1 / SOUTHPORT GT2 | KIRKBY | SPM | 10.4 | primary | 10.426 | Green | 20 | 9.574 | thermal | 0 | 0 | 0.8 | 0 | 9.2 | FORMBY GT2B / SOUTHPORT GT1 / SOUTHPORT GT2 | 12.484 | GREEN | 0 |  |  | 0 | 0 | 0 | 20 |  |  |  |  | Green (Over 5% headroom) | 74153 | 100 | 2.44 | 38 | 6 | 305893 | [9 empty] | Lister Drive | KIRKBY | 4 | 514 | 514 | 400 | 0 | 0 | 2027-08 | 41211689 | A1/A2 Retail and Financial/Professional services | 415 | C | Grid Supplied Electricity | 3 |  | Heating and Natural Ventilation | 2017-06-23 |  | 1 | FALSE | 53.6513 | -3.0073 | SPM-NEVILL_ST_T1_OCEAN_PLAZA_T1_YORK_RD_T1 | 9671116000 | SP Energy Networks open data (API key): NDP SPM primary-group polygons + Capacity Heatmaps Information Model SPM + LTDS appendices 3/6 + NSHR
1729 | 43.9 | 5-7, BASSENDALE ROAD | WIRRAL | CH62 3QL | Wirral |  | Factory And Premises; Laboratory And Premises; Warehouse And Premises; Workshop And Premises | industrial | 7 | 12223.36 | 131571 | GIA | 683500 | Bxl Bromborough T1 / Tulip T1 | inside-area | 0.55 | BROMBOROUGH GT3 / ROCK FERRY GT2 | BIRKENHEAD | SPM | 2.9 | primary | 2.861 | Green | 10 | 6.084 | thermal | 2.1 | 1.9 | 0 | 4 | 2.4 | BROMBOROUGH GT3 / ROCK FERRY GT2 | 21.814 | GREEN | 0 |  |  | 0 | 0 | 0 | 10 |  |  |  |  | Green (Over 5% headroom) | 20677 | 16 | 19.42 | 1222 | 28 | 1690346 | [9 empty] | Capenhurst | BIRKENHEAD | 0 | 0 | 0 | 0 | 0 | 90 |  | 42176768 | General Industrial and Special Industrial Groups | 2378 | C | Natural Gas | 3 |  | Heating and Natural Ventilation | 2024-07-17 |  | 1 | FALSE | 53.3346 | -2.9704 | SPM-BXL_BROMBOROUGH_T1_TULIP_T1 | 12760442000;228953132;219829132;223841132;1277573000;230024132;15047610000 | SP Energy Networks open data (API key): NDP SPM primary-group polygons + Capacity Heatmaps Information Model SPM + LTDS appendices 3/6 + NSHR
1730 | 43.9 | MEYER (UK) LTD, RIVERVIEW ROAD | WIRRAL | CH62 3RH | Wirral |  | Warehouse And Premises | industrial | 1 | 11397.11 | 122677 | GIA | 650000 | Bxl Bromborough T1 / Tulip T1 | inside-area | 0.17 | BROMBOROUGH GT3 / ROCK FERRY GT2 | BIRKENHEAD | SPM | 2.9 | primary | 2.861 | Green | 10 | 6.084 | thermal | 2.1 | 1.9 | 0 | 4 | 2.4 | BROMBOROUGH GT3 / ROCK FERRY GT2 | 21.814 | GREEN | 0 |  |  | 0 | 0 | 0 | 10 |  |  |  |  | Green (Over 5% headroom) | 20677 | 17 | 18.11 | 285 | 28 | 1699240 | [9 empty] | Capenhurst | BIRKENHEAD | 0 | 0 | 0 | 0 | 0 | 90 |  | 42167869 | B8 Storage or Distribution | 4941 | D | Grid Supplied Electricity | 3 |  | Heating and Natural Ventilation | 2021-05-21 |  | 0.67 | FALSE | 53.3371 | -2.9642 | SPM-BXL_BROMBOROUGH_T1_TULIP_T1 | 2744304000 | SP Energy Networks open data (API key): NDP SPM primary-group polygons + Capacity Heatmaps Information Model SPM + LTDS appendices 3/6 + NSHR
1731 | 43.9 | NOVATHENE FILMS, THURSBY ROAD | WIRRAL | CH62 3PW | Wirral |  | Factory And Premises | industrial | 1 | 10742.5 | 115631 | GIA | 515000 | Bxl Bromborough T1 / Tulip T1 | inside-area | 0.96 | BROMBOROUGH GT3 / ROCK FERRY GT2 | BIRKENHEAD | SPM | 2.9 | primary | 2.861 | Green | 10 | 6.084 | thermal | 2.1 | 1.9 | 0 | 4 | 2.4 | BROMBOROUGH GT3 / ROCK FERRY GT2 | 21.814 | GREEN | 0 |  |  | 0 | 0 | 0 | 10 |  |  |  |  | Green (Over 5% headroom) | 20677 | 18 | 17.07 | 645 | 28 | 1706286 | [9 empty] | Capenhurst | BIRKENHEAD | 0 | 0 | 0 | 0 | 0 | 90 | [13 empty] | 53.3366 | -2.9769 | SPM-BXL_BROMBOROUGH_T1_TULIP_T1 | 269806132 | SP Energy Networks open data (API key): NDP SPM primary-group polygons + Capacity Heatmaps Information Model SPM + LTDS appendices 3/6 + NSHR
1732 | 43.9 | TULIP INTERNATIONAL UK LTD, RIVERVIEW ROAD | WIRRAL | CH62 3RL | Wirral |  | Factory And Premises | industrial | 1 | 10480.9 | 112815 | GIA | 540000 | Bxl Bromborough T1 / Tulip T1 | inside-area | 0.16 | BROMBOROUGH GT3 / ROCK FERRY GT2 | BIRKENHEAD | SPM | 2.9 | primary | 2.861 | Green | 10 | 6.084 | thermal | 2.1 | 1.9 | 0 | 4 | 2.4 | BROMBOROUGH GT3 / ROCK FERRY GT2 | 21.814 | GREEN | 0 |  |  | 0 | 0 | 0 | 10 |  |  |  |  | Green (Over 5% headroom) | 20677 | 18 | 16.66 | 629 | 28 | 1709102 | [9 empty] | Capenhurst | BIRKENHEAD | 0 | 0 | 0 | 0 | 0 | 90 |  | 42201786 | B8 Storage or Distribution | 2813 | A | Grid Supplied Electricity | 5 | 1 | Air Conditioning | 2020-06-17 |  | 0.5 | FALSE | 53.335 | -2.9607 | SPM-BXL_BROMBOROUGH_T1_TULIP_T1 | 1420738000 | SP Energy Networks open data (API key): NDP SPM primary-group polygons + Capacity Heatmaps Information Model SPM + LTDS appendices 3/6 + NSHR
1733 | 43.9 | 2, GEORGIA AVENUE | WIRRAL | CH62 3RE | Wirral |  | Factory And Premises | industrial | 1 | 8638.1 | 92980 | GIA | 395000 | Bxl Bromborough T1 / Tulip T1 | inside-area | 0.64 | BROMBOROUGH GT3 / ROCK FERRY GT2 | BIRKENHEAD | SPM | 2.9 | primary | 2.861 | Green | 10 | 6.084 | thermal | 2.1 | 1.9 | 0 | 4 | 2.4 | BROMBOROUGH GT3 / ROCK FERRY GT2 | 21.814 | GREEN | 0 |  |  | 0 | 0 | 0 | 10 |  |  |  |  | Green (Over 5% headroom) | 20677 | 22 | 13.73 | 518 | 28 | 1728937 | [9 empty] | Capenhurst | BIRKENHEAD | 0 | 0 | 0 | 0 | 0 | 90 | [13 empty] | 53.3339 | -2.9713 | SPM-BXL_BROMBOROUGH_T1_TULIP_T1 | 280051132 | SP Energy Networks open data (API key): NDP SPM primary-group polygons + Capacity Heatmaps Information Model SPM + LTDS appendices 3/6 + NSHR
1734 | 43.9 | UNIT 1 AT 10, WASTDALE WAY | WIRRAL | CH62 3AJ | Wirral |  | Warehouse And Premises | industrial | 1 | 6752.31 | 72681 | GIA | 238000 | Bxl Bromborough T1 / Tulip T1 | inside-area | 1.07 | BROMBOROUGH GT3 / ROCK FERRY GT2 | BIRKENHEAD | SPM | 2.9 | primary | 2.861 | Green | 10 | 6.084 | thermal | 2.1 | 1.9 | 0 | 4 | 2.4 | BROMBOROUGH GT3 / ROCK FERRY GT2 | 21.814 | GREEN | 0 |  |  | 0 | 0 | 0 | 10 |  |  |  |  | Green (Over 5% headroom) | 20677 | 28 | 10.73 | 169 | 28 | 1749236 | [9 empty] | Capenhurst | BIRKENHEAD | 0 | 0 | 0 | 0 | 0 | 90 |  | 42206677 | Storage or Distribution | 2366 | A | Grid Supplied Electricity | 5 | 2 | Air Conditioning | 2024-06-10 |  | 0.5 | FALSE | 53.3383 | -2.978 | SPM-BXL_BROMBOROUGH_T1_TULIP_T1 | 15002928000 | SP Energy Networks open data (API key): NDP SPM primary-group polygons + Capacity Heatmaps Information Model SPM + LTDS appendices 3/6 + NSHR
1735 | 43.9 | UNITS 16-18, THURSBY ROAD | WIRRAL | CH62 3PW | Wirral |  | Factory And Premises; Workshop And Premises | industrial | 3 | 6745.97 | 72613 | GIA | 320500 | Bxl Bromborough T1 / Tulip T1 | inside-area | 0.96 | BROMBOROUGH GT3 / ROCK FERRY GT2 | BIRKENHEAD | SPM | 2.9 | primary | 2.861 | Green | 10 | 6.084 | thermal | 2.1 | 1.9 | 0 | 4 | 2.4 | BROMBOROUGH GT3 / ROCK FERRY GT2 | 21.814 | GREEN | 0 |  |  | 0 | 0 | 0 | 10 |  |  |  |  | Green (Over 5% headroom) | 20677 | 28 | 10.72 | 405 | 28 | 1749304 | [9 empty] | Capenhurst | BIRKENHEAD | 0 | 0 | 0 | 0 | 0 | 90 |  | 42192854 | Storage or Distribution | 940 | C | Grid Supplied Electricity | 3 |  | Heating and Natural Ventilation | 2023-02-26 |  | 1 | FALSE | 53.3366 | -2.9769 | SPM-BXL_BROMBOROUGH_T1_TULIP_T1 | 9922170000;10106108000;199220132 | SP Energy Networks open data (API key): NDP SPM primary-group polygons + Capacity Heatmaps Information Model SPM + LTDS appendices 3/6 + NSHR
1736 | 43.9 | STANCRAFT LTD, BASSENDALE ROAD | WIRRAL | CH62 3QL | Wirral |  | Factory And Premises | industrial | 1 | 6726.9 | 72408 | GIA | 302500 | Bxl Bromborough T1 / Tulip T1 | inside-area | 0.55 | BROMBOROUGH GT3 / ROCK FERRY GT2 | BIRKENHEAD | SPM | 2.9 | primary | 2.861 | Green | 10 | 6.084 | thermal | 2.1 | 1.9 | 0 | 4 | 2.4 | BROMBOROUGH GT3 / ROCK FERRY GT2 | 21.814 | GREEN | 0 |  |  | 0 | 0 | 0 | 10 |  |  |  |  | Green (Over 5% headroom) | 20677 | 29 | 10.69 | 404 | 28 | 1749509 | [9 empty] | Capenhurst | BIRKENHEAD | 0 | 0 | 0 | 0 | 0 | 90 | [13 empty] | 53.3346 | -2.9704 | SPM-BXL_BROMBOROUGH_T1_TULIP_T1 | 287030132 | SP Energy Networks open data (API key): NDP SPM primary-group polygons + Capacity Heatmaps Information Model SPM + LTDS appendices 3/6 + NSHR
1737 | 43.9 | 6, CALDBECK ROAD | WIRRAL | CH62 3PL | Wirral |  | Factory And Premises; Warehouse And Premises; Workshop And Premises | industrial | 4 | 6321.61 | 68045 | GIA | 307500 | Bxl Bromborough T1 / Tulip T1 | inside-area | 0.83 | BROMBOROUGH GT3 / ROCK FERRY GT2 | BIRKENHEAD | SPM | 2.9 | primary | 2.861 | Green | 10 | 6.084 | thermal | 2.1 | 1.9 | 0 | 4 | 2.4 | BROMBOROUGH GT3 / ROCK FERRY GT2 | 21.814 | GREEN | 0 |  |  | 0 | 0 | 0 | 10 |  |  |  |  | Green (Over 5% headroom) | 20677 | 30 | 10.05 | 379 | 28 | 1753872 | [9 empty] | Capenhurst | BIRKENHEAD | 0 | 0 | 0 | 0 | 0 | 90 |  | 42133091 | B1 Offices and Workshop businesses | 1589 | C | Natural Gas | 3 | 1 | Heating and Natural Ventilation | 2021-10-08 |  | 1 | FALSE | 53.3378 | -2.9745 | SPM-BXL_BROMBOROUGH_T1_TULIP_T1 | 7366386000;156125132;10255110000;7366384000 | SP Energy Networks open data (API key): NDP SPM primary-group polygons + Capacity Heatmaps Information Model SPM + LTDS appendices 3/6 + NSHR
1738 | 43.9 | 3/4 & 7/8, APEX COURT | WIRRAL | CH62 3RE | Wirral |  | Workshop And Premises | industrial | 2 | 5900.81 | 63516 | GIA | 310500 | Bxl Bromborough T1 / Tulip T1 | inside-area | 0.64 | BROMBOROUGH GT3 / ROCK FERRY GT2 | BIRKENHEAD | SPM | 2.9 | primary | 2.861 | Green | 10 | 6.084 | thermal | 2.1 | 1.9 | 0 | 4 | 2.4 | BROMBOROUGH GT3 / ROCK FERRY GT2 | 21.814 | GREEN | 0 |  |  | 0 | 0 | 0 | 10 |  |  |  |  | Green (Over 5% headroom) | 20677 | 33 | 9.38 | 266 | 28 | 1758401 | [9 empty] | Capenhurst | BIRKENHEAD | 0 | 0 | 0 | 0 | 0 | 90 |  |  | Storage or Distribution | 5076 | C | Natural Gas | 3 |  | Heating and Natural Ventilation | 2026-02-20 |  | 1 | FALSE | 53.3339 | -2.9713 | SPM-BXL_BROMBOROUGH_T1_TULIP_T1 | 4010486000;6309024000 | SP Energy Networks open data (API key): NDP SPM primary-group polygons + Capacity Heatmaps Information Model SPM + LTDS appendices 3/6 + NSHR
1739 | 43.9 | ADJ MEYER, RIVERVIEW ROAD | WIRRAL | CH62 3RL | Wirral |  | Warehouse And Premises | industrial | 1 | 4970 | 53497 | GIA | 307500 | Bxl Bromborough T1 / Tulip T1 | inside-area | 0.16 | BROMBOROUGH GT3 / ROCK FERRY GT2 | BIRKENHEAD | SPM | 2.9 | primary | 2.861 | Green | 10 | 6.084 | thermal | 2.1 | 1.9 | 0 | 4 | 2.4 | BROMBOROUGH GT3 / ROCK FERRY GT2 | 21.814 | GREEN | 0 |  |  | 0 | 0 | 0 | 10 |  |  |  |  | Green (Over 5% headroom) | 20677 | 39 | 7.9 | 124 | 28 | 1768420 | [9 empty] | Capenhurst | BIRKENHEAD | 0 | 0 | 0 | 0 | 0 | 90 |  | 42201786 | B8 Storage or Distribution | 2813 | A | Grid Supplied Electricity | 5 | 1 | Air Conditioning | 2020-06-17 |  | 0.5 | FALSE | 53.335 | -2.9607 | SPM-BXL_BROMBOROUGH_T1_TULIP_T1 | 2841148000 | SP Energy Networks open data (API key): NDP SPM primary-group polygons + Capacity Heatmaps Information Model SPM + LTDS appendices 3/6 + NSHR
1740 | 43.9 | 3, SKIDDAW ROAD | WIRRAL | CH62 3RB | Wirral |  | Workshop And Premises | industrial | 2 | 3020.3 | 32510 | GIA | 173000 | Bxl Bromborough T1 / Tulip T1 | inside-area | 0.6 | BROMBOROUGH GT3 / ROCK FERRY GT2 | BIRKENHEAD | SPM | 2.9 | primary | 2.861 | Green | 10 | 6.084 | thermal | 2.1 | 1.9 | 0 | 4 | 2.4 | BROMBOROUGH GT3 / ROCK FERRY GT2 | 21.814 | GREEN | 0 |  |  | 0 | 0 | 0 | 10 |  |  |  |  | Green (Over 5% headroom) | 20677 | 64 | 4.8 | 136 | 28 | 1789407 | [9 empty] | Capenhurst | BIRKENHEAD | 0 | 0 | 0 | 0 | 0 | 90 |  | 42141128 | General Industrial and Special Industrial Groups | 1424 | D | Natural Gas | 3 |  | Heating and Natural Ventilation | 2023-02-25 |  | 1 | FALSE | 53.3371 | -2.9713 | SPM-BXL_BROMBOROUGH_T1_TULIP_T1 | 284266132;288875000 | SP Energy Networks open data (API key): NDP SPM primary-group polygons + Capacity Heatmaps Information Model SPM + LTDS appendices 3/6 + NSHR
1741 | 43.9 | UNIT 14 STADIUM COURT, STADIUM ROAD | WIRRAL | CH62 3RN | Wirral |  | Warehouse And Premises | industrial | 2 | 2741.66 | 29511 | GIA | 178500 | Bxl Bromborough T1 / Tulip T1 | inside-area | 0.48 | BROMBOROUGH GT3 / ROCK FERRY GT2 | BIRKENHEAD | SPM | 2.9 | primary | 2.861 | Green | 10 | 6.084 | thermal | 2.1 | 1.9 | 0 | 4 | 2.4 | BROMBOROUGH GT3 / ROCK FERRY GT2 | 21.814 | GREEN | 0 |  |  | 0 | 0 | 0 | 10 |  |  |  |  | Green (Over 5% headroom) | 20677 | 70 | 4.36 | 69 | 28 | 1792406 | [9 empty] | Capenhurst | BIRKENHEAD | 0 | 0 | 0 | 0 | 0 | 90 |  | 42170378 | Storage or Distribution | 1392 | C | Grid Supplied Electricity | 4 |  | Heating and Mechanical Ventilation | 2024-08-16 |  | 0.67 | FALSE | 53.3367 | -2.9695 | SPM-BXL_BROMBOROUGH_T1_TULIP_T1 | 6043793000;4773384000 | SP Energy Networks open data (API key): NDP SPM primary-group polygons + Capacity Heatmaps Information Model SPM + LTDS appendices 3/6 + NSHR
1742 | 43.9 | UNIT 9 STADIUM COURT, PLANTATION ROAD | WIRRAL | CH62 3QG | Wirral |  | Warehouse And Premises | industrial | 1 | 2577.5 | 27744 | GIA | 169000 | Bxl Bromborough T1 / Tulip T1 | inside-area | 0.34 | BROMBOROUGH GT3 / ROCK FERRY GT2 | BIRKENHEAD | SPM | 2.9 | primary | 2.861 | Green | 10 | 6.084 | thermal | 2.1 | 1.9 | 0 | 4 | 2.4 | BROMBOROUGH GT3 / ROCK FERRY GT2 | 21.814 | GREEN | 0 |  |  | 0 | 0 | 0 | 10 |  |  |  |  | Green (Over 5% headroom) | 20677 | 75 | 4.1 | 64 | 28 | 1794173 | [9 empty] | Capenhurst | BIRKENHEAD | 0 | 0 | 0 | 0 | 0 | 90 |  | 42178267 | B1 Offices and Workshop businesses | 2559 | C | Natural Gas | 3 |  | Heating and Natural Ventilation | 2017-10-16 |  | 1 | FALSE | 53.3359 | -2.9675 | SPM-BXL_BROMBOROUGH_T1_TULIP_T1 | 7118796000 | SP Energy Networks open data (API key): NDP SPM primary-group polygons + Capacity Heatmaps Information Model SPM + LTDS appendices 3/6 + NSHR
1743 | 43.9 | UNIT 18 PLANTATION PARK, POWER ROAD | WIRRAL | CH62 3QT | Wirral |  | Warehouse, Office And Premises | industrial | 1 | 2545.93 | 27404 | GIA | 101000 | Bxl Bromborough T1 / Tulip T1 | inside-area | 0.34 | BROMBOROUGH GT3 / ROCK FERRY GT2 | BIRKENHEAD | SPM | 2.9 | primary | 2.861 | Green | 10 | 6.084 | thermal | 2.1 | 1.9 | 0 | 4 | 2.4 | BROMBOROUGH GT3 / ROCK FERRY GT2 | 21.814 | GREEN | 0 |  |  | 0 | 0 | 0 | 10 |  |  |  |  | Green (Over 5% headroom) | 20677 | 75 | 4.05 | 178 | 28 | 1794513 | [9 empty] | Capenhurst | BIRKENHEAD | 0 | 0 | 0 | 0 | 0 | 90 |  | 42167278 | B1 Offices and Workshop businesses | 3498 | D | Oil | 3 |  | Heating and Natural Ventilation | 2014-12-03 |  | 0.5 | FALSE | 53.3335 | -2.9654 | SPM-BXL_BROMBOROUGH_T1_TULIP_T1 | 7679907000 | SP Energy Networks open data (API key): NDP SPM primary-group polygons + Capacity Heatmaps Information Model SPM + LTDS appendices 3/6 + NSHR
1744 | 43.9 | UNIT 2, PLANTATION ROAD | WIRRAL | CH62 3QR | Wirral |  | Workshop And Premises | industrial | 1 | 2531.82 | 27252 | GIA | 152000 | Bxl Bromborough T1 / Tulip T1 | inside-area | 0.23 | BROMBOROUGH GT3 / ROCK FERRY GT2 | BIRKENHEAD | SPM | 2.9 | primary | 2.861 | Green | 10 | 6.084 | thermal | 2.1 | 1.9 | 0 | 4 | 2.4 | BROMBOROUGH GT3 / ROCK FERRY GT2 | 21.814 | GREEN | 0 |  |  | 0 | 0 | 0 | 10 |  |  |  |  | Green (Over 5% headroom) | 20677 | 76 | 4.02 | 114 | 28 | 1794665 | [9 empty] | Capenhurst | BIRKENHEAD | 0 | 0 | 0 | 0 | 0 | 90 |  | 42169888 | Storage or Distribution | 2602 | C | Natural Gas | 3 |  | Heating and Natural Ventilation | 2024-03-26 |  | 1 | FALSE | 53.3363 | -2.9658 | SPM-BXL_BROMBOROUGH_T1_TULIP_T1 | 2808296000 | SP Energy Networks open data (API key): NDP SPM primary-group polygons + Capacity Heatmaps Information Model SPM + LTDS appendices 3/6 + NSHR
1745 | 43.9 | UNITS 7-8 LUMINA BUSINESS PARK, MARTINDALE ROAD | WIRRAL | CH62 3PT | Wirral |  | Warehouse And Premises | industrial | 2 | 2299.88 | 24756 | GIA | 142000 | Bxl Bromborough T1 / Tulip T1 | inside-area | 0.74 | BROMBOROUGH GT3 / ROCK FERRY GT2 | BIRKENHEAD | SPM | 2.9 | primary | 2.861 | Green | 10 | 6.084 | thermal | 2.1 | 1.9 | 0 | 4 | 2.4 | BROMBOROUGH GT3 / ROCK FERRY GT2 | 21.814 | GREEN | 0 |  |  | 0 | 0 | 0 | 10 |  |  |  |  | Green (Over 5% headroom) | 20677 | 84 | 3.65 | 57 | 28 | 1797161 | [9 empty] | Capenhurst | BIRKENHEAD | 0 | 0 | 0 | 0 | 0 | 90 |  | 42171199 | Storage or Distribution | 439 | B | Grid Supplied Electricity | 3 |  | Heating and Natural Ventilation | 2025-11-26 |  | 1 | FALSE | 53.335 | -2.9734 | SPM-BXL_BROMBOROUGH_T1_TULIP_T1 | 12046502000;3583357000 | SP Energy Networks open data (API key): NDP SPM primary-group polygons + Capacity Heatmaps Information Model SPM + LTDS appendices 3/6 + NSHR
1746 | 43.8 | THORNCLIFFE BUILDING SUPPLIES, EWLOE BARN INDUSTRIAL ESTATE | MOLD | CH7 6LG | Flintshire |  | Builders Merchant | bigbox | 1 | 6392.76 | 68811 | GIA | 285000 | Buckley T1 / Buckley T2 / Buckley Cross T1 | inside-area | 3.41 | CASTLE CEMENT GT1 / HAWARDEN GT1 / SALTNEY GT1 / SALTNEY G2B | CONNAHS QUAY - PENTIR - ST ASAPH | SPM | 6.6 | primary | 6.552 | Green | 20 | 11.448 | thermal | 6 | 0 | 0 | 6 | 5.3 | CASTLE CEMENT GT1 / HAWARDEN GT1 / SALTNEY GT1 / SALTNEY G2B | 32.76 | GREEN | 0 |  |  | 0 | 0 | 0 | 20 |  |  |  |  | Green (Over 5% headroom) | 47059 | 68 | 10.16 | 575 | 23 | 601701 | [9 empty] | Connahs Quay / SASA | [20 empty] | 53.1853 | -3.0928 | SPM-BUCKLEY_T1_BUCKLEY_T2_BUCKLEY_CROSS_T1 | 13969158000 | SP Energy Networks open data (API key): NDP SPM primary-group polygons + Capacity Heatmaps Information Model SPM + LTDS appendices 3/6 + NSHR
1747 | 43.8 | JEWSON LTD, PINFOLD INDUSTRIAL ESTATE | BUCKLEY | CH7 3PL | Flintshire |  | Builders Merchants & Premises | bigbox | 1 | 5280.08 | 56834 | GIA | 202000 | Buckley T1 / Buckley T2 / Buckley Cross T1 | inside-area | 2.55 | CASTLE CEMENT GT1 / HAWARDEN GT1 / SALTNEY GT1 / SALTNEY G2B | CONNAHS QUAY - PENTIR - ST ASAPH | SPM | 6.6 | primary | 6.552 | Green | 20 | 11.448 | thermal | 6 | 0 | 0 | 6 | 5.3 | CASTLE CEMENT GT1 / HAWARDEN GT1 / SALTNEY GT1 / SALTNEY G2B | 32.76 | GREEN | 0 |  |  | 0 | 0 | 0 | 20 |  |  |  |  | Green (Over 5% headroom) | 47059 | 83 | 8.39 | 475 | 23 | 613678 | [9 empty] | Connahs Quay / SASA | [20 empty] | 53.1796 | -3.084 | SPM-BUCKLEY_T1_BUCKLEY_T2_BUCKLEY_CROSS_T1 | 3373626000 | SP Energy Networks open data (API key): NDP SPM primary-group polygons + Capacity Heatmaps Information Model SPM + LTDS appendices 3/6 + NSHR
1748 | 43.7 | 16, LORD STREET | WREXHAM | LL11 1LS | Wrexham | JOBCENTRE | Offices And Premises | office | 1 | 1679.19 | 18075 | NIA | 125000 | Chester St (Wrexham) T1 / Eagles Meadow T1 / Rhosnesni T1 / Whitegate T1 | inside-area | 0.6 | BRYMBO GT1 / LEGACY LOCAL GT1 / MARCHWIEL GT1 / MARCHWIEL GT2 / WREXHAM GT1 | LEGACY | SPM | 14.8 | primary | 14.796 | Green | 30 | 15.204 | thermal | 0 | 0.6 | 0 | 0.6 | 10.7 | BRYMBO GT1 / LEGACY LOCAL GT1 / MARCHWIEL GT1 / MARCHWIEL GT2 / WREXHAM GT1 | 41.8508 | GREEN | 1.6 |  |  | 0 | 0 | 0 | 30 |  |  |  |  | Green (Over 5% headroom) | 105526 | 100 | 2.67 | 118 | 18 | 1364242 | [9 empty] | Legacy | LEGACY | 5 | 1714 | 1714 | 0 | 0 | 0 | 2024-08 | [12 empty] | 53.0473 | -2.9952 | SPM-CHESTER_ST_WREXHAM_T1_EAGLES_MEADOW_T1_RHOSNESNI_T1_WHITEGAT | 955326000 | SP Energy Networks open data (API key): NDP SPM primary-group polygons + Capacity Heatmaps Information Model SPM + LTDS appendices 3/6 + NSHR
1749 | 43.7 | CETCO, BIRKENHEAD ROAD | WALLASEY | CH44 7BU | Wirral |  | Factory And Premises | industrial | 1 | 16969.61 | 182659 | GIA | 325000 | Bentinck St T1 / Bentinck St T2 / Chester St T1 | inside-area | 1.93 | PRENTON GRID GT1 / ROCK FERRY GT1 | BIRKENHEAD | SPM | 10.3 | primary | 10.3335 | Green | 18.2 | 7.8665 | thermal | 0 | 0 | 0 | 0 | 8.2 | PRENTON GRID GT1 / ROCK FERRY GT1 | 18.455 | GREEN | 0 |  |  | 0 | 0 | 0 | 18.2 |  |  |  |  | Green (Over 5% headroom) | 73440 | 40 | 26.97 | 1018 | 32 | 917192 | [9 empty] | Birkenhead | BIRKENHEAD | 0 | 0 | 0 | 0 | 0 | 90 | [13 empty] | 53.4064 | -3.0186 | SPM-BENTINCK_ST_T1_BENTINCK_ST_T2_CHESTER_ST_T1 | 8388023000 | SP Energy Networks open data (API key): NDP SPM primary-group polygons + Capacity Heatmaps Information Model SPM + LTDS appendices 3/6 + NSHR
1750 | 43.7 | GREAT WESTERN HOUSE, WOODSIDE | BIRKENHEAD | CH41 6DA | Wirral |  | Offices And Premises | office | 1 | 7436.2 | 80043 | NIA | 655000 | Bentinck St T1 / Bentinck St T2 / Chester St T1 | inside-area | 1.44 | PRENTON GRID GT1 / ROCK FERRY GT1 | BIRKENHEAD | SPM | 10.3 | primary | 10.3335 | Green | 18.2 | 7.8665 | thermal | 0 | 0 | 0 | 0 | 8.2 | PRENTON GRID GT1 / ROCK FERRY GT1 | 18.455 | GREEN | 0 |  |  | 0 | 0 | 0 | 18.2 |  |  |  |  | Green (Over 5% headroom) | 73440 | 92 | 11.82 | 521 | 32 | 1019808 | [9 empty] | Birkenhead | BIRKENHEAD | 0 | 0 | 0 | 0 | 0 | 90 |  | 42128323 | B1 Offices and Workshop businesses | 8998 | C | Natural Gas | 4 |  | Air Conditioning | 2013-04-25 |  | 1 | FALSE | 53.394 | -3.0107 | SPM-BENTINCK_ST_T1_BENTINCK_ST_T2_CHESTER_ST_T1 | 1007513000 | SP Energy Networks open data (API key): NDP SPM primary-group polygons + Capacity Heatmaps Information Model SPM + LTDS appendices 3/6 + NSHR
1751 | 43.7 | ROSEBRAE COURT, WOODSIDE FERRY APPROACH | BIRKENHEAD | CH41 6DU | Wirral |  | Offices And Premises | office | 1 | 5805.7 | 62492 | NIA | 492500 | Bentinck St T1 / Bentinck St T2 / Chester St T1 | inside-area | 1.56 | PRENTON GRID GT1 / ROCK FERRY GT1 | BIRKENHEAD | SPM | 10.3 | primary | 10.3335 | Green | 18.2 | 7.8665 | thermal | 0 | 0 | 0 | 0 | 8.2 | PRENTON GRID GT1 / ROCK FERRY GT1 | 18.455 | GREEN | 0 |  |  | 0 | 0 | 0 | 18.2 |  |  |  |  | Green (Over 5% headroom) | 73440 | 100 | 9.23 | 406 | 32 | 1037359 | [9 empty] | Birkenhead | BIRKENHEAD | 0 | 0 | 0 | 0 | 0 | 90 |  | 42128322 | Offices and Workshop Businesses | 4626 | C | Natural Gas | 3 | 2 | Heating and Natural Ventilation | 2025-10-29 |  | 1 | FALSE | 53.3944 | -3.009 | SPM-BENTINCK_ST_T1_BENTINCK_ST_T2_CHESTER_ST_T1 | 10449694000 | SP Energy Networks open data (API key): NDP SPM primary-group polygons + Capacity Heatmaps Information Model SPM + LTDS appendices 3/6 + NSHR
1752 | 43.7 | CHESHIRE LINES BUILDING, CANNING STREET | BIRKENHEAD | CH41 1EW | Wirral |  | Offices And Premises | office | 1 | 4184.3 | 45039 | NIA | 292500 | Bentinck St T1 / Bentinck St T2 / Chester St T1 | inside-area | 1.05 | PRENTON GRID GT1 / ROCK FERRY GT1 | BIRKENHEAD | SPM | 10.3 | primary | 10.3335 | Green | 18.2 | 7.8665 | thermal | 0 | 0 | 0 | 0 | 8.2 | PRENTON GRID GT1 / ROCK FERRY GT1 | 18.455 | GREEN | 0 |  |  | 0 | 0 | 0 | 18.2 |  |  |  |  | Green (Over 5% headroom) | 73440 | 100 | 6.65 | 293 | 32 | 1054812 | [9 empty] | Birkenhead | BIRKENHEAD | 0 | 0 | 0 | 0 | 0 | 90 | [13 empty] | 53.3971 | -3.0199 | SPM-BENTINCK_ST_T1_BENTINCK_ST_T2_CHESTER_ST_T1 | 14930483000 | SP Energy Networks open data (API key): NDP SPM primary-group polygons + Capacity Heatmaps Information Model SPM + LTDS appendices 3/6 + NSHR
1753 | 43.7 | 2, SHORE LINES BUILDING, SHORE ROAD | BIRKENHEAD | CH41 1AU | Wirral |  | Offices And Premises | office | 1 | 3978.9 | 42828 | NIA | 227000 | Bentinck St T1 / Bentinck St T2 / Chester St T1 | inside-area | 1.35 | PRENTON GRID GT1 / ROCK FERRY GT1 | BIRKENHEAD | SPM | 10.3 | primary | 10.3335 | Green | 18.2 | 7.8665 | thermal | 0 | 0 | 0 | 0 | 8.2 | PRENTON GRID GT1 / ROCK FERRY GT1 | 18.455 | GREEN | 0 |  |  | 0 | 0 | 0 | 18.2 |  |  |  |  | Green (Over 5% headroom) | 73440 | 100 | 6.32 | 279 | 32 | 1057023 | [9 empty] | Birkenhead | BIRKENHEAD | 0 | 0 | 0 | 0 | 0 | 90 |  | 42191451 | Offices and Workshop Businesses | 5008 | C | Grid Supplied Electricity | 4 |  | Air Conditioning | 2023-05-22 |  | 1 | FALSE | 53.3959 | -3.0132 | SPM-BENTINCK_ST_T1_BENTINCK_ST_T2_CHESTER_ST_T1 | 8563853000 | SP Energy Networks open data (API key): NDP SPM primary-group polygons + Capacity Heatmaps Information Model SPM + LTDS appendices 3/6 + NSHR
1754 | 43.7 | PARTNERSHIP BUILDING, HAMILTON STREET | BIRKENHEAD | CH41 5FN | Wirral |  | Offices And Premises | office | 1 | 3852.71 | 41470 | NIA | 342500 | Bentinck St T1 / Bentinck St T2 / Chester St T1 | inside-area | 1.09 | PRENTON GRID GT1 / ROCK FERRY GT1 | BIRKENHEAD | SPM | 10.3 | primary | 10.3335 | Green | 18.2 | 7.8665 | thermal | 0 | 0 | 0 | 0 | 8.2 | PRENTON GRID GT1 / ROCK FERRY GT1 | 18.455 | GREEN | 0 |  |  | 0 | 0 | 0 | 18.2 |  |  |  |  | Green (Over 5% headroom) | 73440 | 100 | 6.12 | 270 | 32 | 1058381 | [9 empty] | Birkenhead | BIRKENHEAD | 0 | 0 | 0 | 0 | 0 | 90 | [13 empty] | 53.3918 | -3.0155 | SPM-BENTINCK_ST_T1_BENTINCK_ST_T2_CHESTER_ST_T1 | 8644830000 | SP Energy Networks open data (API key): NDP SPM primary-group polygons + Capacity Heatmaps Information Model SPM + LTDS appendices 3/6 + NSHR
1755 | 43.7 | THE CONTACT COMPANY, TOWER WHARF, WIRRAL WATERS | BIRKENHEAD | CH41 5FN | Wirral |  | Offices And Premises | office | 1 | 3686.28 | 39679 | NIA | 440000 | Bentinck St T1 / Bentinck St T2 / Chester St T1 | inside-area | 1.09 | PRENTON GRID GT1 / ROCK FERRY GT1 | BIRKENHEAD | SPM | 10.3 | primary | 10.3335 | Green | 18.2 | 7.8665 | thermal | 0 | 0 | 0 | 0 | 8.2 | PRENTON GRID GT1 / ROCK FERRY GT1 | 18.455 | GREEN | 0 |  |  | 0 | 0 | 0 | 18.2 |  |  |  |  | Green (Over 5% headroom) | 73440 | 100 | 5.86 | 258 | 32 | 1060172 | [9 empty] | Birkenhead | BIRKENHEAD | 0 | 0 | 0 | 0 | 0 | 90 | [13 empty] | 53.3918 | -3.0155 | SPM-BENTINCK_ST_T1_BENTINCK_ST_T2_CHESTER_ST_T1 | 10028743000 | SP Energy Networks open data (API key): NDP SPM primary-group polygons + Capacity Heatmaps Information Model SPM + LTDS appendices 3/6 + NSHR
1756 | 43.7 | BRUNSWICK HOUSE, PRICE STREET | BIRKENHEAD | CH41 6PN | Wirral |  | Offices And Premises | office | 1 | 2794.6 | 30081 | NIA | 201000 | Bentinck St T1 / Bentinck St T2 / Chester St T1 | inside-area | 0.89 | PRENTON GRID GT1 / ROCK FERRY GT1 | BIRKENHEAD | SPM | 10.3 | primary | 10.3335 | Green | 18.2 | 7.8665 | thermal | 0 | 0 | 0 | 0 | 8.2 | PRENTON GRID GT1 / ROCK FERRY GT1 | 18.455 | GREEN | 0 |  |  | 0 | 0 | 0 | 18.2 |  |  |  |  | Green (Over 5% headroom) | 73440 | 100 | 4.44 | 196 | 32 | 1069770 | [9 empty] | Birkenhead | BIRKENHEAD | 0 | 0 | 0 | 0 | 0 | 90 |  | 42163104 | B1 Offices and Workshop businesses | 3252 | D | Natural Gas | 3 | 1 | Heating and Natural Ventilation | 2017-01-26 |  | 1 | FALSE | 53.3934 | -3.019 | SPM-BENTINCK_ST_T1_BENTINCK_ST_T2_CHESTER_ST_T1 | 2571706000 | SP Energy Networks open data (API key): NDP SPM primary-group polygons + Capacity Heatmaps Information Model SPM + LTDS appendices 3/6 + NSHR
1757 | 43.7 | UNITS 3 & 4 PACIFIC TRANSIT SHED, PACIFIC ROAD | BIRKENHEAD | CH41 4AA | Wirral |  | Sorting Office And Premises | industrial | 1 | 1664.1 | 17912 | GIA | 49500 | Bentinck St T1 / Bentinck St T2 / Chester St T1 | inside-area | 1.51 | PRENTON GRID GT1 / ROCK FERRY GT1 | BIRKENHEAD | SPM | 10.3 | primary | 10.3335 | Green | 18.2 | 7.8665 | thermal | 0 | 0 | 0 | 0 | 8.2 | PRENTON GRID GT1 / ROCK FERRY GT1 | 18.455 | GREEN | 0 |  |  | 0 | 0 | 0 | 18.2 |  |  |  |  | Green (Over 5% headroom) | 73440 | 100 | 2.64 | 116 | 32 | 1081939 | [9 empty] | Birkenhead | BIRKENHEAD | 0 | 0 | 0 | 0 | 0 | 90 | [13 empty] | 53.3971 | -3.0114 | SPM-BENTINCK_ST_T1_BENTINCK_ST_T2_CHESTER_ST_T1 | 278414132 | SP Energy Networks open data (API key): NDP SPM primary-group polygons + Capacity Heatmaps Information Model SPM + LTDS appendices 3/6 + NSHR
1758 | 43.7 | UNIT 4, SCOTTS QUAYS, EAST STREET | WALLASEY | CH41 1FB | Wirral |  | Warehouse And Premises | industrial | 1 | 1507.5 | 16227 | GIA | 47750 | Bentinck St T1 / Bentinck St T2 / Chester St T1 | inside-area | 2.04 | PRENTON GRID GT1 / ROCK FERRY GT1 | BIRKENHEAD | SPM | 10.3 | primary | 10.3335 | Green | 18.2 | 7.8665 | thermal | 0 | 0 | 0 | 0 | 8.2 | PRENTON GRID GT1 / ROCK FERRY GT1 | 18.455 | GREEN | 0 |  |  | 0 | 0 | 0 | 18.2 |  |  |  |  | Green (Over 5% headroom) | 73440 | 100 | 2.4 | 38 | 32 | 1083624 | [9 empty] | Birkenhead | BIRKENHEAD | 0 | 0 | 0 | 0 | 0 | 90 |  | 42167823 | B1 Offices and Workshop businesses | 755 | C | Grid Supplied Electricity | 3 | 2 | Air Conditioning | 2021-10-14 |  | 0.67 | FALSE | 53.4065 | -3.0154 | SPM-BENTINCK_ST_T1_BENTINCK_ST_T2_CHESTER_ST_T1 | 2780221000 | SP Energy Networks open data (API key): NDP SPM primary-group polygons + Capacity Heatmaps Information Model SPM + LTDS appendices 3/6 + NSHR
1759 | 43.7 | OPEN HOUSE 125, CRAVEN STREET | BIRKENHEAD | CH41 4BW | Wirral |  | Workshop And Premises | industrial | 1 | 1433.24 | 15427 | GIA | 41250 | Bentinck St T1 / Bentinck St T2 / Chester St T1 | inside-area | 0.11 | PRENTON GRID GT1 / ROCK FERRY GT1 | BIRKENHEAD | SPM | 10.3 | primary | 10.3335 | Green | 18.2 | 7.8665 | thermal | 0 | 0 | 0 | 0 | 8.2 | PRENTON GRID GT1 / ROCK FERRY GT1 | 18.455 | GREEN | 0 |  |  | 0 | 0 | 0 | 18.2 |  |  |  |  | Green (Over 5% headroom) | 73440 | 100 | 2.28 | 64 | 32 | 1084424 | [9 empty] | Birkenhead | BIRKENHEAD | 0 | 0 | 0 | 0 | 0 | 90 |  | 42166683 | B2 to B7 General Industrial and Special Industrial Groups | 1891 | D | Natural Gas | 3 |  | Heating and Natural Ventilation | 2016-09-27 |  | 1 | FALSE | 53.3918 | -3.0324 | SPM-BENTINCK_ST_T1_BENTINCK_ST_T2_CHESTER_ST_T1 | 6019324000 | SP Energy Networks open data (API key): NDP SPM primary-group polygons + Capacity Heatmaps Information Model SPM + LTDS appendices 3/6 + NSHR
1760 | 43.7 | VACANT WORKSHOP 258, BROOK STREET | BIRKENHEAD | CH41 3PF | Wirral |  | Workshop And Premises | industrial | 1 | 1243.8 | 13388 | GIA | 37250 | Bentinck St T1 / Bentinck St T2 / Chester St T1 | inside-area | 0.74 | PRENTON GRID GT1 / ROCK FERRY GT1 | BIRKENHEAD | SPM | 10.3 | primary | 10.3335 | Green | 18.2 | 7.8665 | thermal | 0 | 0 | 0 | 0 | 8.2 | PRENTON GRID GT1 / ROCK FERRY GT1 | 18.455 | GREEN | 0 |  |  | 0 | 0 | 0 | 18.2 |  |  |  |  | Green (Over 5% headroom) | 73440 | 100 | 1.98 | 56 | 32 | 1086463 | [9 empty] | Birkenhead | BIRKENHEAD | 0 | 0 | 0 | 0 | 0 | 90 |  | 42017295 | B2 to B7 General Industrial and Special Industrial Groups | 472 | E | Grid Supplied Electricity | 3 |  | Heating and Natural Ventilation | 2020-03-03 |  | 0.5 | FALSE | 53.3971 | -3.0276 | SPM-BENTINCK_ST_T1_BENTINCK_ST_T2_CHESTER_ST_T1 | 8454367000 | SP Energy Networks open data (API key): NDP SPM primary-group polygons + Capacity Heatmaps Information Model SPM + LTDS appendices 3/6 + NSHR
1761 | 43.7 | 17-21, CATHCART STREET | BIRKENHEAD | CH41 3JY | Wirral |  | Factory And Premises | industrial | 1 | 1176.8 | 12667 | GIA | 36250 | Bentinck St T1 / Bentinck St T2 / Chester St T1 | inside-area | 0.55 | PRENTON GRID GT1 / ROCK FERRY GT1 | BIRKENHEAD | SPM | 10.3 | primary | 10.3335 | Green | 18.2 | 7.8665 | thermal | 0 | 0 | 0 | 0 | 8.2 | PRENTON GRID GT1 / ROCK FERRY GT1 | 18.455 | GREEN | 0 |  |  | 0 | 0 | 0 | 18.2 |  |  |  |  | Green (Over 5% headroom) | 73440 | 100 | 1.87 | 71 | 32 | 1087184 | [9 empty] | Birkenhead | BIRKENHEAD | 0 | 0 | 0 | 0 | 0 | 90 | [13 empty] | 53.3951 | -3.0275 | SPM-BENTINCK_ST_T1_BENTINCK_ST_T2_CHESTER_ST_T1 | 3776173000 | SP Energy Networks open data (API key): NDP SPM primary-group polygons + Capacity Heatmaps Information Model SPM + LTDS appendices 3/6 + NSHR
1762 | 43.7 | 72-76, OXTON ROAD | BIRKENHEAD | CH41 2TW | Wirral |  | Showroom Workshop & Premises | industrial | 1 | 1167 | 12561 | NIA | 44500 | Bentinck St T1 / Bentinck St T2 / Chester St T1 | inside-area | 0.46 | PRENTON GRID GT1 / ROCK FERRY GT1 | BIRKENHEAD | SPM | 10.3 | primary | 10.3335 | Green | 18.2 | 7.8665 | thermal | 0 | 0 | 0 | 0 | 8.2 | PRENTON GRID GT1 / ROCK FERRY GT1 | 18.455 | GREEN | 0 |  |  | 0 | 0 | 0 | 18.2 |  |  |  |  | Green (Over 5% headroom) | 73440 | 100 | 1.85 | 53 | 32 | 1087290 | [9 empty] | Birkenhead | BIRKENHEAD | 0 | 0 | 0 | 0 | 0 | 90 | [13 empty] | 53.387 | -3.0341 | SPM-BENTINCK_ST_T1_BENTINCK_ST_T2_CHESTER_ST_T1 | 225965132 | SP Energy Networks open data (API key): NDP SPM primary-group polygons + Capacity Heatmaps Information Model SPM + LTDS appendices 3/6 + NSHR
1763 | 43.7 | 337-339, CLEVELAND STREET | BIRKENHEAD | CH41 8EG | Wirral |  | Workshop And Premises | industrial | 1 | 1098.72 | 11827 | GIA | 33500 | Bentinck St T1 / Bentinck St T2 / Chester St T1 | inside-area | 0.99 | PRENTON GRID GT1 / ROCK FERRY GT1 | BIRKENHEAD | SPM | 10.3 | primary | 10.3335 | Green | 18.2 | 7.8665 | thermal | 0 | 0 | 0 | 0 | 8.2 | PRENTON GRID GT1 / ROCK FERRY GT1 | 18.455 | GREEN | 0 |  |  | 0 | 0 | 0 | 18.2 |  |  |  |  | Green (Over 5% headroom) | 73440 | 100 | 1.75 | 49 | 32 | 1088024 | [9 empty] | Birkenhead | BIRKENHEAD | 0 | 0 | 0 | 0 | 0 | 90 | [13 empty] | 53.3997 | -3.0341 | SPM-BENTINCK_ST_T1_BENTINCK_ST_T2_CHESTER_ST_T1 | 9096552000 | SP Energy Networks open data (API key): NDP SPM primary-group polygons + Capacity Heatmaps Information Model SPM + LTDS appendices 3/6 + NSHR
1764 | 43.7 | MAGENTA LIVING WORKS DEPOT, ST MARYS GATE | BIRKENHEAD | CH41 5DW | Wirral |  | Warehouse And Premises | industrial | 1 | 1060.34 | 11413 | GIA | 56500 | Bentinck St T1 / Bentinck St T2 / Chester St T1 | inside-area | 1.24 | PRENTON GRID GT1 / ROCK FERRY GT1 | BIRKENHEAD | SPM | 10.3 | primary | 10.3335 | Green | 18.2 | 7.8665 | thermal | 0 | 0 | 0 | 0 | 8.2 | PRENTON GRID GT1 / ROCK FERRY GT1 | 18.455 | GREEN | 0 |  |  | 0 | 0 | 0 | 18.2 |  |  |  |  | Green (Over 5% headroom) | 73440 | 100 | 1.68 | 27 | 32 | 1088438 | [9 empty] | Birkenhead | BIRKENHEAD | 0 | 0 | 0 | 0 | 0 | 90 | [13 empty] | 53.3901 | -3.0131 | SPM-BENTINCK_ST_T1_BENTINCK_ST_T2_CHESTER_ST_T1 | 9993506000 | SP Energy Networks open data (API key): NDP SPM primary-group polygons + Capacity Heatmaps Information Model SPM + LTDS appendices 3/6 + NSHR
1765 | 43.7 | SURVITEC, AVIATOR INDUSTRIAL PARK, ERIC FOUNTAIN ROAD | ELLESMERE PORT | CH65 1AX | Cheshire West And Chester |  | Warehouse And Premises | industrial | 1 | 11617 | 125044 | GIA | 695000 | Hooton Main T1 | inside-area | 3.1 | BROMBOROUGH GT2 / ELLESMERE PORT GT1 / HOOTON PK GT1A / HOOTON PK GT2A | CAPENHURST | SPM | 2.8 | primary | 2.772 | Green | 7.5 | 4.659 | thermal | 0.1 | 0.2 | 0 | 0.3 | 1.2 | BROMBOROUGH GT2 / ELLESMERE PORT GT1 / HOOTON PK GT1A / HOOTON PK GT2A | 11.703 | GREEN | 0 |  |  | 0 | 0 | 0 | 7.5 |  |  |  |  | Green (Over 5% headroom) | 19964 | 16 | 18.46 | 290 | 12 | 1238112 | [9 empty] | Capenhurst | CAPENHURST | 4 | 896.6 | 896.6 | 0 | 0 | 304 | 2029-10 | 10095488005 | B8 Storage or Distribution | 8128 | A | Grid Supplied Electricity | 4 |  | Air Conditioning | 2022-09-05 |  | 0.75 | FALSE | 53.309 | -2.9394 | SPM-HOOTON_MAIN_T1 | 13434699000 | SP Energy Networks open data (API key): NDP SPM primary-group polygons + Capacity Heatmaps Information Model SPM + LTDS appendices 3/6 + NSHR
1766 | 43.7 | UNIT 2, AVIATOR INDUSTRIAL PARK, ERIC FOUNTAIN ROAD | ELLESMERE PORT | CH65 1AX | Cheshire West And Chester |  | Warehouse And Premises | industrial | 1 | 7478.36 | 80496 | GIA | 447500 | Hooton Main T1 | inside-area | 3.1 | BROMBOROUGH GT2 / ELLESMERE PORT GT1 / HOOTON PK GT1A / HOOTON PK GT2A | CAPENHURST | SPM | 2.8 | primary | 2.772 | Green | 7.5 | 4.659 | thermal | 0.1 | 0.2 | 0 | 0.3 | 1.2 | BROMBOROUGH GT2 / ELLESMERE PORT GT1 / HOOTON PK GT1A / HOOTON PK GT2A | 11.703 | GREEN | 0 |  |  | 0 | 0 | 0 | 7.5 |  |  |  |  | Green (Over 5% headroom) | 19964 | 25 | 11.88 | 187 | 12 | 1282660 | [9 empty] | Capenhurst | CAPENHURST | 4 | 896.6 | 896.6 | 0 | 0 | 304 | 2029-10 | 10095488005 | B8 Storage or Distribution | 8128 | A | Grid Supplied Electricity | 4 |  | Air Conditioning | 2022-09-05 |  | 0.75 | FALSE | 53.309 | -2.9394 | SPM-HOOTON_MAIN_T1 | 14267691000 | SP Energy Networks open data (API key): NDP SPM primary-group polygons + Capacity Heatmaps Information Model SPM + LTDS appendices 3/6 + NSHR
1767 | 43.7 | A.M. TRANSPORT (LIVERPOOL) LTD, WEST ROAD | ELLESMERE PORT | CH65 1BR | Wirral |  | Warehouse And Premises | industrial | 1 | 4985.19 | 53660 | GIA | 81000 | Hooton Main T1 | inside-area | 3.04 | BROMBOROUGH GT2 / ELLESMERE PORT GT1 / HOOTON PK GT1A / HOOTON PK GT2A | CAPENHURST | SPM | 2.8 | primary | 2.772 | Green | 7.5 | 4.659 | thermal | 0.1 | 0.2 | 0 | 0.3 | 1.2 | BROMBOROUGH GT2 / ELLESMERE PORT GT1 / HOOTON PK GT1A / HOOTON PK GT2A | 11.703 | GREEN | 0 |  |  | 0 | 0 | 0 | 7.5 |  |  |  |  | Green (Over 5% headroom) | 19964 | 37 | 7.92 | 125 | 12 | 1309496 | [9 empty] | Capenhurst | CAPENHURST | 4 | 896.6 | 896.6 | 0 | 0 | 304 | 2029-10 | 42194694 | B8 Storage or Distribution | 4586 | D | Oil | 3 |  | Heating and Natural Ventilation | 2017-10-01 |  | 0.5 | FALSE | 53.3103 | -2.9416 | SPM-HOOTON_MAIN_T1 | 11448300000 | SP Energy Networks open data (API key): NDP SPM primary-group polygons + Capacity Heatmaps Information Model SPM + LTDS appendices 3/6 + NSHR
1768 | 43.7 | UNITS1-3, HOOTON LOGISTICS PARK | ELLESMERE PORT | CH66 7NA | Cheshire West And Chester |  | Warehouse And Premises | industrial | 1 | 4226.28 | 45491 | GIA | 76500 | Hooton Main T1 | inside-area | 0.18 | BROMBOROUGH GT2 / ELLESMERE PORT GT1 / HOOTON PK GT1A / HOOTON PK GT2A | CAPENHURST | SPM | 2.8 | primary | 2.772 | Green | 7.5 | 4.659 | thermal | 0.1 | 0.2 | 0 | 0.3 | 1.2 | BROMBOROUGH GT2 / ELLESMERE PORT GT1 / HOOTON PK GT1A / HOOTON PK GT2A | 11.703 | GREEN | 0 |  |  | 0 | 0 | 0 | 7.5 |  |  |  |  | Green (Over 5% headroom) | 19964 | 44 | 6.72 | 106 | 12 | 1317665 | [9 empty] | Capenhurst | CAPENHURST | 4 | 896.6 | 896.6 | 0 | 0 | 304 | 2029-10 | [12 empty] | 53.2981 | -2.9799 | SPM-HOOTON_MAIN_T1 | 13935567000 | SP Energy Networks open data (API key): NDP SPM primary-group polygons + Capacity Heatmaps Information Model SPM + LTDS appendices 3/6 + NSHR
1769 | 43.7 | CCC DEPOT, CHAPEL LANE | CHESTER | CH3 9EE | Cheshire West And Chester |  | Workshop And Premises | industrial | 1 | 3184.58 | 34279 | GIA | 72000 | Chowley T1 / Chowley T2 | inside-area | 2.9 | BRYMBO GT1 / LEGACY LOCAL GT1 / MARCHWIEL GT1 / MARCHWIEL GT2 / WREXHAM GT1 | LEGACY | SPM | 2.8 | primary | 2.822 | Green | 10 | 6.64 | thermal | 1.1 | 0.2 | 1.3 | 1.3 | 2.2 | BRYMBO GT1 / LEGACY LOCAL GT1 / MARCHWIEL GT1 / MARCHWIEL GT2 / WREXHAM GT1 | 41.8508 | GREEN | 1.6 |  |  | 0 | 0 | 0 | 10 |  |  |  |  | Green (Over 5% headroom) | 19964 | 58 | 5.06 | 143 | 5 | 77271 | [9 empty] | Capenhurst | LEGACY | 5 | 1714 | 1714 | 0 | 0 | 0 | 2024-08 | [12 empty] | 53.1234 | -2.8098 | SPM-CHOWLEY_T1_CHOWLEY_T2 | 14509494000 | SP Energy Networks open data (API key): NDP SPM primary-group polygons + Capacity Heatmaps Information Model SPM + LTDS appendices 3/6 + NSHR
1770 | 43.7 | ARCO MERSEYSIDE LTD (WHSE), HOOTON ROAD | ELLESMERE PORT | CH66 7NB | Cheshire West And Chester |  | Warehouse And Premises | industrial | 1 | 2996.46 | 32254 | GIA | 68500 | Hooton Main T1 | inside-area | 0.37 | BROMBOROUGH GT2 / ELLESMERE PORT GT1 / HOOTON PK GT1A / HOOTON PK GT2A | CAPENHURST | SPM | 2.8 | primary | 2.772 | Green | 7.5 | 4.659 | thermal | 0.1 | 0.2 | 0 | 0.3 | 1.2 | BROMBOROUGH GT2 / ELLESMERE PORT GT1 / HOOTON PK GT1A / HOOTON PK GT2A | 11.703 | GREEN | 0 |  |  | 0 | 0 | 0 | 7.5 |  |  |  |  | Green (Over 5% headroom) | 19964 | 62 | 4.76 | 75 | 12 | 1330902 | [9 empty] | Capenhurst | CAPENHURST | 4 | 896.6 | 896.6 | 0 | 0 | 304 | 2029-10 | [12 empty] | 53.2988 | -2.9769 | SPM-HOOTON_MAIN_T1 | 225096132 | SP Energy Networks open data (API key): NDP SPM primary-group polygons + Capacity Heatmaps Information Model SPM + LTDS appendices 3/6 + NSHR
1771 | 43.7 | SECURE CARAVAN STORAGE NW LTD, HOME FARM, CHAPEL HOUSE LANE | NESTON | CH64 5SW | Cheshire West And Chester |  | Warehouse And Premises | industrial | 1 | 2457 | 26447 | GIA | 25000 | Hooton Main T1 | inside-area | 5.33 | BROMBOROUGH GT2 / ELLESMERE PORT GT1 / HOOTON PK GT1A / HOOTON PK GT2A | CAPENHURST | SPM | 2.8 | primary | 2.772 | Green | 7.5 | 4.659 | thermal | 0.1 | 0.2 | 0 | 0.3 | 1.2 | BROMBOROUGH GT2 / ELLESMERE PORT GT1 / HOOTON PK GT1A / HOOTON PK GT2A | 11.703 | GREEN | 0 |  |  | 0 | 0 | 0 | 7.5 |  |  |  |  | Green (Over 5% headroom) | 19964 | 75 | 3.9 | 61 | 12 | 1336709 | [9 empty] | Capenhurst | CAPENHURST | 4 | 896.6 | 896.6 | 0 | 0 | 304 | 2029-10 | [12 empty] | 53.2503 | -3.0015 | SPM-HOOTON_MAIN_T1 | 15003014000 | SP Energy Networks open data (API key): NDP SPM primary-group polygons + Capacity Heatmaps Information Model SPM + LTDS appendices 3/6 + NSHR
1772 | 43.6 | RADBROKE HALL, HOLMES CHAPEL ROAD | KNUTSFORD | WA16 9RD | Cheshire East |  | Offices And Premises | office | 1 | 25122.1 | 270412 | NIA | 1920000 | Ilfords T1 / Knutsford T1 / Mobberley T1 / Radbroke Hall T1 | inside-area | 38.02 | ELWORTH GT1 / ELWORTH GT2 / KNUTSFORD GT1 / KNUTSFORD GT2 | CARRINGTON - FIDDLERS FERRY | SPM | 14.7 | primary | 14.665 | Green | 30 | 14.758 | thermal | 2.3 | 1.3 | 2 | 3.6 | 12.3 | ELWORTH GT1 / ELWORTH GT2 / KNUTSFORD GT1 / KNUTSFORD GT2 | 26.603 | GREEN | 0 |  |  | 0 | 0 | 0 | 30 |  |  |  |  | Green (Over 5% headroom) | 104813 | 39 | 39.92 | 1759 | 54 | 2436652 | [9 empty] | Fiddlers Ferry | CARRINGTON | 5 | 2186.9 | 2186.9 | 0 | 0 | 930 | 2026-05 | [12 empty] | 53.2588 | -2.356 | SPM-ILFORDS_T1_KNUTSFORD_T1_MOBBERLEY_T1_RADBROKE_HALL_T1 | 141940133 | SP Energy Networks open data (API key): NDP SPM primary-group polygons + Capacity Heatmaps Information Model SPM + LTDS appendices 3/6 + NSHR
1773 | 43.6 | MOTT MACDONALD (NW) LTD, SPRINGBANK HOUSE, STAMFORD STREET | ALTRINCHAM | WA14 1ES | Trafford |  | Offices And Premises | office | 1 | 1794.23 | 19313 | NIA | 325000 | Ilfords T1 / Knutsford T1 / Mobberley T1 / Radbroke Hall T1 | nearest-substation | 43.6 | ELWORTH GT1 / ELWORTH GT2 / KNUTSFORD GT1 / KNUTSFORD GT2 | CARRINGTON - FIDDLERS FERRY | SPM | 14.7 | primary | 14.665 | Green | 30 | 14.758 | thermal | 2.3 | 1.3 | 2 | 3.6 | 12.3 | ELWORTH GT1 / ELWORTH GT2 / KNUTSFORD GT1 / KNUTSFORD GT2 | 26.603 | GREEN | 0 |  |  | 0 | 0 | 0 | 30 |  |  |  |  | Green (Over 5% headroom) | 104813 | 100 | 2.85 | 126 | 54 | 2687751 | [9 empty] | Fiddlers Ferry | CARRINGTON | 5 | 2186.9 | 2186.9 | 0 | 0 | 930 | 2026-05 | 100012797927 | Offices and Workshop Businesses | 1403 | B | Grid Supplied Electricity | 4 |  | Air Conditioning | 2024-07-08 |  | 0.6 | FALSE | 53.3895 | -2.3477 | SPM-ILFORDS_T1_KNUTSFORD_T1_MOBBERLEY_T1_RADBROKE_HALL_T1 | 14317778000 | SP Energy Networks open data (API key): NDP SPM primary-group polygons + Capacity Heatmaps Information Model SPM + LTDS appendices 3/6 + NSHR
1774 | 43.6 | GROSVENOR HOUSE 20, BARRINGTON ROAD | ALTRINCHAM | WA14 1HB | Trafford |  | Offices And Premises | office | 1 | 1783.18 | 19194 | NIA | 327500 | Ilfords T1 / Knutsford T1 / Mobberley T1 / Radbroke Hall T1 | nearest-substation | 43.72 | ELWORTH GT1 / ELWORTH GT2 / KNUTSFORD GT1 / KNUTSFORD GT2 | CARRINGTON - FIDDLERS FERRY | SPM | 14.7 | primary | 14.665 | Green | 30 | 14.758 | thermal | 2.3 | 1.3 | 2 | 3.6 | 12.3 | ELWORTH GT1 / ELWORTH GT2 / KNUTSFORD GT1 / KNUTSFORD GT2 | 26.603 | GREEN | 0 |  |  | 0 | 0 | 0 | 30 |  |  |  |  | Green (Over 5% headroom) | 104813 | 100 | 2.83 | 125 | 54 | 2687870 | [9 empty] | Fiddlers Ferry | CARRINGTON | 5 | 2186.9 | 2186.9 | 0 | 0 | 930 | 2026-05 | 100012797621 | Offices and Workshop Businesses | 2112 | C | Grid Supplied Electricity | 3 | 2 | Air Conditioning | 2022-08-07 |  | 1 | FALSE | 53.3909 | -2.3469 | SPM-ILFORDS_T1_KNUTSFORD_T1_MOBBERLEY_T1_RADBROKE_HALL_T1 | 12115891000 | SP Energy Networks open data (API key): NDP SPM primary-group polygons + Capacity Heatmaps Information Model SPM + LTDS appendices 3/6 + NSHR
1775 | 43.6 | SERVICED OFFICES, LYNNFIELD HOUSE, CHURCH STREET | ALTRINCHAM | WA14 4DZ | Trafford |  | Offices And Premises | office | 1 | 1333.41 | 14353 | NIA | 211000 | Ilfords T1 / Knutsford T1 / Mobberley T1 / Radbroke Hall T1 | nearest-substation | 43.54 | ELWORTH GT1 / ELWORTH GT2 / KNUTSFORD GT1 / KNUTSFORD GT2 | CARRINGTON - FIDDLERS FERRY | SPM | 14.7 | primary | 14.665 | Green | 30 | 14.758 | thermal | 2.3 | 1.3 | 2 | 3.6 | 12.3 | ELWORTH GT1 / ELWORTH GT2 / KNUTSFORD GT1 / KNUTSFORD GT2 | 26.603 | GREEN | 0 |  |  | 0 | 0 | 0 | 30 |  |  |  |  | Green (Over 5% headroom) | 104813 | 100 | 2.12 | 93 | 54 | 2692711 | [9 empty] | Fiddlers Ferry | CARRINGTON | 5 | 2186.9 | 2186.9 | 0 | 0 | 930 | 2026-05 | 100012799460 | B1 Offices and Workshop businesses | 2671 | E | Natural Gas | 3 | 1 | Heating and Natural Ventilation | 2014-03-05 |  | 1 | FALSE | 53.3922 | -2.3514 | SPM-ILFORDS_T1_KNUTSFORD_T1_MOBBERLEY_T1_RADBROKE_HALL_T1 | 14655224000 | SP Energy Networks open data (API key): NDP SPM primary-group polygons + Capacity Heatmaps Information Model SPM + LTDS appendices 3/6 + NSHR
1776 | 43.6 | 2ND FLR, KINGS COURT, WATER LANE | WILMSLOW | SK9 5AR | Cheshire East |  | Offices And Premises | office | 1 | 1149.93 | 12378 | NIA | 203000 | Ilfords T1 / Knutsford T1 / Mobberley T1 / Radbroke Hall T1 | nearest-substation | 47.62 | ELWORTH GT1 / ELWORTH GT2 / KNUTSFORD GT1 / KNUTSFORD GT2 | CARRINGTON - FIDDLERS FERRY | SPM | 14.7 | primary | 14.665 | Green | 30 | 14.758 | thermal | 2.3 | 1.3 | 2 | 3.6 | 12.3 | ELWORTH GT1 / ELWORTH GT2 / KNUTSFORD GT1 / KNUTSFORD GT2 | 26.603 | GREEN | 0 |  |  | 0 | 0 | 0 | 30 |  |  |  |  | Green (Over 5% headroom) | 104813 | 100 | 1.83 | 80 | 54 | 2694686 | [9 empty] | Fiddlers Ferry | CARRINGTON | 5 | 2186.9 | 2186.9 | 0 | 0 | 930 | 2026-05 | 100012790442 | B1 Offices and Workshop businesses | 3635 | B | Grid Supplied Electricity | 3 | 2 | Air Conditioning | 2019-01-05 |  | 1 | FALSE | 53.3261 | -2.2355 | SPM-ILFORDS_T1_KNUTSFORD_T1_MOBBERLEY_T1_RADBROKE_HALL_T1 | 14258852000 | SP Energy Networks open data (API key): NDP SPM primary-group polygons + Capacity Heatmaps Information Model SPM + LTDS appendices 3/6 + NSHR
1777 | 43.6 | MORLAND HOUSE, ALTRINCHAM ROAD | WILMSLOW | SK9 5NN | Cheshire East |  | Offices And Premises | office | 1 | 1132.7 | 12192 | NIA | 219000 | Ilfords T1 / Knutsford T1 / Mobberley T1 / Radbroke Hall T1 | nearest-substation | 46.68 | ELWORTH GT1 / ELWORTH GT2 / KNUTSFORD GT1 / KNUTSFORD GT2 | CARRINGTON - FIDDLERS FERRY | SPM | 14.7 | primary | 14.665 | Green | 30 | 14.758 | thermal | 2.3 | 1.3 | 2 | 3.6 | 12.3 | ELWORTH GT1 / ELWORTH GT2 / KNUTSFORD GT1 / KNUTSFORD GT2 | 26.603 | GREEN | 0 |  |  | 0 | 0 | 0 | 30 |  |  |  |  | Green (Over 5% headroom) | 104813 | 100 | 1.8 | 79 | 54 | 2694872 | [9 empty] | Fiddlers Ferry | CARRINGTON | 5 | 2186.9 | 2186.9 | 0 | 0 | 930 | 2026-05 | [12 empty] | 53.3321 | -2.2537 | SPM-ILFORDS_T1_KNUTSFORD_T1_MOBBERLEY_T1_RADBROKE_HALL_T1 | 5321497000 | SP Energy Networks open data (API key): NDP SPM primary-group polygons + Capacity Heatmaps Information Model SPM + LTDS appendices 3/6 + NSHR
1778 | 43.6 | 1, KINGS CLOSE | WILMSLOW | SK9 5EB | Cheshire East |  | Offices And Premises | office | 1 | 1053.29 | 11338 | NIA | 198000 | Ilfords T1 / Knutsford T1 / Mobberley T1 / Radbroke Hall T1 | nearest-substation | 47.69 | ELWORTH GT1 / ELWORTH GT2 / KNUTSFORD GT1 / KNUTSFORD GT2 | CARRINGTON - FIDDLERS FERRY | SPM | 14.7 | primary | 14.665 | Green | 30 | 14.758 | thermal | 2.3 | 1.3 | 2 | 3.6 | 12.3 | ELWORTH GT1 / ELWORTH GT2 / KNUTSFORD GT1 / KNUTSFORD GT2 | 26.603 | GREEN | 0 |  |  | 0 | 0 | 0 | 30 |  |  |  |  | Green (Over 5% headroom) | 104813 | 100 | 1.67 | 74 | 54 | 2695726 | [9 empty] | Fiddlers Ferry | CARRINGTON | 5 | 2186.9 | 2186.9 | 0 | 0 | 930 | 2026-05 | 100010173351 | Offices and Workshop Businesses | 1224 | A | Grid Supplied Electricity | 3 | 2 | Mixed-mode with Mechanical Ventilation | 2025-05-08 |  | 1 | FALSE | 53.3258 | -2.2344 | SPM-ILFORDS_T1_KNUTSFORD_T1_MOBBERLEY_T1_RADBROKE_HALL_T1 | 7225793000 | SP Energy Networks open data (API key): NDP SPM primary-group polygons + Capacity Heatmaps Information Model SPM + LTDS appendices 3/6 + NSHR
1779 | 43.6 | LAWSON HOUSE 22-26, STOCKPORT ROAD | ALTRINCHAM | WA15 8EX | Trafford |  | Offices And Premises | office | 1 | 1029.32 | 11079 | NIA | 183000 | Ilfords T1 / Knutsford T1 / Mobberley T1 / Radbroke Hall T1 | nearest-substation | 43.86 | ELWORTH GT1 / ELWORTH GT2 / KNUTSFORD GT1 / KNUTSFORD GT2 | CARRINGTON - FIDDLERS FERRY | SPM | 14.7 | primary | 14.665 | Green | 30 | 14.758 | thermal | 2.3 | 1.3 | 2 | 3.6 | 12.3 | ELWORTH GT1 / ELWORTH GT2 / KNUTSFORD GT1 / KNUTSFORD GT2 | 26.603 | GREEN | 0 |  |  | 0 | 0 | 0 | 30 |  |  |  |  | Green (Over 5% headroom) | 104813 | 100 | 1.64 | 72 | 54 | 2695985 | [9 empty] | Fiddlers Ferry | CARRINGTON | 5 | 2186.9 | 2186.9 | 0 | 0 | 930 | 2026-05 | 100012800920 | B1 Offices and Workshop businesses | 985 | B | Natural Gas | 3 | 1 | Heating and Natural Ventilation | 2021-11-26 |  | 0.75 | FALSE | 53.3901 | -2.3437 | SPM-ILFORDS_T1_KNUTSFORD_T1_MOBBERLEY_T1_RADBROKE_HALL_T1 | 9437638000 | SP Energy Networks open data (API key): NDP SPM primary-group polygons + Capacity Heatmaps Information Model SPM + LTDS appendices 3/6 + NSHR
1780 | 43.6 | UNIT MC26, MAES Y CLAWDD INDUSTRIAL ESTATE | OSWESTRY | SY10 8NN | Shropshire |  | Store And Premises | industrial | 1 | 13312.15 | 143291 | GIA | 510000 | Maes-Y-Clawdd T1 | inside-area | 0.07 | LEGACY LOCAL GT2 / NEWTOWN GT2 / OSWESTRY GT8 / WELSHPOOL GT1 | LEGACY | SPM | 2.7 | primary | 2.732 | Green | 7.5 | 4.768 | thermal | 0 | 0 | 0 | 0 | 1.7 | LEGACY LOCAL GT2 / NEWTOWN GT2 / OSWESTRY GT8 / WELSHPOOL GT1 | 60.6676 | GREEN | 0 |  |  | 0 | 0 | 0 | 7.5 |  |  |  |  | Green (Over 5% headroom) | 19251 | 13 | 21.15 | 333 | 24 | 851685 | [9 empty] | Legacy | LEGACY | 5 | 1714 | 1714 | 0 | 0 | 0 | 2024-08 | [12 empty] | 52.8456 | -3.034 | SPM-MAES_Y_CLAWDD_T1 | 2168217000 | SP Energy Networks open data (API key): NDP SPM primary-group polygons + Capacity Heatmaps Information Model SPM + LTDS appendices 3/6 + NSHR
1781 | 43.6 | REHAU LTD, BLACKHEATH LANE | RUNCORN | WA7 1SE | Halton |  | Warehouse And Premises | industrial | 1 | 12355.56 | 132994 | GIA | 820000 | Manor Pk T1 / Norton Chains T1 | inside-area | 1.27 | DUTTON GT2 / MOORE GT1 / PERCIVAL LA GT1 | FRODSHAM - INCE | SPM | 2.7 | primary | 2.699 | Green | 10 | 7.301 | thermal | 0 | 0 | 0 | 0 | 1.8 | DUTTON GT2 / MOORE GT1 / PERCIVAL LA GT1 | 32.616 | GREEN | 0 |  |  | 0 | 0 | 0 | 10 |  |  |  |  | Green (Over 5% headroom) | 19251 | 14 | 19.63 | 309 | 13 | 2465701 | [9 empty] | Fiddlers Ferry | FRODSHAM | 5 | 1090 | 1090 | 0 | 0 | 0 | 2029-04 | 10012258051 | Storage or Distribution | 4990 | C | Natural Gas | 3 | 2 | Air Conditioning | 2024-03-15 |  | 0.5 | FALSE | 53.3524 | -2.6539 | SPM-MANOR_PK_T1_NORTON_CHAINS_T1 | 9494689000 | SP Energy Networks open data (API key): NDP SPM primary-group polygons + Capacity Heatmaps Information Model SPM + LTDS appendices 3/6 + NSHR
1782 | 43.6 | CESTRIAN COURT AT 2, EASTGATE WAY | RUNCORN | WA7 1NT | Halton |  | Warehouse And Premises | industrial | 1 | 10577.58 | 113856 | GIA | 770000 | Manor Pk T1 / Norton Chains T1 | inside-area | 1.38 | DUTTON GT2 / MOORE GT1 / PERCIVAL LA GT1 | FRODSHAM - INCE | SPM | 2.7 | primary | 2.699 | Green | 10 | 7.301 | thermal | 0 | 0 | 0 | 0 | 1.8 | DUTTON GT2 / MOORE GT1 / PERCIVAL LA GT1 | 32.616 | GREEN | 0 |  |  | 0 | 0 | 0 | 10 |  |  |  |  | Green (Over 5% headroom) | 19251 | 17 | 16.81 | 264 | 13 | 2484839 | [9 empty] | Fiddlers Ferry | FRODSHAM | 5 | 1090 | 1090 | 0 | 0 | 0 | 2029-04 | 10093157471 | B8 Storage or Distribution | 10645 | B | Grid Supplied Electricity | 5 | 2 | Air Conditioning | 2019-06-07 |  | 1 | FALSE | 53.3564 | -2.6555 | SPM-MANOR_PK_T1_NORTON_CHAINS_T1 | 12459183000 | SP Energy Networks open data (API key): NDP SPM primary-group polygons + Capacity Heatmaps Information Model SPM + LTDS appendices 3/6 + NSHR
1783 | 43.6 | UNIT GM6, GLOVERS MEADOW, MAESBURY ROAD | OSWESTRY | SY10 8HP | Shropshire |  | Cold Store And Premises | industrial | 1 | 10561.61 | 113684 | GIA | 325000 | Maes-Y-Clawdd T1 | inside-area | 0.53 | LEGACY LOCAL GT2 / NEWTOWN GT2 / OSWESTRY GT8 / WELSHPOOL GT1 | LEGACY | SPM | 2.7 | primary | 2.732 | Green | 7.5 | 4.768 | thermal | 0 | 0 | 0 | 0 | 1.7 | LEGACY LOCAL GT2 / NEWTOWN GT2 / OSWESTRY GT8 / WELSHPOOL GT1 | 60.6676 | GREEN | 0 |  |  | 0 | 0 | 0 | 7.5 |  |  |  |  | Green (Over 5% headroom) | 19251 | 17 | 16.78 | 1267 | 24 | 881292 | [9 empty] | Legacy | LEGACY | 5 | 1714 | 1714 | 0 | 0 | 0 | 2024-08 | [12 empty] | 52.8487 | -3.0395 | SPM-MAES_Y_CLAWDD_T1 | 13236346000 | SP Energy Networks open data (API key): NDP SPM primary-group polygons + Capacity Heatmaps Information Model SPM + LTDS appendices 3/6 + NSHR
1784 | 43.6 | UNIT MC1, MAES Y CLAWDD INDUSTRIAL ESTATE | OSWESTRY | SY10 8NL | Shropshire |  | Factory And Premises | industrial | 1 | 9596.55 | 103296 | GIA | 350000 | Maes-Y-Clawdd T1 | inside-area | 0.16 | LEGACY LOCAL GT2 / NEWTOWN GT2 / OSWESTRY GT8 / WELSHPOOL GT1 | LEGACY | SPM | 2.7 | primary | 2.732 | Green | 7.5 | 4.768 | thermal | 0 | 0 | 0 | 0 | 1.7 | LEGACY LOCAL GT2 / NEWTOWN GT2 / OSWESTRY GT8 / WELSHPOOL GT1 | 60.6676 | GREEN | 0 |  |  | 0 | 0 | 0 | 7.5 |  |  |  |  | Green (Over 5% headroom) | 19251 | 19 | 15.25 | 576 | 24 | 891680 | [9 empty] | Legacy | LEGACY | 5 | 1714 | 1714 | 0 | 0 | 0 | 2024-08 | [12 empty] | 52.8453 | -3.0367 | SPM-MAES_Y_CLAWDD_T1 | 2168178000 | SP Energy Networks open data (API key): NDP SPM primary-group polygons + Capacity Heatmaps Information Model SPM + LTDS appendices 3/6 + NSHR
1785 | 43.6 | SIGMATEX (UK) LTD, MANOR FARM ROAD | RUNCORN | WA7 1TE | Halton |  | Factory And Premises | industrial | 1 | 9183.4 | 98849 | GIA | 475000 | Manor Pk T1 / Norton Chains T1 | inside-area | 0.74 | DUTTON GT2 / MOORE GT1 / PERCIVAL LA GT1 | FRODSHAM - INCE | SPM | 2.7 | primary | 2.699 | Green | 10 | 7.301 | thermal | 0 | 0 | 0 | 0 | 1.8 | DUTTON GT2 / MOORE GT1 / PERCIVAL LA GT1 | 32.616 | GREEN | 0 |  |  | 0 | 0 | 0 | 10 |  |  |  |  | Green (Over 5% headroom) | 19251 | 19 | 14.59 | 551 | 13 | 2499846 | [9 empty] | Fiddlers Ferry | FRODSHAM | 5 | 1090 | 1090 | 0 | 0 | 0 | 2029-04 | 10012258731 | General Industrial and Special Industrial Groups | 10637 | A | Grid Supplied Electricity | 3 | 3 | Air Conditioning | 2025-02-07 |  | 1 | FALSE | 53.3483 | -2.6612 | SPM-MANOR_PK_T1_NORTON_CHAINS_T1 | 6188846000 | SP Energy Networks open data (API key): NDP SPM primary-group polygons + Capacity Heatmaps Information Model SPM + LTDS appendices 3/6 + NSHR
1786 | 43.6 | UNIT 4, ROKEBY COURT | RUNCORN | WA7 1RW | Halton |  | Warehouse And Premises; Workshop And Premises | industrial | 4 | 8649.8 | 93106 | GIA | 554000 | Manor Pk T1 / Norton Chains T1 | inside-area | 0.7 | DUTTON GT2 / MOORE GT1 / PERCIVAL LA GT1 | FRODSHAM - INCE | SPM | 2.7 | primary | 2.699 | Green | 10 | 7.301 | thermal | 0 | 0 | 0 | 0 | 1.8 | DUTTON GT2 / MOORE GT1 / PERCIVAL LA GT1 | 32.616 | GREEN | 0 |  |  | 0 | 0 | 0 | 10 |  |  |  |  | Green (Over 5% headroom) | 19251 | 21 | 13.75 | 389 | 13 | 2505589 | [9 empty] | Fiddlers Ferry | FRODSHAM | 5 | 1090 | 1090 | 0 | 0 | 0 | 2029-04 | 10010608663 | Offices and Workshop Businesses | 1598 | C | Natural Gas | 3 |  | Heating and Natural Ventilation | 2022-11-07 |  | 1 | FALSE | 53.3514 | -2.6624 | SPM-MANOR_PK_T1_NORTON_CHAINS_T1 | 3776305000;3776299000;632354137;632129137 | SP Energy Networks open data (API key): NDP SPM primary-group polygons + Capacity Heatmaps Information Model SPM + LTDS appendices 3/6 + NSHR
1787 | 43.6 | DIAMOND COMIC DISTRIBUTORS, WARRINGTON ROAD | RUNCORN | WA7 1SB | Halton |  | Warehouse And Premises | industrial | 1 | 6786.06 | 73044 | GIA | 285000 | Manor Pk T1 / Norton Chains T1 | inside-area | 0.44 | DUTTON GT2 / MOORE GT1 / PERCIVAL LA GT1 | FRODSHAM - INCE | SPM | 2.7 | primary | 2.699 | Green | 10 | 7.301 | thermal | 0 | 0 | 0 | 0 | 1.8 | DUTTON GT2 / MOORE GT1 / PERCIVAL LA GT1 | 32.616 | GREEN | 0 |  |  | 0 | 0 | 0 | 10 |  |  |  |  | Green (Over 5% headroom) | 19251 | 26 | 10.78 | 170 | 13 | 2525651 | [9 empty] | Fiddlers Ferry | FRODSHAM | 5 | 1090 | 1090 | 0 | 0 | 0 | 2029-04 | [12 empty] | 53.3509 | -2.6664 | SPM-MANOR_PK_T1_NORTON_CHAINS_T1 | 7562128000 | SP Energy Networks open data (API key): NDP SPM primary-group polygons + Capacity Heatmaps Information Model SPM + LTDS appendices 3/6 + NSHR
1788 | 43.6 | BUSINESS POST, BLACKHEATH LANE | RUNCORN | WA7 1SE | Halton |  | Warehouse And Premises | industrial | 1 | 6513.2 | 70107 | GIA | 435000 | Manor Pk T1 / Norton Chains T1 | inside-area | 1.27 | DUTTON GT2 / MOORE GT1 / PERCIVAL LA GT1 | FRODSHAM - INCE | SPM | 2.7 | primary | 2.699 | Green | 10 | 7.301 | thermal | 0 | 0 | 0 | 0 | 1.8 | DUTTON GT2 / MOORE GT1 / PERCIVAL LA GT1 | 32.616 | GREEN | 0 |  |  | 0 | 0 | 0 | 10 |  |  |  |  | Green (Over 5% headroom) | 19251 | 27 | 10.35 | 163 | 13 | 2528588 | [9 empty] | Fiddlers Ferry | FRODSHAM | 5 | 1090 | 1090 | 0 | 0 | 0 | 2029-04 | 10012258051 | Storage or Distribution | 4990 | C | Natural Gas | 3 | 2 | Air Conditioning | 2024-03-15 |  | 0.5 | FALSE | 53.3524 | -2.6539 | SPM-MANOR_PK_T1_NORTON_CHAINS_T1 | 2694039000 | SP Energy Networks open data (API key): NDP SPM primary-group polygons + Capacity Heatmaps Information Model SPM + LTDS appendices 3/6 + NSHR
1789 | 43.6 | 15, BERKELEY COURT | RUNCORN | WA7 1TQ | Halton |  | Factory And Premises; Warehouse And Premises | industrial | 4 | 6172.46 | 66440 | GIA | 351000 | Manor Pk T1 / Norton Chains T1 | inside-area | 0.33 | DUTTON GT2 / MOORE GT1 / PERCIVAL LA GT1 | FRODSHAM - INCE | SPM | 2.7 | primary | 2.699 | Green | 10 | 7.301 | thermal | 0 | 0 | 0 | 0 | 1.8 | DUTTON GT2 / MOORE GT1 / PERCIVAL LA GT1 | 32.616 | GREEN | 0 |  |  | 0 | 0 | 0 | 10 |  |  |  |  | Green (Over 5% headroom) | 19251 | 29 | 9.81 | 370 | 13 | 2532255 | [9 empty] | Fiddlers Ferry | FRODSHAM | 5 | 1090 | 1090 | 0 | 0 | 0 | 2029-04 | 100012808371 | Offices and Workshop Businesses | 1213 | C | Natural Gas | 3 | 1 | Heating and Natural Ventilation | 2024-11-05 |  | 1 | FALSE | 53.3506 | -2.6679 | SPM-MANOR_PK_T1_NORTON_CHAINS_T1 | 578356137;578357137;578359137;578358137 | SP Energy Networks open data (API key): NDP SPM primary-group polygons + Capacity Heatmaps Information Model SPM + LTDS appendices 3/6 + NSHR
1790 | 43.6 | FLAMCO, WASHWAY LANE | ST HELENS | WA10 6PB | St Helens |  | Factory And Premises | industrial | 1 | 5742.13 | 61808 | GIA | 246000 | British Oxygen T1 / Windlehurst T1 | inside-area | 1.05 | RAVENHEAD G1A1 / ST HELENS GT2B / WINDLE GT1 | RAINHILL | SPM | 2.7 | primary | 2.68 | Green | 9.1 | 6.42 | thermal | 0 | 5.4 | 5 | 5.4 | 1.2 | RAVENHEAD G1A1 / ST HELENS GT2B / WINDLE GT1 | 26.66 | GREEN | 17.1 |  |  | 0 | 0 | 0 | 9.1 |  |  |  |  | Green (Over 5% headroom) | 19251 | 31 | 9.12 | 345 | 2 | 73145 | [9 empty] | Rainhill | RAINHILL | 1 | 85.5 | 85.5 | 0 | 0 | 57 | 2026-09 | [12 empty] | 53.4705 | -2.7385 | SPM-BRITISH_OXYGEN_T1_WINDLEHURST_T1 | 7116765000 | SP Energy Networks open data (API key): NDP SPM primary-group polygons + Capacity Heatmaps Information Model SPM + LTDS appendices 3/6 + NSHR
1791 | 43.6 | 6-8, PEMBROKE COURT | RUNCORN | WA7 1TG | Halton |  | Workshop And Premises | industrial | 1 | 5697.43 | 61327 | GIA | 285000 | Manor Pk T1 / Norton Chains T1 | inside-area | 0.37 | DUTTON GT2 / MOORE GT1 / PERCIVAL LA GT1 | FRODSHAM - INCE | SPM | 2.7 | primary | 2.699 | Green | 10 | 7.301 | thermal | 0 | 0 | 0 | 0 | 1.8 | DUTTON GT2 / MOORE GT1 / PERCIVAL LA GT1 | 32.616 | GREEN | 0 |  |  | 0 | 0 | 0 | 10 |  |  |  |  | Green (Over 5% headroom) | 19251 | 31 | 9.05 | 256 | 13 | 2537368 | [9 empty] | Fiddlers Ferry | FRODSHAM | 5 | 1090 | 1090 | 0 | 0 | 0 | 2029-04 |  | General Industrial and Special Industrial Groups | 5987 | C | Natural Gas | 3 |  | Heating and Natural Ventilation | 2022-11-30 |  | 1 | FALSE | 53.3523 | -2.671 | SPM-MANOR_PK_T1_NORTON_CHAINS_T1 | 641922137 | SP Energy Networks open data (API key): NDP SPM primary-group polygons + Capacity Heatmaps Information Model SPM + LTDS appendices 3/6 + NSHR
1792 | 43.6 | BLACKHEATH LANE | RUNCORN | WA7 1SE | Halton | MATTHEW CLARK LTD | Warehouse And Premises | industrial | 1 | 5129.15 | 55210 | GIA | 345000 | Manor Pk T1 / Norton Chains T1 | inside-area | 1.27 | DUTTON GT2 / MOORE GT1 / PERCIVAL LA GT1 | FRODSHAM - INCE | SPM | 2.7 | primary | 2.699 | Green | 10 | 7.301 | thermal | 0 | 0 | 0 | 0 | 1.8 | DUTTON GT2 / MOORE GT1 / PERCIVAL LA GT1 | 32.616 | GREEN | 0 |  |  | 0 | 0 | 0 | 10 |  |  |  |  | Green (Over 5% headroom) | 19251 | 35 | 8.15 | 128 | 13 | 2543485 | [9 empty] | Fiddlers Ferry | FRODSHAM | 5 | 1090 | 1090 | 0 | 0 | 0 | 2029-04 | 10012258051 | Storage or Distribution | 4990 | C | Natural Gas | 3 | 2 | Air Conditioning | 2024-03-15 |  | 1 | FALSE | 53.3524 | -2.6539 | SPM-MANOR_PK_T1_NORTON_CHAINS_T1 | 3776119000 | SP Energy Networks open data (API key): NDP SPM primary-group polygons + Capacity Heatmaps Information Model SPM + LTDS appendices 3/6 + NSHR
1793 | 43.6 | MILE OAK INDUSTRIAL ESTATE, MAESBURY ROAD | OSWESTRY | SY10 8GA | Shropshire | CV ROLLERS TPP LTD | Factory And Premises; Warehouse And Premises | industrial | 2 | 5121.09 | 55123 | GIA | 200500 | Maes-Y-Clawdd T1 | inside-area | 0.52 | LEGACY LOCAL GT2 / NEWTOWN GT2 / OSWESTRY GT8 / WELSHPOOL GT1 | LEGACY | SPM | 2.7 | primary | 2.732 | Green | 7.5 | 4.768 | thermal | 0 | 0 | 0 | 0 | 1.7 | LEGACY LOCAL GT2 / NEWTOWN GT2 / OSWESTRY GT8 / WELSHPOOL GT1 | 60.6676 | GREEN | 0 |  |  | 0 | 0 | 0 | 7.5 |  |  |  |  | Green (Over 5% headroom) | 19251 | 35 | 8.14 | 307 | 24 | 939853 | [9 empty] | Legacy | LEGACY | 5 | 1714 | 1714 | 0 | 0 | 0 | 2024-08 | 10096697138 | B8 Storage or Distribution | 693 | B | Oil | 4 |  | Heating and Natural Ventilation | 2014-01-31 |  | 1 | FALSE | 52.845 | -3.0421 | SPM-MAES_Y_CLAWDD_T1 | 8462324000;13892337000 | SP Energy Networks open data (API key): NDP SPM primary-group polygons + Capacity Heatmaps Information Model SPM + LTDS appendices 3/6 + NSHR
1794 | 43.6 | UNITS 1-4 OSWESTRY TRADE CENTRE MILE END BUSINESS PARK, MAES Y CLAWDD INDUSTRIAL ESTATE | OSWESTRY | SY10 8NN | Shropshire |  | Warehouse And Premises | industrial | 1 | 4891.08 | 52647 | GIA | 146000 | Maes-Y-Clawdd T1 | inside-area | 0.07 | LEGACY LOCAL GT2 / NEWTOWN GT2 / OSWESTRY GT8 / WELSHPOOL GT1 | LEGACY | SPM | 2.7 | primary | 2.732 | Green | 7.5 | 4.768 | thermal | 0 | 0 | 0 | 0 | 1.7 | LEGACY LOCAL GT2 / NEWTOWN GT2 / OSWESTRY GT8 / WELSHPOOL GT1 | 60.6676 | GREEN | 0 |  |  | 0 | 0 | 0 | 7.5 |  |  |  |  | Green (Over 5% headroom) | 19251 | 37 | 7.77 | 122 | 24 | 942329 | [9 empty] | Legacy | LEGACY | 5 | 1714 | 1714 | 0 | 0 | 0 | 2024-08 | 10007023386 | B2 to B7 General Industrial and Special Industrial Groups | 456 | D | Natural Gas | 3 |  | Heating and Natural Ventilation | 2012-08-22 |  | 1 | FALSE | 52.8456 | -3.034 | SPM-MAES_Y_CLAWDD_T1 | 14801146000 | SP Energy Networks open data (API key): NDP SPM primary-group polygons + Capacity Heatmaps Information Model SPM + LTDS appendices 3/6 + NSHR
1795 | 43.6 | AICO LTD, MAESBURY ROAD | OSWESTRY | SY10 8NR | Shropshire |  | Offices, Warehouse And Premises | industrial | 1 | 4850.8 | 52214 | NIA | 257500 | Maes-Y-Clawdd T1 | inside-area | 0.6 | LEGACY LOCAL GT2 / NEWTOWN GT2 / OSWESTRY GT8 / WELSHPOOL GT1 | LEGACY | SPM | 2.7 | primary | 2.732 | Green | 7.5 | 4.768 | thermal | 0 | 0 | 0 | 0 | 1.7 | LEGACY LOCAL GT2 / NEWTOWN GT2 / OSWESTRY GT8 / WELSHPOOL GT1 | 60.6676 | GREEN | 0 |  |  | 0 | 0 | 0 | 7.5 |  |  |  |  | Green (Over 5% headroom) | 19251 | 37 | 7.71 | 340 | 24 | 942762 | [9 empty] | Legacy | LEGACY | 5 | 1714 | 1714 | 0 | 0 | 0 | 2024-08 | 10014541051 | B8 Storage or Distribution | 5434 | B | Natural Gas | 4 |  | Air Conditioning | 2019-10-02 |  | 1 | FALSE | 52.8477 | -3.0422 | SPM-MAES_Y_CLAWDD_T1 | 12398175000 | SP Energy Networks open data (API key): NDP SPM primary-group polygons + Capacity Heatmaps Information Model SPM + LTDS appendices 3/6 + NSHR
1796 | 43.6 | UNIT MC22, MAES Y CLAWDD INDUSTRIAL ESTATE | OSWESTRY | SY10 8NN | Shropshire |  | Factory And Premises | industrial | 1 | 4455.85 | 47962 | GIA | 155000 | Maes-Y-Clawdd T1 | inside-area | 0.07 | LEGACY LOCAL GT2 / NEWTOWN GT2 / OSWESTRY GT8 / WELSHPOOL GT1 | LEGACY | SPM | 2.7 | primary | 2.732 | Green | 7.5 | 4.768 | thermal | 0 | 0 | 0 | 0 | 1.7 | LEGACY LOCAL GT2 / NEWTOWN GT2 / OSWESTRY GT8 / WELSHPOOL GT1 | 60.6676 | GREEN | 0 |  |  | 0 | 0 | 0 | 7.5 |  |  |  |  | Green (Over 5% headroom) | 19251 | 40 | 7.08 | 267 | 24 | 947014 | [9 empty] | Legacy | LEGACY | 5 | 1714 | 1714 | 0 | 0 | 0 | 2024-08 | [12 empty] | 52.8456 | -3.034 | SPM-MAES_Y_CLAWDD_T1 | 2168208000 | SP Energy Networks open data (API key): NDP SPM primary-group polygons + Capacity Heatmaps Information Model SPM + LTDS appendices 3/6 + NSHR
1797 | 43.6 | UNIT MO 14 -14A, MILE OAK INDUSTRIAL ESTATE, MAESBURY ROAD | OSWESTRY | SY10 8GA | Shropshire | BARNS & MULLINS | Warehouse And Premises | industrial | 1 | 4310.15 | 46394 | GIA | 138000 | Maes-Y-Clawdd T1 | inside-area | 0.52 | LEGACY LOCAL GT2 / NEWTOWN GT2 / OSWESTRY GT8 / WELSHPOOL GT1 | LEGACY | SPM | 2.7 | primary | 2.732 | Green | 7.5 | 4.768 | thermal | 0 | 0 | 0 | 0 | 1.7 | LEGACY LOCAL GT2 / NEWTOWN GT2 / OSWESTRY GT8 / WELSHPOOL GT1 | 60.6676 | GREEN | 0 |  |  | 0 | 0 | 0 | 7.5 |  |  |  |  | Green (Over 5% headroom) | 19251 | 41 | 6.85 | 108 | 24 | 948582 | [9 empty] | Legacy | LEGACY | 5 | 1714 | 1714 | 0 | 0 | 0 | 2024-08 | [12 empty] | 52.845 | -3.0421 | SPM-MAES_Y_CLAWDD_T1 | 9750125000 | SP Energy Networks open data (API key): NDP SPM primary-group polygons + Capacity Heatmaps Information Model SPM + LTDS appendices 3/6 + NSHR
1798 | 43.6 | WASHWAY LANE | ST HELENS | WA10 6PE | St Helens | NIJMAN ZEETANK INTERNATIONAL TRANSPORT LTD | Workshop And Premises | industrial | 1 | 4124.56 | 44396 | GIA | 138000 | British Oxygen T1 / Windlehurst T1 | inside-area | 1.09 | RAVENHEAD G1A1 / ST HELENS GT2B / WINDLE GT1 | RAINHILL | SPM | 2.7 | primary | 2.68 | Green | 9.1 | 6.42 | thermal | 0 | 5.4 | 5 | 5.4 | 1.2 | RAVENHEAD G1A1 / ST HELENS GT2B / WINDLE GT1 | 26.66 | GREEN | 17.1 |  |  | 0 | 0 | 0 | 9.1 |  |  |  |  | Green (Over 5% headroom) | 19251 | 43 | 6.55 | 186 | 2 | 90557 | [9 empty] | Rainhill | RAINHILL | 1 | 85.5 | 85.5 | 0 | 0 | 57 | 2026-09 | [12 empty] | 53.4696 | -2.7366 | SPM-BRITISH_OXYGEN_T1_WINDLEHURST_T1 | 1132424000 | SP Energy Networks open data (API key): NDP SPM primary-group polygons + Capacity Heatmaps Information Model SPM + LTDS appendices 3/6 + NSHR
1799 | 43.6 | UNIT MC15, MAES Y CLAWDD INDUSTRIAL ESTATE | OSWESTRY | SY10 8NN | Shropshire |  | Factory And Premises | industrial | 1 | 3795.6 | 40855 | GIA | 260000 | Maes-Y-Clawdd T1 | inside-area | 0.07 | LEGACY LOCAL GT2 / NEWTOWN GT2 / OSWESTRY GT8 / WELSHPOOL GT1 | LEGACY | SPM | 2.7 | primary | 2.732 | Green | 7.5 | 4.768 | thermal | 0 | 0 | 0 | 0 | 1.7 | LEGACY LOCAL GT2 / NEWTOWN GT2 / OSWESTRY GT8 / WELSHPOOL GT1 | 60.6676 | GREEN | 0 |  |  | 0 | 0 | 0 | 7.5 |  |  |  |  | Green (Over 5% headroom) | 19251 | 47 | 6.03 | 228 | 24 | 954121 | [9 empty] | Legacy | LEGACY | 5 | 1714 | 1714 | 0 | 0 | 0 | 2024-08 | [12 empty] | 52.8456 | -3.034 | SPM-MAES_Y_CLAWDD_T1 | 10789159000 | SP Energy Networks open data (API key): NDP SPM primary-group polygons + Capacity Heatmaps Information Model SPM + LTDS appendices 3/6 + NSHR
1800 | 43.6 | UNIT MO30 & MO31A, MILE OAK INDUSTRIAL ESTATE, MAESBURY ROAD | OSWESTRY | SY10 8GA | Shropshire |  | Warehouse And Premises | industrial | 1 | 3431.88 | 36940 | GIA | 119000 | Maes-Y-Clawdd T1 | inside-area | 0.52 | LEGACY LOCAL GT2 / NEWTOWN GT2 / OSWESTRY GT8 / WELSHPOOL GT1 | LEGACY | SPM | 2.7 | primary | 2.732 | Green | 7.5 | 4.768 | thermal | 0 | 0 | 0 | 0 | 1.7 | LEGACY LOCAL GT2 / NEWTOWN GT2 / OSWESTRY GT8 / WELSHPOOL GT1 | 60.6676 | GREEN | 0 |  |  | 0 | 0 | 0 | 7.5 |  |  |  |  | Green (Over 5% headroom) | 19251 | 52 | 5.45 | 86 | 24 | 958036 | [9 empty] | Legacy | LEGACY | 5 | 1714 | 1714 | 0 | 0 | 0 | 2024-08 | [12 empty] | 52.845 | -3.0421 | SPM-MAES_Y_CLAWDD_T1 | 14758918000 | SP Energy Networks open data (API key): NDP SPM primary-group polygons + Capacity Heatmaps Information Model SPM + LTDS appendices 3/6 + NSHR
1801 | 43.6 | UNIT MO11, MILE OAK INDUSTRIAL ESTATE, MAESBURY ROAD | OSWESTRY | SY10 8GA | Shropshire |  | Factory And Premises | industrial | 1 | 3293.3 | 35449 | GIA | 126000 | Maes-Y-Clawdd T1 | inside-area | 0.52 | LEGACY LOCAL GT2 / NEWTOWN GT2 / OSWESTRY GT8 / WELSHPOOL GT1 | LEGACY | SPM | 2.7 | primary | 2.732 | Green | 7.5 | 4.768 | thermal | 0 | 0 | 0 | 0 | 1.7 | LEGACY LOCAL GT2 / NEWTOWN GT2 / OSWESTRY GT8 / WELSHPOOL GT1 | 60.6676 | GREEN | 0 |  |  | 0 | 0 | 0 | 7.5 |  |  |  |  | Green (Over 5% headroom) | 19251 | 54 | 5.23 | 198 | 24 | 959527 | [9 empty] | Legacy | LEGACY | 5 | 1714 | 1714 | 0 | 0 | 0 | 2024-08 | [12 empty] | 52.845 | -3.0421 | SPM-MAES_Y_CLAWDD_T1 | 7224097000 | SP Energy Networks open data (API key): NDP SPM primary-group polygons + Capacity Heatmaps Information Model SPM + LTDS appendices 3/6 + NSHR
1802 | 43.6 | WASHWAY LANE | ST HELENS | WA10 6PA | St Helens | BRITISH OXYGEN CO LTD | Factory And Premises | industrial | 1 | 2670.87 | 28749 | GIA | 102000 | British Oxygen T1 / Windlehurst T1 | inside-area | 1.17 | RAVENHEAD G1A1 / ST HELENS GT2B / WINDLE GT1 | RAINHILL | SPM | 2.7 | primary | 2.68 | Green | 9.1 | 6.42 | thermal | 0 | 5.4 | 5 | 5.4 | 1.2 | RAVENHEAD G1A1 / ST HELENS GT2B / WINDLE GT1 | 26.66 | GREEN | 17.1 |  |  | 0 | 0 | 0 | 9.1 |  |  |  |  | Green (Over 5% headroom) | 19251 | 67 | 4.24 | 160 | 2 | 106204 | [9 empty] | Rainhill | RAINHILL | 1 | 85.5 | 85.5 | 0 | 0 | 57 | 2026-09 | [12 empty] | 53.4693 | -2.735 | SPM-BRITISH_OXYGEN_T1_WINDLEHURST_T1 | 544145137 | SP Energy Networks open data (API key): NDP SPM primary-group polygons + Capacity Heatmaps Information Model SPM + LTDS appendices 3/6 + NSHR
1803 | 43.6 | UNIT GM5, GLOVERS MEADOW, MAESBURY ROAD | OSWESTRY | SY10 8NH | Shropshire |  | Workshop And Premises | industrial | 1 | 2609.81 | 28092 | GIA | 65500 | Maes-Y-Clawdd T1 | inside-area | 0.57 | LEGACY LOCAL GT2 / NEWTOWN GT2 / OSWESTRY GT8 / WELSHPOOL GT1 | LEGACY | SPM | 2.7 | primary | 2.732 | Green | 7.5 | 4.768 | thermal | 0 | 0 | 0 | 0 | 1.7 | LEGACY LOCAL GT2 / NEWTOWN GT2 / OSWESTRY GT8 / WELSHPOOL GT1 | 60.6676 | GREEN | 0 |  |  | 0 | 0 | 0 | 7.5 |  |  |  |  | Green (Over 5% headroom) | 19251 | 69 | 4.15 | 117 | 24 | 966884 | [9 empty] | Legacy | LEGACY | 5 | 1714 | 1714 | 0 | 0 | 0 | 2024-08 | 10096696835 | Storage or Distribution | 1300 | C | Other | 3 |  | Unconditioned | 2024-06-26 |  | 0.5 | FALSE | 52.849 | -3.0397 | SPM-MAES_Y_CLAWDD_T1 | 2663689000 | SP Energy Networks open data (API key): NDP SPM primary-group polygons + Capacity Heatmaps Information Model SPM + LTDS appendices 3/6 + NSHR
1804 | 43.6 | UNIT GM4, GLOVERS MEADOW, MAESBURY ROAD | OSWESTRY | SY10 8NH | Shropshire |  | Factory And Premises | industrial | 1 | 2085.65 | 22450 | GIA | 63500 | Maes-Y-Clawdd T1 | inside-area | 0.57 | LEGACY LOCAL GT2 / NEWTOWN GT2 / OSWESTRY GT8 / WELSHPOOL GT1 | LEGACY | SPM | 2.7 | primary | 2.732 | Green | 7.5 | 4.768 | thermal | 0 | 0 | 0 | 0 | 1.7 | LEGACY LOCAL GT2 / NEWTOWN GT2 / OSWESTRY GT8 / WELSHPOOL GT1 | 60.6676 | GREEN | 0 |  |  | 0 | 0 | 0 | 7.5 |  |  |  |  | Green (Over 5% headroom) | 19251 | 86 | 3.31 | 125 | 24 | 972526 | [9 empty] | Legacy | LEGACY | 5 | 1714 | 1714 | 0 | 0 | 0 | 2024-08 | 10096696835 | Storage or Distribution | 1300 | C | Other | 3 |  | Unconditioned | 2024-06-26 |  | 0.5 | FALSE | 52.849 | -3.0397 | SPM-MAES_Y_CLAWDD_T1 | 2167923000 | SP Energy Networks open data (API key): NDP SPM primary-group polygons + Capacity Heatmaps Information Model SPM + LTDS appendices 3/6 + NSHR
1805 | 43.6 | W HALL & SON, GREENFIELD ROAD | HOLYWELL | CH8 7QB | Flintshire |  | Workshop And Premises | industrial | 1 | 1918.45 | 20650 | GIA | 28250 | Holway Rd T1 | inside-area | 1.38 | BRYMBO GT2 / HAWARDEN GT2 / HOLYWELL GT2 | CONNAHS QUAY - PENTIR - ST ASAPH | SPM | 2.7 | primary | 2.667 | Green | 7.5 | 4.833 | thermal | 0 | 0 | 0 | 0 | 1.5 | BRYMBO GT2 / HAWARDEN GT2 / HOLYWELL GT2 | 19.9178 | GREEN | 0 |  |  | 0 | 0 | 0 | 7.5 |  |  |  |  | Green (Over 5% headroom) | 19251 | 93 | 3.05 | 86 | 2 | 47404 | [9 empty] | Connahs Quay / SASA | [20 empty] | 53.2851 | -3.2146 | SPM-HOLWAY_RD_T1 | 9465657000 | SP Energy Networks open data (API key): NDP SPM primary-group polygons + Capacity Heatmaps Information Model SPM + LTDS appendices 3/6 + NSHR
1806 | 43.5 | UNIT 5, CAPENHURST TECHNOLOGY PARK, CAPENHURST LANE | CHESTER | CH1 6HE | Cheshire West And Chester |  | Offices And Premises; Offices, Workshop And Premises; Workshop And Premises | industrial | 4 | 9738.07 | 104820 | GIA | 670000 | Great Sutton T1 / Little Sutton T1 / Strawberry Roundabout T1 / Sutton Hall Wwb T1 / Whitby Main T2 | inside-area | 2.69 | BROMBOROUGH GT2 / ELLESMERE PORT GT1 / HOOTON PK GT1A / HOOTON PK GT2A | CAPENHURST | SPM | 2.6 | primary | 2.6096 | Green | 26.4 | 23.7904 | thermal | 0 | 0 | 0 | 0 | -2.6 | BROMBOROUGH GT2 / ELLESMERE PORT GT1 / HOOTON PK GT1A / HOOTON PK GT2A | 11.703 | GREEN | 0 |  |  | 0 | 0 | 0 | 26.4 |  |  |  |  | Green (Over 5% headroom) | 18538 | 18 | 15.47 | 438 | 1 | 39988 | [9 empty] | Capenhurst | CAPENHURST | 4 | 896.6 | 896.6 | 0 | 0 | 304 | 2029-10 | [12 empty] | 53.2569 | -2.9534 | SPM-GREAT_SUTTON_T1_LITTLE_SUTTON_T1_STRAWBERRY_ROUNDABOUT_T1_SU | 4846348000;2138981000;4898281000;6522458000 | SP Energy Networks open data (API key): NDP SPM primary-group polygons + Capacity Heatmaps Information Model SPM + LTDS appendices 3/6 + NSHR
1807 | 43.4 | TWEEDMILL FACTORY SHOPPING & TEA ROOM, LLANERCH PARK | ST ASAPH | LL17 0UY | Denbighshire |  | Retail Warehouse And Premises | bigbox | 1 | 3578.12 | 38515 | GIA | 465000 | Pilkingtons T1 / Pilkingtons T2 | inside-area | 3.55 | HOLYWELL GT1 / RHYL GT1 / ST ASAPH GT2 / ST ASAPH GT4 | CONNAHS QUAY - PENTIR - ST ASAPH | SPM | 6.3 | primary | 6.329 | Green | 10 | 3.671 | thermal | 0 | 1.6 | 0 | 1.6 | 6 | HOLYWELL GT1 / RHYL GT1 / ST ASAPH GT2 / ST ASAPH GT4 | 22.4768 | GREEN | 0 |  |  | 0 | 0 | 0 | 10 |  |  |  |  | Green (Over 5% headroom) | 44920 | 100 | 5.69 | 322 | 10 | 414235 | [9 empty] | Connahs Quay / SASA | [8 empty] | 200004299191 | A1/A2 Retail and Financial/Professional services | 4555 | A | Natural Gas | 5 |  | Heating and Mechanical Ventilation | 2015-10-13 |  | 0.75 | FALSE | 53.2359 | -3.4285 | SPM-PILKINGTONS_T1_PILKINGTONS_T2 | 14143179000 | SP Energy Networks open data (API key): NDP SPM primary-group polygons + Capacity Heatmaps Information Model SPM + LTDS appendices 3/6 + NSHR
1808 | 43.4 | GREENFINGERS GARDEN CENTRE, SPENCER TRADING ESTATE | DENBIGH | LL16 5TQ | Denbighshire |  | Garden Centre And Premises | bigbox | 1 | 2047.9 | 22043 | NIA | 17750 | Pilkingtons T1 / Pilkingtons T2 | inside-area | 8.04 | HOLYWELL GT1 / RHYL GT1 / ST ASAPH GT2 / ST ASAPH GT4 | CONNAHS QUAY - PENTIR - ST ASAPH | SPM | 6.3 | primary | 6.329 | Green | 10 | 3.671 | thermal | 0 | 1.6 | 0 | 1.6 | 6 | HOLYWELL GT1 / RHYL GT1 / ST ASAPH GT2 / ST ASAPH GT4 | 22.4768 | GREEN | 0 |  |  | 0 | 0 | 0 | 10 |  |  |  |  | Green (Over 5% headroom) | 44920 | 100 | 3.25 | 184 | 10 | 430707 | [9 empty] | Connahs Quay / SASA | [20 empty] | 53.1922 | -3.4101 | SPM-PILKINGTONS_T1_PILKINGTONS_T2 | 196853206 | SP Energy Networks open data (API key): NDP SPM primary-group polygons + Capacity Heatmaps Information Model SPM + LTDS appendices 3/6 + NSHR
1809 | 43.3 | PT GND 1ST - 3RD FLRS 2, ALICE KER SQUARE | BIRKENHEAD | CH41 2AB | Wirral |  | Offices And Premises | office | 1 | 6055.69 | 65183 | NIA | 910000 | Ford T1 / Oxton T1 / Prenton Local T1 / Singleton Ave T2 | inside-area | 1.92 | PRENTON GRID GT1 / ROCK FERRY GT1 | BIRKENHEAD | SPM | 10 | primary | 10.043 | Green | 30 | 19.957 | thermal | 0 | 12.7 | 0 | 12.7 | 4.4 | PRENTON GRID GT1 / ROCK FERRY GT1 | 18.455 | GREEN | 0 |  |  | 0 | 0 | 0 | 30 |  |  |  |  | Green (Over 5% headroom) | 71301 | 100 | 9.62 | 424 | 13 | 388611 | [9 empty] | Birkenhead | BIRKENHEAD | 0 | 0 | 0 | 0 | 0 | 90 |  | 42205805 | B1 Offices and Workshop businesses | 8865 | A | Grid Supplied Electricity | 5 | 2 | Air Conditioning | 2023-07-28 |  | 0.8 | FALSE | 53.3903 | -3.0247 | SPM-FORD_T1_OXTON_T1_PRENTON_LOCAL_T1_SINGLETON_AVE_T2 | 14768183000 | SP Energy Networks open data (API key): NDP SPM primary-group polygons + Capacity Heatmaps Information Model SPM + LTDS appendices 3/6 + NSHR
1810 | 43.3 | HAMILTON BUILDINGS, HEMINGFORD STREET | BIRKENHEAD | CH41 4FD | Wirral |  | Offices And Premises | office | 1 | 2657.22 | 28602 | NIA | 167000 | Ford T1 / Oxton T1 / Prenton Local T1 / Singleton Ave T2 | inside-area | 2.15 | PRENTON GRID GT1 / ROCK FERRY GT1 | BIRKENHEAD | SPM | 10 | primary | 10.043 | Green | 30 | 19.957 | thermal | 0 | 12.7 | 0 | 12.7 | 4.4 | PRENTON GRID GT1 / ROCK FERRY GT1 | 18.455 | GREEN | 0 |  |  | 0 | 0 | 0 | 30 |  |  |  |  | Green (Over 5% headroom) | 71301 | 100 | 4.22 | 186 | 13 | 425192 | [9 empty] | Birkenhead | BIRKENHEAD | 0 | 0 | 0 | 0 | 0 | 90 |  | 42027651 | Non-residential Institutions: Education | 2805 | D | Natural Gas | 3 | 1 | Heating and Natural Ventilation | 2025-03-22 |  | 0.5 | FALSE | 53.3915 | -3.0212 | SPM-FORD_T1_OXTON_T1_PRENTON_LOCAL_T1_SINGLETON_AVE_T2 | 229818132 | SP Energy Networks open data (API key): NDP SPM primary-group polygons + Capacity Heatmaps Information Model SPM + LTDS appendices 3/6 + NSHR
1811 | 43.3 | GROUND FLOOR SPECTRUM HOUSE, PRENTON WAY | PRENTON | CH43 3DU | Wirral |  | Workshop And Premises | industrial | 1 | 1593.3 | 17150 | GIA | 94000 | Ford T1 / Oxton T1 / Prenton Local T1 / Singleton Ave T2 | inside-area | 2.16 | PRENTON GRID GT1 / ROCK FERRY GT1 | BIRKENHEAD | SPM | 10 | primary | 10.043 | Green | 30 | 19.957 | thermal | 0 | 12.7 | 0 | 12.7 | 4.4 | PRENTON GRID GT1 / ROCK FERRY GT1 | 18.455 | GREEN | 0 |  |  | 0 | 0 | 0 | 30 |  |  |  |  | Green (Over 5% headroom) | 71301 | 100 | 2.53 | 72 | 13 | 436644 | [9 empty] | Birkenhead | BIRKENHEAD | 0 | 0 | 0 | 0 | 0 | 90 |  | 42092747 | B8 Storage or Distribution | 2183 | C | Grid Supplied Electricity | 3 |  | Air Conditioning | 2020-10-29 |  | 1 | FALSE | 53.365 | -3.0663 | SPM-FORD_T1_OXTON_T1_PRENTON_LOCAL_T1_SINGLETON_AVE_T2 | 11017247000 | SP Energy Networks open data (API key): NDP SPM primary-group polygons + Capacity Heatmaps Information Model SPM + LTDS appendices 3/6 + NSHR
1812 | 43.3 | 7, PRENTON WAY, NORTH CHESHIRE TRADING ESTATE | PRENTON | CH43 3DU | Wirral |  | Workshop And Premises | industrial | 1 | 1532.02 | 16491 | GIA | 89500 | Ford T1 / Oxton T1 / Prenton Local T1 / Singleton Ave T2 | inside-area | 2.16 | PRENTON GRID GT1 / ROCK FERRY GT1 | BIRKENHEAD | SPM | 10 | primary | 10.043 | Green | 30 | 19.957 | thermal | 0 | 12.7 | 0 | 12.7 | 4.4 | PRENTON GRID GT1 / ROCK FERRY GT1 | 18.455 | GREEN | 0 |  |  | 0 | 0 | 0 | 30 |  |  |  |  | Green (Over 5% headroom) | 71301 | 100 | 2.43 | 69 | 13 | 437303 | [9 empty] | Birkenhead | BIRKENHEAD | 0 | 0 | 0 | 0 | 0 | 90 |  | 42092741 | B8 Storage or Distribution | 413 | C | Grid Supplied Electricity | 3 | 2 | Air Conditioning | 2022-01-12 |  | 0.75 | FALSE | 53.365 | -3.0663 | SPM-FORD_T1_OXTON_T1_PRENTON_LOCAL_T1_SINGLETON_AVE_T2 | 15150327000 | SP Energy Networks open data (API key): NDP SPM primary-group polygons + Capacity Heatmaps Information Model SPM + LTDS appendices 3/6 + NSHR
1813 | 43.3 | ROYAL EXTRUSIONS, PRENTON WAY | PRENTON | CH43 3DU | Wirral | ROYAL EXTRUSIONS | Workshop And Premises | industrial | 1 | 1532.02 | 16491 | GIA | 89500 | Ford T1 / Oxton T1 / Prenton Local T1 / Singleton Ave T2 | inside-area | 2.16 | PRENTON GRID GT1 / ROCK FERRY GT1 | BIRKENHEAD | SPM | 10 | primary | 10.043 | Green | 30 | 19.957 | thermal | 0 | 12.7 | 0 | 12.7 | 4.4 | PRENTON GRID GT1 / ROCK FERRY GT1 | 18.455 | GREEN | 0 |  |  | 0 | 0 | 0 | 30 |  |  |  |  | Green (Over 5% headroom) | 71301 | 100 | 2.43 | 69 | 13 | 437303 | [9 empty] | Birkenhead | BIRKENHEAD | 0 | 0 | 0 | 0 | 0 | 90 |  | 42167287 | B2 to B7 General Industrial and Special Industrial Groups | 520 | C | Natural Gas | 3 |  | Heating and Natural Ventilation | 2013-12-04 |  | 0.5 | FALSE | 53.365 | -3.0663 | SPM-FORD_T1_OXTON_T1_PRENTON_LOCAL_T1_SINGLETON_AVE_T2 | 7364848000 | SP Energy Networks open data (API key): NDP SPM primary-group polygons + Capacity Heatmaps Information Model SPM + LTDS appendices 3/6 + NSHR
1814 | 43.3 | UNIT E2, BROOKWAY | PRENTON | CH43 3DS | Wirral |  | Warehouse And Premises | industrial | 1 | 1095.4 | 11791 | GIA | 51000 | Ford T1 / Oxton T1 / Prenton Local T1 / Singleton Ave T2 | inside-area | 2.03 | PRENTON GRID GT1 / ROCK FERRY GT1 | BIRKENHEAD | SPM | 10 | primary | 10.043 | Green | 30 | 19.957 | thermal | 0 | 12.7 | 0 | 12.7 | 4.4 | PRENTON GRID GT1 / ROCK FERRY GT1 | 18.455 | GREEN | 0 |  |  | 0 | 0 | 0 | 30 |  |  |  |  | Green (Over 5% headroom) | 71301 | 100 | 1.74 | 27 | 13 | 442003 | [9 empty] | Birkenhead | BIRKENHEAD | 0 | 0 | 0 | 0 | 0 | 90 | [13 empty] | 53.3663 | -3.0653 | SPM-FORD_T1_OXTON_T1_PRENTON_LOCAL_T1_SINGLETON_AVE_T2 | 9441638000 | SP Energy Networks open data (API key): NDP SPM primary-group polygons + Capacity Heatmaps Information Model SPM + LTDS appendices 3/6 + NSHR
1815 | 43.3 | UNIT 1A AT 1 & 2, DURLEY PARK CLOSE | PRENTON | CH43 3DZ | Wirral |  | Warehouse And Premises | industrial | 1 | 1022.3 | 11004 | GIA | 63000 | Ford T1 / Oxton T1 / Prenton Local T1 / Singleton Ave T2 | inside-area | 2.32 | PRENTON GRID GT1 / ROCK FERRY GT1 | BIRKENHEAD | SPM | 10 | primary | 10.043 | Green | 30 | 19.957 | thermal | 0 | 12.7 | 0 | 12.7 | 4.4 | PRENTON GRID GT1 / ROCK FERRY GT1 | 18.455 | GREEN | 0 |  |  | 0 | 0 | 0 | 30 |  |  |  |  | Green (Over 5% headroom) | 71301 | 100 | 1.62 | 26 | 13 | 442790 | [9 empty] | Birkenhead | BIRKENHEAD | 0 | 0 | 0 | 0 | 0 | 90 |  | 42175231 | B2 to B7 General Industrial and Special Industrial Groups | 1087 | D | Grid Supplied Electricity | 3 | 1 | Air Conditioning | 2021-01-22 |  | 0.67 | FALSE | 53.3613 | -3.0645 | SPM-FORD_T1_OXTON_T1_PRENTON_LOCAL_T1_SINGLETON_AVE_T2 | 14799876000 | SP Energy Networks open data (API key): NDP SPM primary-group polygons + Capacity Heatmaps Information Model SPM + LTDS appendices 3/6 + NSHR
1816 | 43.2 | CENTRIX HOUSE 26, CROW LANE EAST | NEWTON-LE-WILLOWS | WA12 9UY | St Helens |  | Offices And Premises | office | 1 | 1450.8 | 15616 | NIA | 169000 | Clockface T1 / Gec St Helens T1 / Hills Moss T1 / Ncb Sutton Manor T2 | nearest-substation | 9.01 | BOLD G2A / PRESCOT GT1B / WIDNES GT1 / WIDNES GT2 | RAINHILL | SPM | 14.4 | primary | 14.426 | Green | 30 | 15.574 | thermal | 0 | 4.6 | 0 | 4.6 | 11 | BOLD G4A / PRESCOT GT1B / WIDNES GT1 / WIDNES GT2 | 23.6331 | GREEN | 4.9 |  |  | 0 | 0 | 0 | 30 |  |  |  |  | Green (Over 5% headroom) | 102674 | 100 | 2.31 | 102 | 60 | 6564476 | [9 empty] | Rainhill | RAINHILL | 1 | 85.5 | 85.5 | 0 | 0 | 57 | 2026-09 | 39200098 | B1 Offices and Workshop businesses | 1739 | B | Grid Supplied Electricity | 4 |  | Air Conditioning | 2020-01-02 |  | 1 | FALSE | 53.4577 | -2.6242 | SPM-CLOCKFACE_T1_GEC_ST_HELENS_T1_HILLS_MOSS_T1_NCB_SUTTON_MANOR | 12093021000 | SP Energy Networks open data (API key): NDP SPM primary-group polygons + Capacity Heatmaps Information Model SPM + LTDS appendices 3/6 + NSHR
1817 | 43.2 | OAK HOUSE 6, WOODLANDS PARK, ASHTON ROAD | NEWTON-LE-WILLOWS | WA12 0HF | St Helens |  | Offices And Premises | office | 1 | 1361.8 | 14658 | NIA | 173000 | Clockface T1 / Gec St Helens T1 / Hills Moss T1 / Ncb Sutton Manor T2 | nearest-substation | 9.12 | BOLD G2A / PRESCOT GT1B / WIDNES GT1 / WIDNES GT2 | RAINHILL | SPM | 14.4 | primary | 14.426 | Green | 30 | 15.574 | thermal | 0 | 4.6 | 0 | 4.6 | 11 | BOLD G4A / PRESCOT GT1B / WIDNES GT1 / WIDNES GT2 | 23.6331 | GREEN | 4.9 |  |  | 0 | 0 | 0 | 30 |  |  |  |  | Green (Over 5% headroom) | 102674 | 100 | 2.16 | 95 | 60 | 6565434 | [9 empty] | Rainhill | RAINHILL | 1 | 85.5 | 85.5 | 0 | 0 | 57 | 2026-09 | 39201443 | B1 Offices and Workshop businesses | 1684 | D | Grid Supplied Electricity | 3 |  | Air Conditioning | 2012-05-25 |  | 0.67 | FALSE | 53.4658 | -2.6313 | SPM-CLOCKFACE_T1_GEC_ST_HELENS_T1_HILLS_MOSS_T1_NCB_SUTTON_MANOR | 10625414000 | SP Energy Networks open data (API key): NDP SPM primary-group polygons + Capacity Heatmaps Information Model SPM + LTDS appendices 3/6 + NSHR
1818 | 43.2 | WILLOW HOUSE 1, WOODLANDS PARK, ASHTON ROAD | NEWTON-LE-WILLOWS | WA12 0HE | St Helens |  | Offices And Premises | office | 1 | 1148.4 | 12361 | NIA | 146000 | Clockface T1 / Gec St Helens T1 / Hills Moss T1 / Ncb Sutton Manor T2 | nearest-substation | 9.09 | BOLD G2A / PRESCOT GT1B / WIDNES GT1 / WIDNES GT2 | RAINHILL | SPM | 14.4 | primary | 14.426 | Green | 30 | 15.574 | thermal | 0 | 4.6 | 0 | 4.6 | 11 | BOLD G4A / PRESCOT GT1B / WIDNES GT1 / WIDNES GT2 | 23.6331 | GREEN | 4.9 |  |  | 0 | 0 | 0 | 30 |  |  |  |  | Green (Over 5% headroom) | 102674 | 100 | 1.82 | 80 | 60 | 6567731 | [9 empty] | Rainhill | RAINHILL | 1 | 85.5 | 85.5 | 0 | 0 | 57 | 2026-09 | [12 empty] | 53.4664 | -2.6328 | SPM-CLOCKFACE_T1_GEC_ST_HELENS_T1_HILLS_MOSS_T1_NCB_SUTTON_MANOR | 1595394000 | SP Energy Networks open data (API key): NDP SPM primary-group polygons + Capacity Heatmaps Information Model SPM + LTDS appendices 3/6 + NSHR
1819 | 43.2 | 110-118, CHERRY LANE | LIVERPOOL | L4 8SF | Liverpool |  | Factory And Premises | industrial | 1 | 1787.8 | 19244 | GIA | 101000 | Clubmoor T1 / Dunlops Walton T1 / Walton T2 | inside-area | 1.71 | BOOTLE GT2A / BURLINGTON ST GT1 / LISTER DV A GT2 | LISTER DRIVE | SPM | 9.9 | primary | 9.9491 | Green | 17.5 | 7.5509 | thermal | 0 | 0 | 0 | 0 | 8.3 | BOOTLE GT2A / BURLINGTON ST GT1 / LISTER DV A GT2 | 61.868 | GREEN | 0 |  |  | 0 | 0 | 0 | 17.5 |  |  |  |  | Green (Over 5% headroom) | 70588 | 100 | 2.84 | 107 | 4 | 385494 | [9 empty] | Lister Drive | LISTER DRIVE | 2 | 114 | 114 | 0 | 57 | 20 | 2026-09 | [12 empty] | 53.4387 | -2.9468 | SPM-CLUBMOOR_T1_DUNLOPS_WALTON_T1_WALTON_T2 | 504125134 | SP Energy Networks open data (API key): NDP SPM primary-group polygons + Capacity Heatmaps Information Model SPM + LTDS appendices 3/6 + NSHR
1820 | 43.2 | UNIT 6A, CHERRY LANE | LIVERPOOL | L4 6UA | Liverpool | OAKMERE HOUSE | Warehouse And Premises | industrial | 1 | 1568.99 | 16888 | GIA | 53500 | Clubmoor T1 / Dunlops Walton T1 / Walton T2 | inside-area | 0.74 | BOOTLE GT2A / BURLINGTON ST GT1 / LISTER DV A GT2 | LISTER DRIVE | SPM | 9.9 | primary | 9.9491 | Green | 17.5 | 7.5509 | thermal | 0 | 0 | 0 | 0 | 8.3 | BOOTLE GT2A / BURLINGTON ST GT1 / LISTER DV A GT2 | 61.868 | GREEN | 0 |  |  | 0 | 0 | 0 | 17.5 |  |  |  |  | Green (Over 5% headroom) | 70588 | 100 | 2.49 | 39 | 4 | 387850 | [9 empty] | Lister Drive | LISTER DRIVE | 2 | 114 | 114 | 0 | 57 | 20 | 2026-09 | [12 empty] | 53.4438 | -2.9586 | SPM-CLUBMOOR_T1_DUNLOPS_WALTON_T1_WALTON_T2 | 3789608000 | SP Energy Networks open data (API key): NDP SPM primary-group polygons + Capacity Heatmaps Information Model SPM + LTDS appendices 3/6 + NSHR
1821 | 43.2 | EDDIE STOBART UNIT 10, STRETTON GREEN DISTRIBUTION PARK, LANGFORD WAY | WARRINGTON | WA4 4TQ | Warrington |  | Warehouse And Premises | industrial | 1 | 13448.03 | 144753 | GIA | 895000 | Gigg La Thelwall T1 / Hillcliffe T1 / Stockton Heath T1 / Stretton Ind Est T1 | inside-area | 3.7 | SANKEY BRIDGES GT3 / WARRINGTON GT5 | CARRINGTON - FIDDLERS FERRY | SPM | 2.4 | bsp | 10.609 | Green | 30 | 19.291 | thermal | 0.4 | 1.3 | 2.2 | 1.7 | 6.7 | SANKEY BRIDGES GT3 / WARRINGTON GT5 | 2.392 | AMBER | 0 |  |  | 0 | 0 | 0 | 30 |  |  |  |  | Green (Over 5% headroom) | 17112 | 12 | 21.37 | 336 | 26 | 1344399 | [9 empty] | Fiddlers Ferry | CARRINGTON | 5 | 2186.9 | 2186.9 | 0 | 0 | 930 | 2026-05 | 10008652947 | B8 Storage or Distribution | 2204 | B | Natural Gas | 3 | 1 | Air Conditioning | 2016-08-01 |  | 1 | FALSE | 53.3496 | -2.5288 | SPM-GIGG_LA_THELWALL_T1_HILLCLIFFE_T1_STOCKTON_HEATH_T1_STRETTON | 13946054000 | SP Energy Networks open data (API key): NDP SPM primary-group polygons + Capacity Heatmaps Information Model SPM + LTDS appendices 3/6 + NSHR
1822 | 43.2 | IRON MOUNTAIN, LANGFORD WAY, BARLEY CASTLE LANE | WARRINGTON | WA4 4TQ | Warrington |  | Warehouse And Premises | industrial | 1 | 10060.91 | 108295 | GIA | 685000 | Gigg La Thelwall T1 / Hillcliffe T1 / Stockton Heath T1 / Stretton Ind Est T1 | inside-area | 3.7 | SANKEY BRIDGES GT3 / WARRINGTON GT5 | CARRINGTON - FIDDLERS FERRY | SPM | 2.4 | bsp | 10.609 | Green | 30 | 19.291 | thermal | 0.4 | 1.3 | 2.2 | 1.7 | 6.7 | SANKEY BRIDGES GT3 / WARRINGTON GT5 | 2.392 | AMBER | 0 |  |  | 0 | 0 | 0 | 30 |  |  |  |  | Green (Over 5% headroom) | 17112 | 16 | 15.99 | 252 | 26 | 1380857 | [9 empty] | Fiddlers Ferry | CARRINGTON | 5 | 2186.9 | 2186.9 | 0 | 0 | 930 | 2026-05 | 10008652949 | Storage or Distribution | 9757 | B | Grid Supplied Electricity | 3 |  | Air Conditioning | 2026-07-28 |  | 0.6 | FALSE | 53.3496 | -2.5288 | SPM-GIGG_LA_THELWALL_T1_HILLCLIFFE_T1_STOCKTON_HEATH_T1_STRETTON | 4341701000 | SP Energy Networks open data (API key): NDP SPM primary-group polygons + Capacity Heatmaps Information Model SPM + LTDS appendices 3/6 + NSHR
1823 | 43.2 | UNITS 5-6 & PT 7-9, LANGFORD WAY, BARLEY CASTLE LANE | WARRINGTON | WA4 4TQ | Warrington |  | Warehouse And Premises | industrial | 2 | 9526.28 | 102540 | GIA | 518000 | Gigg La Thelwall T1 / Hillcliffe T1 / Stockton Heath T1 / Stretton Ind Est T1 | inside-area | 3.7 | SANKEY BRIDGES GT3 / WARRINGTON GT5 | CARRINGTON - FIDDLERS FERRY | SPM | 2.4 | bsp | 10.609 | Green | 30 | 19.291 | thermal | 0.4 | 1.3 | 2.2 | 1.7 | 6.7 | SANKEY BRIDGES GT3 / WARRINGTON GT5 | 2.392 | AMBER | 0 |  |  | 0 | 0 | 0 | 30 |  |  |  |  | Green (Over 5% headroom) | 17112 | 17 | 15.14 | 238 | 26 | 1386612 | [9 empty] | Fiddlers Ferry | CARRINGTON | 5 | 2186.9 | 2186.9 | 0 | 0 | 930 | 2026-05 | [12 empty] | 53.3496 | -2.5288 | SPM-GIGG_LA_THELWALL_T1_HILLCLIFFE_T1_STOCKTON_HEATH_T1_STRETTON | 4464976000;637587137 | SP Energy Networks open data (API key): NDP SPM primary-group polygons + Capacity Heatmaps Information Model SPM + LTDS appendices 3/6 + NSHR
1824 | 43.2 | UNIT 1, APPLETON THORN TRADING ESTATE, LYNCASTLE ROAD | WARRINGTON | WA4 4SN | Warrington |  | Warehouse And Premises | industrial | 1 | 9369.22 | 100849 | GIA | 605000 | Gigg La Thelwall T1 / Hillcliffe T1 / Stockton Heath T1 / Stretton Ind Est T1 | inside-area | 3.92 | SANKEY BRIDGES GT3 / WARRINGTON GT5 | CARRINGTON - FIDDLERS FERRY | SPM | 2.4 | bsp | 10.609 | Green | 30 | 19.291 | thermal | 0.4 | 1.3 | 2.2 | 1.7 | 6.7 | SANKEY BRIDGES GT3 / WARRINGTON GT5 | 2.392 | AMBER | 0 |  |  | 0 | 0 | 0 | 30 |  |  |  |  | Green (Over 5% headroom) | 17112 | 17 | 14.89 | 234 | 26 | 1388303 | [9 empty] | Fiddlers Ferry | CARRINGTON | 5 | 2186.9 | 2186.9 | 0 | 0 | 930 | 2026-05 | 10092997526 | Storage or Distribution | 9394 | B | Grid Supplied Electricity | 3 | 1 | Heating and Natural Ventilation | 2024-08-01 |  | 1 | FALSE | 53.3479 | -2.5338 | SPM-GIGG_LA_THELWALL_T1_HILLCLIFFE_T1_STOCKTON_HEATH_T1_STRETTON | 3769624000 | SP Energy Networks open data (API key): NDP SPM primary-group polygons + Capacity Heatmaps Information Model SPM + LTDS appendices 3/6 + NSHR
1825 | 43.2 | UNIT 1, ASTON WAY | MIDDLEWICH | CW10 0HS | Cheshire East |  | Factory And Premises; Warehouse And Premises | industrial | 4 | 8470.81 | 91179 | GIA | 490000 | Middlewich T1 | inside-area | 0.77 | ELWORTH GT1 / ELWORTH GT2 / KNUTSFORD GT1 / KNUTSFORD GT2 | CARRINGTON - FIDDLERS FERRY | SPM | 2.4 | primary | 2.437 | Green | 7.5 | 5.063 | thermal | 0 | 0 | 0 | 0 | 1.4 | ELWORTH GT1 / ELWORTH GT2 / KNUTSFORD GT1 / KNUTSFORD GT2 | 26.603 | GREEN | 0 |  |  | 0 | 0 | 0 | 7.5 |  |  |  |  | Green (Over 5% headroom) | 17112 | 19 | 13.46 | 508 | 17 | 1051964 | [9 empty] | Frodsham | CARRINGTON | 5 | 2186.9 | 2186.9 | 0 | 0 | 930 | 2026-05 | 100012596605 | B1 Offices and Workshop businesses | 2514 | C | Natural Gas | 3 |  | Heating and Natural Ventilation | 2014-02-05 |  | 1 | FALSE | 53.1938 | -2.4359 | SPM-MIDDLEWICH_T1 | 375766133;10265323000;361356133;144212133 | SP Energy Networks open data (API key): NDP SPM primary-group polygons + Capacity Heatmaps Information Model SPM + LTDS appendices 3/6 + NSHR
1826 | 43.2 | UNIT 2, VAUXHALL INDUSTRIAL ESTATE | WREXHAM | LL14 6HY | Wrexham |  | Factory And Premises | industrial | 1 | 8067.29 | 86836 | GIA | 175000 | Johnstown T1 | inside-area | 0.22 | LEGACY LOCAL GT2 / NEWTOWN GT2 / OSWESTRY GT8 / WELSHPOOL GT1 | LEGACY | SPM | 2.4 | primary | 2.36 | Green | 7.5 | 5.14 | thermal | 0 | 0.2 | 0 | 0.2 | 1.4 | LEGACY LOCAL GT2 / NEWTOWN GT2 / OSWESTRY GT8 / WELSHPOOL GT1 | 60.6676 | GREEN | 0 |  |  | 0 | 0 | 0 | 7.5 |  |  |  |  | Green (Over 5% headroom) | 17112 | 20 | 12.82 | 484 | 6 | 466326 | [9 empty] | Legacy | LEGACY | 5 | 1714 | 1714 | 0 | 0 | 0 | 2024-08 | 10070386737 | B2 to B7 General Industrial and Special Industrial Groups | 9354 | F | Natural Gas | 5 | 2 | Heating and Natural Ventilation | 2017-03-08 |  | 0.5 | FALSE | 53.0031 | -3.0376 | SPM-JOHNSTOWN_T1 | 3216426000 | SP Energy Networks open data (API key): NDP SPM primary-group polygons + Capacity Heatmaps Information Model SPM + LTDS appendices 3/6 + NSHR
1827 | 43.2 | LYNCASTLE ROAD, BARLEY CASTLE TRADING ESTATE | WARRINGTON | WA4 4SN | Warrington | D WARDLE (PLANT) LTD; MINERVA INTERNATIONAL LTD; POWERSCREEN (GB) LTD; TARGET EXPRESS PARCELS LTD | Warehouse And Premises; Warehouse, Offices And Premises; Workshop And Premises | industrial | 4 | 7437.54 | 80057 | GIA | 476000 | Gigg La Thelwall T1 / Hillcliffe T1 / Stockton Heath T1 / Stretton Ind Est T1 | inside-area | 3.92 | SANKEY BRIDGES GT3 / WARRINGTON GT5 | CARRINGTON - FIDDLERS FERRY | SPM | 2.4 | bsp | 10.609 | Green | 30 | 19.291 | thermal | 0.4 | 1.3 | 2.2 | 1.7 | 6.7 | SANKEY BRIDGES GT3 / WARRINGTON GT5 | 2.392 | AMBER | 0 |  |  | 0 | 0 | 0 | 30 |  |  |  |  | Green (Over 5% headroom) | 17112 | 21 | 11.82 | 335 | 26 | 1409095 | [9 empty] | Fiddlers Ferry | CARRINGTON | 5 | 2186.9 | 2186.9 | 0 | 0 | 930 | 2026-05 |  | B8 Storage or Distribution | 22832 | A | Grid Supplied Electricity | 5 | 2 | Air Conditioning | 2022-05-06 |  | 1 | FALSE | 53.3479 | -2.5338 | SPM-GIGG_LA_THELWALL_T1_HILLCLIFFE_T1_STOCKTON_HEATH_T1_STRETTON | 577421137;577440137;577447137;5295394000 | SP Energy Networks open data (API key): NDP SPM primary-group polygons + Capacity Heatmaps Information Model SPM + LTDS appendices 3/6 + NSHR
1828 | 43.2 | FLINT INK (UK) LTD, VAUXHALL INDUSTRIAL ESTATE | WREXHAM | LL14 6HA | Wrexham |  | Factory And Premises | industrial | 1 | 7340.05 | 79008 | GIA | 164000 | Johnstown T1 | inside-area | 0.14 | LEGACY LOCAL GT2 / NEWTOWN GT2 / OSWESTRY GT8 / WELSHPOOL GT1 | LEGACY | SPM | 2.4 | primary | 2.36 | Green | 7.5 | 5.14 | thermal | 0 | 0.2 | 0 | 0.2 | 1.4 | LEGACY LOCAL GT2 / NEWTOWN GT2 / OSWESTRY GT8 / WELSHPOOL GT1 | 60.6676 | GREEN | 0 |  |  | 0 | 0 | 0 | 7.5 |  |  |  |  | Green (Over 5% headroom) | 17112 | 22 | 11.66 | 440 | 6 | 474154 | [9 empty] | Legacy | LEGACY | 5 | 1714 | 1714 | 0 | 0 | 0 | 2024-08 | [12 empty] | 53.0009 | -3.039 | SPM-JOHNSTOWN_T1 | 3869027000 | SP Energy Networks open data (API key): NDP SPM primary-group polygons + Capacity Heatmaps Information Model SPM + LTDS appendices 3/6 + NSHR
1829 | 43.2 | CULINA HOUSE, STRETTON GREEN DISTRIBUTION PARK, LANGFORD WAY | WARRINGTON | WA4 4TQ | Warrington |  | Warehouse And Premises | industrial | 1 | 6184.09 | 66565 | GIA | 420000 | Gigg La Thelwall T1 / Hillcliffe T1 / Stockton Heath T1 / Stretton Ind Est T1 | inside-area | 3.7 | SANKEY BRIDGES GT3 / WARRINGTON GT5 | CARRINGTON - FIDDLERS FERRY | SPM | 2.4 | bsp | 10.609 | Green | 30 | 19.291 | thermal | 0.4 | 1.3 | 2.2 | 1.7 | 6.7 | SANKEY BRIDGES GT3 / WARRINGTON GT5 | 2.392 | AMBER | 0 |  |  | 0 | 0 | 0 | 30 |  |  |  |  | Green (Over 5% headroom) | 17112 | 26 | 9.83 | 155 | 26 | 1422587 | [9 empty] | Fiddlers Ferry | CARRINGTON | 5 | 2186.9 | 2186.9 | 0 | 0 | 930 | 2026-05 | 10013408450 | B1 Offices and Workshop businesses | 7317 | C | Natural Gas | 3 |  | Heating and Natural Ventilation | 2020-09-21 |  | 0.8 | FALSE | 53.3496 | -2.5288 | SPM-GIGG_LA_THELWALL_T1_HILLCLIFFE_T1_STOCKTON_HEATH_T1_STRETTON | 13946008000 | SP Energy Networks open data (API key): NDP SPM primary-group polygons + Capacity Heatmaps Information Model SPM + LTDS appendices 3/6 + NSHR
1830 | 43.2 | UNIT 3E & 3F, APPLETON THORN TRADING ESTATE, LYNCASTLE ROAD | WARRINGTON | WA4 4SN | Warrington |  | Warehouse And Premises | industrial | 1 | 6083.52 | 65482 | GIA | 397500 | Gigg La Thelwall T1 / Hillcliffe T1 / Stockton Heath T1 / Stretton Ind Est T1 | inside-area | 3.92 | SANKEY BRIDGES GT3 / WARRINGTON GT5 | CARRINGTON - FIDDLERS FERRY | SPM | 2.4 | bsp | 10.609 | Green | 30 | 19.291 | thermal | 0.4 | 1.3 | 2.2 | 1.7 | 6.7 | SANKEY BRIDGES GT3 / WARRINGTON GT5 | 2.392 | AMBER | 0 |  |  | 0 | 0 | 0 | 30 |  |  |  |  | Green (Over 5% headroom) | 17112 | 26 | 9.67 | 152 | 26 | 1423670 | [9 empty] | Fiddlers Ferry | CARRINGTON | 5 | 2186.9 | 2186.9 | 0 | 0 | 930 | 2026-05 | 10090372094 | B8 Storage or Distribution | 7064 | C | Grid Supplied Electricity | 3 |  | Heating and Natural Ventilation | 2018-09-04 |  | 1 | FALSE | 53.3479 | -2.5338 | SPM-GIGG_LA_THELWALL_T1_HILLCLIFFE_T1_STOCKTON_HEATH_T1_STRETTON | 11749538000 | SP Energy Networks open data (API key): NDP SPM primary-group polygons + Capacity Heatmaps Information Model SPM + LTDS appendices 3/6 + NSHR
1831 | 43.2 | PLOT 31 UNITS A B C & D, ASTON WAY | MIDDLEWICH | CW10 0HS | Cheshire East |  | Warehouse And Premises | industrial | 1 | 4825.05 | 51936 | GIA | 243000 | Middlewich T1 | inside-area | 0.77 | ELWORTH GT1 / ELWORTH GT2 / KNUTSFORD GT1 / KNUTSFORD GT2 | CARRINGTON - FIDDLERS FERRY | SPM | 2.4 | primary | 2.437 | Green | 7.5 | 5.063 | thermal | 0 | 0 | 0 | 0 | 1.4 | ELWORTH GT1 / ELWORTH GT2 / KNUTSFORD GT1 / KNUTSFORD GT2 | 26.603 | GREEN | 0 |  |  | 0 | 0 | 0 | 7.5 |  |  |  |  | Green (Over 5% headroom) | 17112 | 33 | 7.67 | 121 | 17 | 1091207 | [9 empty] | Frodsham | CARRINGTON | 5 | 2186.9 | 2186.9 | 0 | 0 | 930 | 2026-05 | 100012596605 | B1 Offices and Workshop businesses | 2514 | C | Natural Gas | 3 |  | Heating and Natural Ventilation | 2014-02-05 |  | 0.5 | FALSE | 53.1938 | -2.4359 | SPM-MIDDLEWICH_T1 | 7921975000 | SP Energy Networks open data (API key): NDP SPM primary-group polygons + Capacity Heatmaps Information Model SPM + LTDS appendices 3/6 + NSHR
1832 | 43.2 | UNIT 5, APPLETON THORN TRADING ESTATE, LYNCASTLE ROAD | WARRINGTON | WA4 4GH | Warrington |  | Warehouse And Premises | industrial | 1 | 4631.81 | 49856 | GIA | 320000 | Gigg La Thelwall T1 / Hillcliffe T1 / Stockton Heath T1 / Stretton Ind Est T1 | inside-area | 3.67 | SANKEY BRIDGES GT3 / WARRINGTON GT5 | CARRINGTON - FIDDLERS FERRY | SPM | 2.4 | bsp | 10.609 | Green | 30 | 19.291 | thermal | 0.4 | 1.3 | 2.2 | 1.7 | 6.7 | SANKEY BRIDGES GT3 / WARRINGTON GT5 | 2.392 | AMBER | 0 |  |  | 0 | 0 | 0 | 30 |  |  |  |  | Green (Over 5% headroom) | 17112 | 34 | 7.36 | 116 | 26 | 1439296 | [9 empty] | Fiddlers Ferry | CARRINGTON | 5 | 2186.9 | 2186.9 | 0 | 0 | 930 | 2026-05 | 10094963448 | B8 Storage or Distribution | 5081 | A | Grid Supplied Electricity | 4 |  | Heating and Natural Ventilation | 2021-06-09 |  | 1 | FALSE | 53.3504 | -2.5359 | SPM-GIGG_LA_THELWALL_T1_HILLCLIFFE_T1_STOCKTON_HEATH_T1_STRETTON | 14412127000 | SP Energy Networks open data (API key): NDP SPM primary-group polygons + Capacity Heatmaps Information Model SPM + LTDS appendices 3/6 + NSHR
1833 | 43.2 | ROCKFORD STONE & SLATE CO, ROAD BETA | MIDDLEWICH | CW10 0JZ | Cheshire East |  | Factory And Premises | industrial | 1 | 4331 | 46618 | GIA | 167000 | Middlewich T1 | inside-area | 0.42 | ELWORTH GT1 / ELWORTH GT2 / KNUTSFORD GT1 / KNUTSFORD GT2 | CARRINGTON - FIDDLERS FERRY | SPM | 2.4 | primary | 2.437 | Green | 7.5 | 5.063 | thermal | 0 | 0 | 0 | 0 | 1.4 | ELWORTH GT1 / ELWORTH GT2 / KNUTSFORD GT1 / KNUTSFORD GT2 | 26.603 | GREEN | 0 |  |  | 0 | 0 | 0 | 7.5 |  |  |  |  | Green (Over 5% headroom) | 17112 | 37 | 6.88 | 260 | 17 | 1096525 | [9 empty] | Frodsham | CARRINGTON | 5 | 2186.9 | 2186.9 | 0 | 0 | 930 | 2026-05 | [12 empty] | 53.1951 | -2.4311 | SPM-MIDDLEWICH_T1 | 6671508000 | SP Energy Networks open data (API key): NDP SPM primary-group polygons + Capacity Heatmaps Information Model SPM + LTDS appendices 3/6 + NSHR
1834 | 43.2 | THOMPSON COATING SOLUTIONS, VAUXHALL INDUSTRIAL ESTATE | WREXHAM | LL14 6HA | Wrexham |  | Warehouse And Premises | industrial | 1 | 4139.14 | 44553 | GIA | 94500 | Johnstown T1 | inside-area | 0.14 | LEGACY LOCAL GT2 / NEWTOWN GT2 / OSWESTRY GT8 / WELSHPOOL GT1 | LEGACY | SPM | 2.4 | primary | 2.36 | Green | 7.5 | 5.14 | thermal | 0 | 0.2 | 0 | 0.2 | 1.4 | LEGACY LOCAL GT2 / NEWTOWN GT2 / OSWESTRY GT8 / WELSHPOOL GT1 | 60.6676 | GREEN | 0 |  |  | 0 | 0 | 0 | 7.5 |  |  |  |  | Green (Over 5% headroom) | 17112 | 38 | 6.58 | 103 | 6 | 508609 | [9 empty] | Legacy | LEGACY | 5 | 1714 | 1714 | 0 | 0 | 0 | 2024-08 | 10004511272 | B8 Storage or Distribution | 1142 | E | Natural Gas | 3 |  | Heating and Natural Ventilation | 2015-01-13 |  | 0.5 | FALSE | 53.0009 | -3.039 | SPM-JOHNSTOWN_T1 | 12090427000 | SP Energy Networks open data (API key): NDP SPM primary-group polygons + Capacity Heatmaps Information Model SPM + LTDS appendices 3/6 + NSHR
1835 | 43.2 | UNITS 1 2 4 HAFOD YARD, HAFOD ROAD | WREXHAM | LL14 2AT | Wrexham |  | Scrap Metal Depot And Premesis | industrial | 1 | 3927 | 42270 | GIA | 36000 | Johnstown T1 | inside-area | 0.38 | LEGACY LOCAL GT2 / NEWTOWN GT2 / OSWESTRY GT8 / WELSHPOOL GT1 | LEGACY | SPM | 2.4 | primary | 2.36 | Green | 7.5 | 5.14 | thermal | 0 | 0.2 | 0 | 0.2 | 1.4 | LEGACY LOCAL GT2 / NEWTOWN GT2 / OSWESTRY GT8 / WELSHPOOL GT1 | 60.6676 | GREEN | 0 |  |  | 0 | 0 | 0 | 7.5 |  |  |  |  | Green (Over 5% headroom) | 17112 | 40 | 6.24 | 98 | 6 | 510892 | [9 empty] | Legacy | LEGACY | 5 | 1714 | 1714 | 0 | 0 | 0 | 2024-08 | [12 empty] | 53.0032 | -3.0415 | SPM-JOHNSTOWN_T1 | 2521173000 | SP Energy Networks open data (API key): NDP SPM primary-group polygons + Capacity Heatmaps Information Model SPM + LTDS appendices 3/6 + NSHR
1836 | 43.2 | CJD FENCING SYSTEMS LTD, BROOKS LANE | MIDDLEWICH | CW10 0JH | Cheshire East |  | Factory And Premises | industrial | 1 | 3623.71 | 39005 | GIA | 184000 | Middlewich T1 | inside-area | 1.13 | ELWORTH GT1 / ELWORTH GT2 / KNUTSFORD GT1 / KNUTSFORD GT2 | CARRINGTON - FIDDLERS FERRY | SPM | 2.4 | primary | 2.437 | Green | 7.5 | 5.063 | thermal | 0 | 0 | 0 | 0 | 1.4 | ELWORTH GT1 / ELWORTH GT2 / KNUTSFORD GT1 / KNUTSFORD GT2 | 26.603 | GREEN | 0 |  |  | 0 | 0 | 0 | 7.5 |  |  |  |  | Green (Over 5% headroom) | 17112 | 44 | 5.76 | 217 | 17 | 1104138 | [9 empty] | Frodsham | CARRINGTON | 5 | 2186.9 | 2186.9 | 0 | 0 | 930 | 2026-05 | [12 empty] | 53.1919 | -2.4402 | SPM-MIDDLEWICH_T1 | 14463904000 | SP Energy Networks open data (API key): NDP SPM primary-group polygons + Capacity Heatmaps Information Model SPM + LTDS appendices 3/6 + NSHR
1837 | 43.2 | WARRINGTON FABRICATIONS, ATHERTONS QUAY | WARRINGTON | WA5 1AH | Warrington |  | Factory And Premises | industrial | 1 | 3601.79 | 38769 | GIA | 157000 | Crossfields T1 / Crossfields T2 / Levers Crossfields T3 / Gatewarth Sewage T1 | inside-area | 1.49 | SANKEY BRIDGES GT3 / WARRINGTON GT5 | CARRINGTON - FIDDLERS FERRY | SPM | 2.4 | bsp | 20.251 | Green | 30 | 9.749 | thermal | 0 | 2 | 0 | 2 | 19.4 | SANKEY BRIDGES GT3 / WARRINGTON GT5 | 2.392 | AMBER | 0 |  |  | 0 | 0 | 0 | 30 |  |  |  |  | Green (Over 5% headroom) | 17112 | 44 | 5.72 | 216 | 8 | 206819 | [9 empty] | Fiddlers Ferry | CARRINGTON | 5 | 2186.9 | 2186.9 | 0 | 0 | 930 | 2026-05 | [12 empty] | 53.387 | -2.6093 | SPM-CROSSFIELDS_T1_CROSSFIELDS_T2_LEVERS_CROSSFIELDS_T3_GATEWART | 4199871000 | SP Energy Networks open data (API key): NDP SPM primary-group polygons + Capacity Heatmaps Information Model SPM + LTDS appendices 3/6 + NSHR
1838 | 43.2 | UNITS 4 & 4A, ASTON WAY | MIDDLEWICH | CW10 0HS | Cheshire East |  | Warehouse And Premises | industrial | 1 | 3552.97 | 38244 | GIA | 199000 | Middlewich T1 | inside-area | 0.77 | ELWORTH GT1 / ELWORTH GT2 / KNUTSFORD GT1 / KNUTSFORD GT2 | CARRINGTON - FIDDLERS FERRY | SPM | 2.4 | primary | 2.437 | Green | 7.5 | 5.063 | thermal | 0 | 0 | 0 | 0 | 1.4 | ELWORTH GT1 / ELWORTH GT2 / KNUTSFORD GT1 / KNUTSFORD GT2 | 26.603 | GREEN | 0 |  |  | 0 | 0 | 0 | 7.5 |  |  |  |  | Green (Over 5% headroom) | 17112 | 45 | 5.65 | 89 | 17 | 1104899 | [9 empty] | Frodsham | CARRINGTON | 5 | 2186.9 | 2186.9 | 0 | 0 | 930 | 2026-05 | 10093780248 | B1 Offices and Workshop businesses | 3342 | E | Oil | 3 |  | Heating and Natural Ventilation | 2014-02-05 |  | 1 | FALSE | 53.1938 | -2.4359 | SPM-MIDDLEWICH_T1 | 7963548000 | SP Energy Networks open data (API key): NDP SPM primary-group polygons + Capacity Heatmaps Information Model SPM + LTDS appendices 3/6 + NSHR
1839 | 43.2 | SPANSET LTD, TELFORD WAY | MIDDLEWICH | CW10 0HX | Cheshire East |  | Factory And Premises | industrial | 1 | 3457.26 | 37214 | GIA | 177000 | Middlewich T1 | inside-area | 0.65 | ELWORTH GT1 / ELWORTH GT2 / KNUTSFORD GT1 / KNUTSFORD GT2 | CARRINGTON - FIDDLERS FERRY | SPM | 2.4 | primary | 2.437 | Green | 7.5 | 5.063 | thermal | 0 | 0 | 0 | 0 | 1.4 | ELWORTH GT1 / ELWORTH GT2 / KNUTSFORD GT1 / KNUTSFORD GT2 | 26.603 | GREEN | 0 |  |  | 0 | 0 | 0 | 7.5 |  |  |  |  | Green (Over 5% headroom) | 17112 | 46 | 5.49 | 207 | 17 | 1105929 | [9 empty] | Frodsham | CARRINGTON | 5 | 2186.9 | 2186.9 | 0 | 0 | 930 | 2026-05 | [12 empty] | 53.1939 | -2.4339 | SPM-MIDDLEWICH_T1 | 10762741000 | SP Energy Networks open data (API key): NDP SPM primary-group polygons + Capacity Heatmaps Information Model SPM + LTDS appendices 3/6 + NSHR
1840 | 43.2 | UNITS 4A-C, LYNCASTLE WAY, BARLEY CASTLE TRADING ESTATE | WARRINGTON | WA4 4SX | Warrington |  | Factory And Premises | industrial | 1 | 3254.74 | 35034 | GIA | 159000 | Gigg La Thelwall T1 / Hillcliffe T1 / Stockton Heath T1 / Stretton Ind Est T1 | inside-area | 3.3 | SANKEY BRIDGES GT3 / WARRINGTON GT5 | CARRINGTON - FIDDLERS FERRY | SPM | 2.4 | bsp | 10.609 | Green | 30 | 19.291 | thermal | 0.4 | 1.3 | 2.2 | 1.7 | 6.7 | SANKEY BRIDGES GT3 / WARRINGTON GT5 | 2.392 | AMBER | 0 |  |  | 0 | 0 | 0 | 30 |  |  |  |  | Green (Over 5% headroom) | 17112 | 49 | 5.17 | 195 | 26 | 1454118 | [9 empty] | Fiddlers Ferry | CARRINGTON | 5 | 2186.9 | 2186.9 | 0 | 0 | 930 | 2026-05 | [12 empty] | 53.3535 | -2.5333 | SPM-GIGG_LA_THELWALL_T1_HILLCLIFFE_T1_STOCKTON_HEATH_T1_STRETTON | 7280779000 | SP Energy Networks open data (API key): NDP SPM primary-group polygons + Capacity Heatmaps Information Model SPM + LTDS appendices 3/6 + NSHR
1841 | 43.2 | UNITS 1-5 AT 2, FORREST WAY | WARRINGTON | WA5 1DF | Warrington |  | Warehouse And Premises | industrial | 1 | 3249.68 | 34979 | GIA | 124000 | Crossfields T1 / Crossfields T2 / Levers Crossfields T3 / Gatewarth Sewage T1 | inside-area | 0.53 | SANKEY BRIDGES GT3 / WARRINGTON GT5 | CARRINGTON - FIDDLERS FERRY | SPM | 2.4 | bsp | 20.251 | Green | 30 | 9.749 | thermal | 0 | 2 | 0 | 2 | 19.4 | SANKEY BRIDGES GT3 / WARRINGTON GT5 | 2.392 | AMBER | 0 |  |  | 0 | 0 | 0 | 30 |  |  |  |  | Green (Over 5% headroom) | 17112 | 49 | 5.16 | 81 | 8 | 210609 | [9 empty] | Fiddlers Ferry | CARRINGTON | 5 | 2186.9 | 2186.9 | 0 | 0 | 930 | 2026-05 | [12 empty] | 53.3814 | -2.6212 | SPM-CROSSFIELDS_T1_CROSSFIELDS_T2_LEVERS_CROSSFIELDS_T3_GATEWART | 11362198000 | SP Energy Networks open data (API key): NDP SPM primary-group polygons + Capacity Heatmaps Information Model SPM + LTDS appendices 3/6 + NSHR
1842 | 43.2 | SCOLA HOUSE, DALTON WAY | MIDDLEWICH | CW10 0HU | Cheshire East |  | Factory And Premises | industrial | 1 | 3169.28 | 34114 | GIA | 174000 | Middlewich T1 | inside-area | 0.87 | ELWORTH GT1 / ELWORTH GT2 / KNUTSFORD GT1 / KNUTSFORD GT2 | CARRINGTON - FIDDLERS FERRY | SPM | 2.4 | primary | 2.437 | Green | 7.5 | 5.063 | thermal | 0 | 0 | 0 | 0 | 1.4 | ELWORTH GT1 / ELWORTH GT2 / KNUTSFORD GT1 / KNUTSFORD GT2 | 26.603 | GREEN | 0 |  |  | 0 | 0 | 0 | 7.5 |  |  |  |  | Green (Over 5% headroom) | 17112 | 50 | 5.04 | 190 | 17 | 1109029 | [9 empty] | Frodsham | CARRINGTON | 5 | 2186.9 | 2186.9 | 0 | 0 | 930 | 2026-05 | 200001488770 | B1 Offices and Workshop businesses | 1172 | D | Natural Gas | 3 |  | Heating and Natural Ventilation | 2016-03-09 |  | 0.5 | FALSE | 53.1936 | -2.4373 | SPM-MIDDLEWICH_T1 | 7134171000 | SP Energy Networks open data (API key): NDP SPM primary-group polygons + Capacity Heatmaps Information Model SPM + LTDS appendices 3/6 + NSHR
1843 | 43.2 | UNITS 7-9 (PT), LANGFORD WAY, BARLEY CASTLE LANE | WARRINGTON | WA4 4TQ | Warrington |  | Warehouse And Premises | industrial | 1 | 3073.51 | 33083 | GIA | 162000 | Gigg La Thelwall T1 / Hillcliffe T1 / Stockton Heath T1 / Stretton Ind Est T1 | inside-area | 3.7 | SANKEY BRIDGES GT3 / WARRINGTON GT5 | CARRINGTON - FIDDLERS FERRY | SPM | 2.4 | bsp | 10.609 | Green | 30 | 19.291 | thermal | 0.4 | 1.3 | 2.2 | 1.7 | 6.7 | SANKEY BRIDGES GT3 / WARRINGTON GT5 | 2.392 | AMBER | 0 |  |  | 0 | 0 | 0 | 30 |  |  |  |  | Green (Over 5% headroom) | 17112 | 52 | 4.88 | 77 | 26 | 1456069 | [9 empty] | Fiddlers Ferry | CARRINGTON | 5 | 2186.9 | 2186.9 | 0 | 0 | 930 | 2026-05 | [12 empty] | 53.3496 | -2.5288 | SPM-GIGG_LA_THELWALL_T1_HILLCLIFFE_T1_STOCKTON_HEATH_T1_STRETTON | 4464978000 | SP Energy Networks open data (API key): NDP SPM primary-group polygons + Capacity Heatmaps Information Model SPM + LTDS appendices 3/6 + NSHR
1844 | 43.2 | GEOPOST UK LTD, LANGFORD WAY, BARLEY CASTLE LANE | WARRINGTON | WA4 4TQ | Warrington |  | Warehouse And Premises | industrial | 1 | 3059.13 | 32928 | GIA | 205000 | Gigg La Thelwall T1 / Hillcliffe T1 / Stockton Heath T1 / Stretton Ind Est T1 | inside-area | 3.7 | SANKEY BRIDGES GT3 / WARRINGTON GT5 | CARRINGTON - FIDDLERS FERRY | SPM | 2.4 | bsp | 10.609 | Green | 30 | 19.291 | thermal | 0.4 | 1.3 | 2.2 | 1.7 | 6.7 | SANKEY BRIDGES GT3 / WARRINGTON GT5 | 2.392 | AMBER | 0 |  |  | 0 | 0 | 0 | 30 |  |  |  |  | Green (Over 5% headroom) | 17112 | 52 | 4.86 | 76 | 26 | 1456224 | [9 empty] | Fiddlers Ferry | CARRINGTON | 5 | 2186.9 | 2186.9 | 0 | 0 | 930 | 2026-05 | [12 empty] | 53.3496 | -2.5288 | SPM-GIGG_LA_THELWALL_T1_HILLCLIFFE_T1_STOCKTON_HEATH_T1_STRETTON | 4504123000 | SP Energy Networks open data (API key): NDP SPM primary-group polygons + Capacity Heatmaps Information Model SPM + LTDS appendices 3/6 + NSHR
1845 | 43.2 | BIG PADLOCK SELF STORAGE LIMITED, VAUXHALL INDUSTRIAL ESTATE | WREXHAM | LL14 6HA | Wrexham |  | Warehouse And Premises | industrial | 1 | 2901.15 | 31228 | GIA | 64000 | Johnstown T1 | inside-area | 0.14 | LEGACY LOCAL GT2 / NEWTOWN GT2 / OSWESTRY GT8 / WELSHPOOL GT1 | LEGACY | SPM | 2.4 | primary | 2.36 | Green | 7.5 | 5.14 | thermal | 0 | 0.2 | 0 | 0.2 | 1.4 | LEGACY LOCAL GT2 / NEWTOWN GT2 / OSWESTRY GT8 / WELSHPOOL GT1 | 60.6676 | GREEN | 0 |  |  | 0 | 0 | 0 | 7.5 |  |  |  |  | Green (Over 5% headroom) | 17112 | 55 | 4.61 | 73 | 6 | 521934 | [9 empty] | Legacy | LEGACY | 5 | 1714 | 1714 | 0 | 0 | 0 | 2024-08 | 10004511272 | B8 Storage or Distribution | 1142 | E | Natural Gas | 3 |  | Heating and Natural Ventilation | 2015-01-13 |  | 0.5 | FALSE | 53.0009 | -3.039 | SPM-JOHNSTOWN_T1 | 13490532000 | SP Energy Networks open data (API key): NDP SPM primary-group polygons + Capacity Heatmaps Information Model SPM + LTDS appendices 3/6 + NSHR
1846 | 43.2 | DX GROUP LTD UNIT 3C, APPLETON THORN TRADING ESTATE, LYNCASTLE ROAD | WARRINGTON | WA4 4SN | Warrington |  | Warehouse And Premises | industrial | 1 | 2808.94 | 30235 | GIA | 192000 | Gigg La Thelwall T1 / Hillcliffe T1 / Stockton Heath T1 / Stretton Ind Est T1 | inside-area | 3.92 | SANKEY BRIDGES GT3 / WARRINGTON GT5 | CARRINGTON - FIDDLERS FERRY | SPM | 2.4 | bsp | 10.609 | Green | 30 | 19.291 | thermal | 0.4 | 1.3 | 2.2 | 1.7 | 6.7 | SANKEY BRIDGES GT3 / WARRINGTON GT5 | 2.392 | AMBER | 0 |  |  | 0 | 0 | 0 | 30 |  |  |  |  | Green (Over 5% headroom) | 17112 | 57 | 4.46 | 70 | 26 | 1458917 | [9 empty] | Fiddlers Ferry | CARRINGTON | 5 | 2186.9 | 2186.9 | 0 | 0 | 930 | 2026-05 | 10090372092 | Storage or Distribution | 2813 | B | Grid Supplied Electricity | 3 |  | Heating and Natural Ventilation | 2024-07-30 |  | 1 | FALSE | 53.3479 | -2.5338 | SPM-GIGG_LA_THELWALL_T1_HILLCLIFFE_T1_STOCKTON_HEATH_T1_STRETTON | 9575785000 | SP Energy Networks open data (API key): NDP SPM primary-group polygons + Capacity Heatmaps Information Model SPM + LTDS appendices 3/6 + NSHR
1847 | 43.2 | MONTAGU L MYER LTD, LYNCASTLE ROAD, BARLEY CASTLE TRADING ESTATE | WARRINGTON | WA4 4RG | Warrington |  | Warehouse And Premises | industrial | 1 | 2742.12 | 29516 | GIA | 146000 | Gigg La Thelwall T1 / Hillcliffe T1 / Stockton Heath T1 / Stretton Ind Est T1 | inside-area | 3.7 | SANKEY BRIDGES GT3 / WARRINGTON GT5 | CARRINGTON - FIDDLERS FERRY | SPM | 2.4 | bsp | 10.609 | Green | 30 | 19.291 | thermal | 0.4 | 1.3 | 2.2 | 1.7 | 6.7 | SANKEY BRIDGES GT3 / WARRINGTON GT5 | 2.392 | AMBER | 0 |  |  | 0 | 0 | 0 | 30 |  |  |  |  | Green (Over 5% headroom) | 17112 | 58 | 4.36 | 69 | 26 | 1459636 | [9 empty] | Fiddlers Ferry | CARRINGTON | 5 | 2186.9 | 2186.9 | 0 | 0 | 930 | 2026-05 | 10008652978 | B2 to B7 General Industrial and Special Industrial Groups | 1887 | D | Grid Supplied Electricity | 3 |  | Heating and Natural Ventilation | 2014-06-06 |  | 0.5 | FALSE | 53.3495 | -2.5223 | SPM-GIGG_LA_THELWALL_T1_HILLCLIFFE_T1_STOCKTON_HEATH_T1_STRETTON | 2778290000 | SP Energy Networks open data (API key): NDP SPM primary-group polygons + Capacity Heatmaps Information Model SPM + LTDS appendices 3/6 + NSHR
1848 | 43.2 | UNIT 2, KING STREET TRADING ESTATE | MIDDLEWICH | CW10 9LF | Cheshire East |  | Factory And Premises; Workshop And Premises | industrial | 2 | 2664.59 | 28681 | GIA | 57000 | Middlewich T1 | inside-area | 1.21 | ELWORTH GT1 / ELWORTH GT2 / KNUTSFORD GT1 / KNUTSFORD GT2 | CARRINGTON - FIDDLERS FERRY | SPM | 2.4 | primary | 2.437 | Green | 7.5 | 5.063 | thermal | 0 | 0 | 0 | 0 | 1.4 | ELWORTH GT1 / ELWORTH GT2 / KNUTSFORD GT1 / KNUTSFORD GT2 | 26.603 | GREEN | 0 |  |  | 0 | 0 | 0 | 7.5 |  |  |  |  | Green (Over 5% headroom) | 17112 | 60 | 4.23 | 160 | 17 | 1114462 | [9 empty] | Frodsham | CARRINGTON | 5 | 2186.9 | 2186.9 | 0 | 0 | 930 | 2026-05 | 10007643227 | Storage or Distribution | 981 | E | Grid Supplied Electricity | 3 |  | Heating and Natural Ventilation | 2025-05-02 |  | 1 | FALSE | 53.1987 | -2.4436 | SPM-MIDDLEWICH_T1 | 14644163000;7507652000 | SP Energy Networks open data (API key): NDP SPM primary-group polygons + Capacity Heatmaps Information Model SPM + LTDS appendices 3/6 + NSHR
1849 | 43.2 | UNITS 2 & 2A, LYNCASTLE ROAD, BARLEY CASTLE TRADING ESTATE | WARRINGTON | WA4 4SP | Warrington |  | Warehouse And Premises | industrial | 1 | 2590.76 | 27887 | GIA | 177000 | Gigg La Thelwall T1 / Hillcliffe T1 / Stockton Heath T1 / Stretton Ind Est T1 | inside-area | 3.6 | SANKEY BRIDGES GT3 / WARRINGTON GT5 | CARRINGTON - FIDDLERS FERRY | SPM | 2.4 | bsp | 10.609 | Green | 30 | 19.291 | thermal | 0.4 | 1.3 | 2.2 | 1.7 | 6.7 | SANKEY BRIDGES GT3 / WARRINGTON GT5 | 2.392 | AMBER | 0 |  |  | 0 | 0 | 0 | 30 |  |  |  |  | Green (Over 5% headroom) | 17112 | 61 | 4.12 | 65 | 26 | 1461265 | [9 empty] | Fiddlers Ferry | CARRINGTON | 5 | 2186.9 | 2186.9 | 0 | 0 | 930 | 2026-05 | [12 empty] | 53.3506 | -2.5301 | SPM-GIGG_LA_THELWALL_T1_HILLCLIFFE_T1_STOCKTON_HEATH_T1_STRETTON | 13901076000 | SP Energy Networks open data (API key): NDP SPM primary-group polygons + Capacity Heatmaps Information Model SPM + LTDS appendices 3/6 + NSHR
1850 | 43.2 | UNIT D APPLETON PARK, BARLEY CASTLE LANE | WARRINGTON | WA4 4RG | Warrington |  | Warehouse And Premises | industrial | 1 | 2523.5 | 27163 | GIA | 173000 | Gigg La Thelwall T1 / Hillcliffe T1 / Stockton Heath T1 / Stretton Ind Est T1 | inside-area | 3.7 | SANKEY BRIDGES GT3 / WARRINGTON GT5 | CARRINGTON - FIDDLERS FERRY | SPM | 2.4 | bsp | 10.609 | Green | 30 | 19.291 | thermal | 0.4 | 1.3 | 2.2 | 1.7 | 6.7 | SANKEY BRIDGES GT3 / WARRINGTON GT5 | 2.392 | AMBER | 0 |  |  | 0 | 0 | 0 | 30 |  |  |  |  | Green (Over 5% headroom) | 17112 | 63 | 4.01 | 63 | 26 | 1461989 | [9 empty] | Fiddlers Ferry | CARRINGTON | 5 | 2186.9 | 2186.9 | 0 | 0 | 930 | 2026-05 | 10008652978 | B2 to B7 General Industrial and Special Industrial Groups | 1887 | D | Grid Supplied Electricity | 3 |  | Heating and Natural Ventilation | 2014-06-06 |  | 0.5 | FALSE | 53.3495 | -2.5223 | SPM-GIGG_LA_THELWALL_T1_HILLCLIFFE_T1_STOCKTON_HEATH_T1_STRETTON | 2645882000 | SP Energy Networks open data (API key): NDP SPM primary-group polygons + Capacity Heatmaps Information Model SPM + LTDS appendices 3/6 + NSHR
1851 | 43.2 | THOMAS HARDIE COMMERCIALS LTD, ROAD BETA | MIDDLEWICH | CW10 0JZ | Cheshire East |  | Workshop And Premises | industrial | 1 | 2266.22 | 24393 | GIA | 123000 | Middlewich T1 | inside-area | 0.42 | ELWORTH GT1 / ELWORTH GT2 / KNUTSFORD GT1 / KNUTSFORD GT2 | CARRINGTON - FIDDLERS FERRY | SPM | 2.4 | primary | 2.437 | Green | 7.5 | 5.063 | thermal | 0 | 0 | 0 | 0 | 1.4 | ELWORTH GT1 / ELWORTH GT2 / KNUTSFORD GT1 / KNUTSFORD GT2 | 26.603 | GREEN | 0 |  |  | 0 | 0 | 0 | 7.5 |  |  |  |  | Green (Over 5% headroom) | 17112 | 70 | 3.6 | 102 | 17 | 1118750 | [9 empty] | Frodsham | CARRINGTON | 5 | 2186.9 | 2186.9 | 0 | 0 | 930 | 2026-05 | [12 empty] | 53.1951 | -2.4311 | SPM-MIDDLEWICH_T1 | 10214757000 | SP Energy Networks open data (API key): NDP SPM primary-group polygons + Capacity Heatmaps Information Model SPM + LTDS appendices 3/6 + NSHR
1852 | 43.2 | SHERIDAN UNIT 3D APPLETON THORN TRADING ESTATE, LYNCASTLE ROAD | WARRINGTON | WA4 4SN | Warrington |  | Warehouse And Premises | industrial | 1 | 2246.55 | 24182 | GIA | 154000 | Gigg La Thelwall T1 / Hillcliffe T1 / Stockton Heath T1 / Stretton Ind Est T1 | inside-area | 3.92 | SANKEY BRIDGES GT3 / WARRINGTON GT5 | CARRINGTON - FIDDLERS FERRY | SPM | 2.4 | bsp | 10.609 | Green | 30 | 19.291 | thermal | 0.4 | 1.3 | 2.2 | 1.7 | 6.7 | SANKEY BRIDGES GT3 / WARRINGTON GT5 | 2.392 | AMBER | 0 |  |  | 0 | 0 | 0 | 30 |  |  |  |  | Green (Over 5% headroom) | 17112 | 71 | 3.57 | 56 | 26 | 1464970 | [9 empty] | Fiddlers Ferry | CARRINGTON | 5 | 2186.9 | 2186.9 | 0 | 0 | 930 | 2026-05 | 10090372093 | Storage or Distribution | 2374 | B | Grid Supplied Electricity | 3 |  | Heating and Natural Ventilation | 2024-08-23 |  | 1 | FALSE | 53.3479 | -2.5338 | SPM-GIGG_LA_THELWALL_T1_HILLCLIFFE_T1_STOCKTON_HEATH_T1_STRETTON | 8748730000 | SP Energy Networks open data (API key): NDP SPM primary-group polygons + Capacity Heatmaps Information Model SPM + LTDS appendices 3/6 + NSHR
1853 | 43.2 | THE BEER SELLER UNIT A APPLETON PARK, BARLEY CASTLE LANE | WARRINGTON | WA4 4RG | Warrington |  | Warehouse And Premises | industrial | 1 | 2034.07 | 21895 | GIA | 101000 | Gigg La Thelwall T1 / Hillcliffe T1 / Stockton Heath T1 / Stretton Ind Est T1 | inside-area | 3.7 | SANKEY BRIDGES GT3 / WARRINGTON GT5 | CARRINGTON - FIDDLERS FERRY | SPM | 2.4 | bsp | 10.609 | Green | 30 | 19.291 | thermal | 0.4 | 1.3 | 2.2 | 1.7 | 6.7 | SANKEY BRIDGES GT3 / WARRINGTON GT5 | 2.392 | AMBER | 0 |  |  | 0 | 0 | 0 | 30 |  |  |  |  | Green (Over 5% headroom) | 17112 | 78 | 3.23 | 51 | 26 | 1467257 | [9 empty] | Fiddlers Ferry | CARRINGTON | 5 | 2186.9 | 2186.9 | 0 | 0 | 930 | 2026-05 | 10008652978 | B2 to B7 General Industrial and Special Industrial Groups | 1887 | D | Grid Supplied Electricity | 3 |  | Heating and Natural Ventilation | 2014-06-06 |  | 0.5 | FALSE | 53.3495 | -2.5223 | SPM-GIGG_LA_THELWALL_T1_HILLCLIFFE_T1_STOCKTON_HEATH_T1_STRETTON | 4045155000 | SP Energy Networks open data (API key): NDP SPM primary-group polygons + Capacity Heatmaps Information Model SPM + LTDS appendices 3/6 + NSHR
1854 | 43.2 | UNIT 5A & 5B, MOSS LANE | MIDDLEWICH | CW10 9NG | Cheshire West And Chester |  | Warehouse And Premises | industrial | 1 | 1912.44 | 20585 | GIA | 40750 | Middlewich T1 | inside-area | 2.7 | ELWORTH GT1 / ELWORTH GT2 / KNUTSFORD GT1 / KNUTSFORD GT2 | CARRINGTON - FIDDLERS FERRY | SPM | 2.4 | primary | 2.437 | Green | 7.5 | 5.063 | thermal | 0 | 0 | 0 | 0 | 1.4 | ELWORTH GT1 / ELWORTH GT2 / KNUTSFORD GT1 / KNUTSFORD GT2 | 26.603 | GREEN | 0 |  |  | 0 | 0 | 0 | 7.5 |  |  |  |  | Green (Over 5% headroom) | 17112 | 83 | 3.04 | 48 | 17 | 1122558 | [9 empty] | Frodsham | CARRINGTON | 5 | 2186.9 | 2186.9 | 0 | 0 | 930 | 2026-05 | [12 empty] | 53.2202 | -2.4139 | SPM-MIDDLEWICH_T1 | 14061932000 | SP Energy Networks open data (API key): NDP SPM primary-group polygons + Capacity Heatmaps Information Model SPM + LTDS appendices 3/6 + NSHR
1855 | 43.1 | MANSION HOUSE, CALDERSTONES PARK | LIVERPOOL | L18 3JB | Liverpool | LIVERPOOL CORPORATION PARKS AND RECREATION | Offices And Premises | office | 1 | 1842.42 | 19832 | NIA | 161000 | Childwall T1 / Childwall Fiveways T1 / Lyndene Rd T1 / Middlemass Hey T1 / Naylors Rd T1 | inside-area | 1.81 | GATEACRE GT1 / HUYTON GT1 / KIRKBY GT3 / PRESCOT GT1A | RAINHILL | SPM | 14.3 | primary | 14.251 | Green | 37.5 | 23.249 | thermal | 0 | 0 | 0 | 0 | 9.8 | GATEACRE GT1 / HUYTON GT1 / KIRKBY GT3 / PRESCOT GT1A | 31.422 | GREEN | 0 |  |  | 0 | 0 | 0 | 37.5 |  |  |  |  | Green (Over 5% headroom) | 101961 | 100 | 2.93 | 129 | 7 | 278980 | [9 empty] | Lister Drive | RAINHILL | 1 | 85.5 | 85.5 | 0 | 0 | 57 | 2026-09 | [12 empty] | 53.3816 | -2.8941 | SPM-CHILDWALL_T1_CHILDWALL_FIVEWAYS_T1_LYNDENE_RD_T1_MIDDLEMASS_ | 55303134 | SP Energy Networks open data (API key): NDP SPM primary-group polygons + Capacity Heatmaps Information Model SPM + LTDS appendices 3/6 + NSHR
1856 | 43.1 | 5-7, LINESIDE CLOSE | LIVERPOOL | L25 2UD | Liverpool |  | Offices And Premises | office | 1 | 1104.1 | 11884 | NIA | 85500 | Childwall T1 / Childwall Fiveways T1 / Lyndene Rd T1 / Middlemass Hey T1 / Naylors Rd T1 | inside-area | 2.48 | GATEACRE GT1 / HUYTON GT1 / KIRKBY GT3 / PRESCOT GT1A | RAINHILL | SPM | 14.3 | primary | 14.251 | Green | 37.5 | 23.249 | thermal | 0 | 0 | 0 | 0 | 9.8 | GATEACRE GT1 / HUYTON GT1 / KIRKBY GT3 / PRESCOT GT1A | 31.422 | GREEN | 0 |  |  | 0 | 0 | 0 | 37.5 |  |  |  |  | Green (Over 5% headroom) | 101961 | 100 | 1.75 | 77 | 7 | 286928 | [9 empty] | Lister Drive | RAINHILL | 1 | 85.5 | 85.5 | 0 | 0 | 57 | 2026-09 | [12 empty] | 53.389 | -2.8639 | SPM-CHILDWALL_T1_CHILDWALL_FIVEWAYS_T1_LYNDENE_RD_T1_MIDDLEMASS_ | 521180134 | SP Energy Networks open data (API key): NDP SPM primary-group polygons + Capacity Heatmaps Information Model SPM + LTDS appendices 3/6 + NSHR
1857 | 42.9 | TESCO DISTRIBUTION FACILITY, DESOTO ROAD, WEST BANK DOCK ESTATE | WIDNES | WA8 0PB | Halton |  | Warehouse And Premises | industrial | 1 | 50663.12 | 545333 | GIA | 3370000 | Desoto Rd T1 / Mersey Bridge T1 / Pitt St T1 | inside-area | 0.92 | BOLD G2A / PRESCOT GT1B / WIDNES GT1 / WIDNES GT2 | RAINHILL | SPM | 15.3 | primary | 15.33 | Green | 20 | 4.67 | thermal | 0 | 0 | 12.2 | 0 | 14.7 | BOLD G4A / PRESCOT GT1B / WIDNES GT1 / WIDNES GT2 | 23.6331 | GREEN | 4.9 |  |  | 0 | 0 | 0 | 20 |  |  |  |  | Green (Over 5% headroom) | 109091 | 20 | 80.51 | 1267 | 20 | 1240774 | [9 empty] | Frodsham | RAINHILL | 1 | 85.5 | 85.5 | 0 | 0 | 57 | 2026-09 | 10090873395 | B8 Storage or Distribution | 38677 | C | Grid Supplied Electricity | 4 | 115 | Heating and Mechanical Ventilation | 2019-10-22 |  | 1 | FALSE | 53.3518 | -2.7464 | SPM-DESOTO_RD_T1_MERSEY_BRIDGE_T1_PITT_ST_T1 | 7426395000 | SP Energy Networks open data (API key): NDP SPM primary-group polygons + Capacity Heatmaps Information Model SPM + LTDS appendices 3/6 + NSHR
1858 | 42.9 | 20, ROAD ONE, INDUSTRIAL ESTATE | WINSFORD | CW7 3RD | Cheshire West And Chester |  | Factory And Premises | industrial | 1 | 25447.23 | 273911 | GIA | 860000 | Taco Plastics T1 / Taco Plastics T2 / United Peripherals T1 | inside-area | 0.12 | HARTFORD GT1 / LOSTOCK GT2 / WINSFORD GT1 / WINSFORD GT2 | CARRINGTON - FIDDLERS FERRY | SPM | 9.7 | primary | 9.7264 | Green | 20 | 10.2736 | thermal | 0 | 0 | 0 | 0 | 8.9 | HARTFORD GT1 / LOSTOCK GT2 / WINSFORD GT1 / WINSFORD GT2 | 35.88 | GREEN | 0 |  |  | 0 | 0 | 0 | 20 |  |  |  |  | Green (Over 5% headroom) | 69162 | 25 | 40.44 | 1527 | 17 | 1608383 | [9 empty] | Frodsham | CARRINGTON | 5 | 2186.9 | 2186.9 | 0 | 0 | 930 | 2026-05 | [12 empty] | 53.2016 | -2.4967 | SPM-TACO_PLASTICS_T1_TACO_PLASTICS_T2_UNITED_PERIPHERALS_T1 | 12976215000 | SP Energy Networks open data (API key): NDP SPM primary-group polygons + Capacity Heatmaps Information Model SPM + LTDS appendices 3/6 + NSHR
1859 | 42.9 | JIFFY PACKAGING CO LTD, ROAD FOUR, INDUSTRIAL ESTATE | WINSFORD | CW7 3QR | Cheshire West And Chester |  | Factory And Premises | industrial | 1 | 22813.38 | 245561 | GIA | 720000 | Taco Plastics T1 / Taco Plastics T2 / United Peripherals T1 | inside-area | 0.37 | HARTFORD GT1 / LOSTOCK GT2 / WINSFORD GT1 / WINSFORD GT2 | CARRINGTON - FIDDLERS FERRY | SPM | 9.7 | primary | 9.7264 | Green | 20 | 10.2736 | thermal | 0 | 0 | 0 | 0 | 8.9 | HARTFORD GT1 / LOSTOCK GT2 / WINSFORD GT1 / WINSFORD GT2 | 35.88 | GREEN | 0 |  |  | 0 | 0 | 0 | 20 |  |  |  |  | Green (Over 5% headroom) | 69162 | 28 | 36.25 | 1369 | 17 | 1636733 | [9 empty] | Frodsham | CARRINGTON | 5 | 2186.9 | 2186.9 | 0 | 0 | 930 | 2026-05 | [12 empty] | 53.1973 | -2.4981 | SPM-TACO_PLASTICS_T1_TACO_PLASTICS_T2_UNITED_PERIPHERALS_T1 | 356594133 | SP Energy Networks open data (API key): NDP SPM primary-group polygons + Capacity Heatmaps Information Model SPM + LTDS appendices 3/6 + NSHR
1860 | 42.9 | DENHOLM DISTRIBUTION SERVICES LTD, SIMONSWOOD INDUSTRIAL PARK, STOPGATE LANE | LIVERPOOL | L33 4YA | West Lancashire |  | Storage Depot And Premises | industrial | 1 | 22785.1 | 245257 | GIA | 415000 | Kirkby Central T1 / Northwood T1 / Tower Hill (Bank La) T1 / Westvale T1 | inside-area | 2.52 | GILLMOSS GT1 / KIRKBY GT2 / SIMONSWOOD GT1 | KIRKBY | SPM | 9.7 | primary | 9.6936 | Green | 30 | 20.3064 | thermal | 0 | 0 | 0 | 0 | 5.1 | GILLMOSS GT1 / KIRKBY GT2 / SIMONSWOOD GT1 | 37.36 | GREEN | 0 |  |  | 0 | 0 | 0 | 30 |  |  |  |  | Green (Over 5% headroom) | 69162 | 28 | 36.21 | 570 | 9 | 1509375 | [9 empty] | Kirkby (_D) | KIRKBY | 4 | 514 | 514 | 400 | 0 | 0 | 2027-08 | [12 empty] | 53.4998 | -2.8624 | SPM-KIRKBY_CENTRAL_T1_NORTHWOOD_T1_TOWER_HILL_BANK_LA_T1_WESTVAL | 236138126 | SP Energy Networks open data (API key): NDP SPM primary-group polygons + Capacity Heatmaps Information Model SPM + LTDS appendices 3/6 + NSHR
1861 | 42.9 | ROAD ONE, INDUSTRIAL ESTATE | WINSFORD | CW7 3QP | Cheshire West And Chester | IVECO (U K) LTD | Warehouse And Premises | industrial | 1 | 21770.34 | 234334 | GIA | 455000 | Taco Plastics T1 / Taco Plastics T2 / United Peripherals T1 | inside-area | 0.09 | HARTFORD GT1 / LOSTOCK GT2 / WINSFORD GT1 / WINSFORD GT2 | CARRINGTON - FIDDLERS FERRY | SPM | 9.7 | primary | 9.7264 | Green | 20 | 10.2736 | thermal | 0 | 0 | 0 | 0 | 8.9 | HARTFORD GT1 / LOSTOCK GT2 / WINSFORD GT1 / WINSFORD GT2 | 35.88 | GREEN | 0 |  |  | 0 | 0 | 0 | 20 |  |  |  |  | Green (Over 5% headroom) | 69162 | 30 | 34.6 | 544 | 17 | 1647960 | [9 empty] | Frodsham | CARRINGTON | 5 | 2186.9 | 2186.9 | 0 | 0 | 930 | 2026-05 | 100012603531 | B8 Storage or Distribution | 17596 | E | Natural Gas | 4 |  | Heating and Natural Ventilation | 2017-08-25 |  | 1 | FALSE | 53.2003 | -2.4979 | SPM-TACO_PLASTICS_T1_TACO_PLASTICS_T2_UNITED_PERIPHERALS_T1 | 312658133 | SP Energy Networks open data (API key): NDP SPM primary-group polygons + Capacity Heatmaps Information Model SPM + LTDS appendices 3/6 + NSHR
1862 | 42.9 | T & T WILLIAMS BROS (VACANT STORES), PINGWOOD LANE | LIVERPOOL | L33 4YA | West Lancashire |  | Storage Depot And Premises | industrial | 1 | 14493.4 | 156006 | GIA | 79000 | Kirkby Central T1 / Northwood T1 / Tower Hill (Bank La) T1 / Westvale T1 | inside-area | 2.52 | GILLMOSS GT1 / KIRKBY GT2 / SIMONSWOOD GT1 | KIRKBY | SPM | 9.7 | primary | 9.6936 | Green | 30 | 20.3064 | thermal | 0 | 0 | 0 | 0 | 5.1 | GILLMOSS GT1 / KIRKBY GT2 / SIMONSWOOD GT1 | 37.36 | GREEN | 0 |  |  | 0 | 0 | 0 | 30 |  |  |  |  | Green (Over 5% headroom) | 69162 | 44 | 23.03 | 362 | 9 | 1598626 | [9 empty] | Kirkby (_D) | KIRKBY | 4 | 514 | 514 | 400 | 0 | 0 | 2027-08 | [12 empty] | 53.4998 | -2.8624 | SPM-KIRKBY_CENTRAL_T1_NORTHWOOD_T1_TOWER_HILL_BANK_LA_T1_WESTVAL | 8645087000 | SP Energy Networks open data (API key): NDP SPM primary-group polygons + Capacity Heatmaps Information Model SPM + LTDS appendices 3/6 + NSHR
1863 | 42.9 | THE KIRKBY CENTRE, NORWICH WAY | LIVERPOOL | L32 8XY | Knowsley |  | Offices And Premises | office | 1 | 2290.5 | 24655 | NIA | 136000 | Kirkby Central T1 / Northwood T1 / Tower Hill (Bank La) T1 / Westvale T1 | inside-area | 0.25 | GILLMOSS GT1 / KIRKBY GT2 / SIMONSWOOD GT1 | KIRKBY | SPM | 9.7 | primary | 9.6936 | Green | 30 | 20.3064 | thermal | 0 | 0 | 0 | 0 | 5.1 | GILLMOSS GT1 / KIRKBY GT2 / SIMONSWOOD GT1 | 37.36 | GREEN | 0 |  |  | 0 | 0 | 0 | 30 |  |  |  |  | Green (Over 5% headroom) | 69162 | 100 | 3.64 | 160 | 9 | 1729977 | [9 empty] | Kirkby (_D) | KIRKBY | 4 | 514 | 514 | 400 | 0 | 0 | 2027-08 | [12 empty] | 53.4822 | -2.8905 | SPM-KIRKBY_CENTRAL_T1_NORTHWOOD_T1_TOWER_HILL_BANK_LA_T1_WESTVAL | 9142529000 | SP Energy Networks open data (API key): NDP SPM primary-group polygons + Capacity Heatmaps Information Model SPM + LTDS appendices 3/6 + NSHR
1864 | 42.9 | UNIT 4, ROAD THREE, INDUSTRIAL ESTATE | WINSFORD | CW7 3SD | Cheshire West And Chester |  | Warehouse And Premises | industrial | 1 | 1823.74 | 19631 | GIA | 182000 | Taco Plastics T1 / Taco Plastics T2 / United Peripherals T1 | inside-area | 0.14 | HARTFORD GT1 / LOSTOCK GT2 / WINSFORD GT1 / WINSFORD GT2 | CARRINGTON - FIDDLERS FERRY | SPM | 9.7 | primary | 9.7264 | Green | 20 | 10.2736 | thermal | 0 | 0 | 0 | 0 | 8.9 | HARTFORD GT1 / LOSTOCK GT2 / WINSFORD GT1 / WINSFORD GT2 | 35.88 | GREEN | 0 |  |  | 0 | 0 | 0 | 20 |  |  |  |  | Green (Over 5% headroom) | 69162 | 100 | 2.9 | 46 | 17 | 1862663 | [9 empty] | Frodsham | CARRINGTON | 5 | 2186.9 | 2186.9 | 0 | 0 | 930 | 2026-05 | [12 empty] | 53.2018 | -2.497 | SPM-TACO_PLASTICS_T1_TACO_PLASTICS_T2_UNITED_PERIPHERALS_T1 | 15043565000 | SP Energy Networks open data (API key): NDP SPM primary-group polygons + Capacity Heatmaps Information Model SPM + LTDS appendices 3/6 + NSHR
1865 | 42.9 | ASHCROFT ROAD | LIVERPOOL | L33 9TW | Knowsley | BUSINESS POST LIVERPOOL | Workshop Office And Premises | industrial | 1 | 1007.1 | 10840 | GIA | 34250 | Kirkby Central T1 / Northwood T1 / Tower Hill (Bank La) T1 / Westvale T1 | inside-area | 1.25 | GILLMOSS GT1 / KIRKBY GT2 / SIMONSWOOD GT1 | KIRKBY | SPM | 9.7 | primary | 9.6936 | Green | 30 | 20.3064 | thermal | 0 | 0 | 0 | 0 | 5.1 | GILLMOSS GT1 / KIRKBY GT2 / SIMONSWOOD GT1 | 37.36 | GREEN | 0 |  |  | 0 | 0 | 0 | 30 |  |  |  |  | Green (Over 5% headroom) | 69162 | 100 | 1.6 | 45 | 9 | 1743792 | [9 empty] | Kirkby (_D) | KIRKBY | 4 | 514 | 514 | 400 | 0 | 0 | 2027-08 | 40016761 | D1 Non-residential Institutions - Community/Day Centre | 540 | C | Natural Gas | 3 |  | Heating and Natural Ventilation | 2014-06-04 |  | 0.5 | FALSE | 53.4894 | -2.8719 | SPM-KIRKBY_CENTRAL_T1_NORTHWOOD_T1_TOWER_HILL_BANK_LA_T1_WESTVAL | 3048793000 | SP Energy Networks open data (API key): NDP SPM primary-group polygons + Capacity Heatmaps Information Model SPM + LTDS appendices 3/6 + NSHR
1866 | 42.9 | THE SMITHY | CORWEN | LL21 0LB | Denbighshire | IFOR WILLIAMS (TRAILERS LTD) | Factory And Premises | industrial | 1 | 12690.49 | 136599 | GIA | 199000 | Corwen T1 | inside-area | 2.39 | FOUR CROSSES GT2 / MAENTWROG GT1 / MAENTWROG GT2 | TRAWSFYNYDD | SPM | 2.2 | primary | 2.219 | Green | 7.5 | 5.281 | thermal | 0 | 1 | 0 | 1 | 0.8 | FOUR CROSSES GT2 / MAENTWROG GT1 / MAENTWROG GT2 | 4.306 | GREEN | 0 |  |  | 0 | 0 | 0 | 7.5 |  |  |  |  | Green (Over 5% headroom) | 15686 | 11 | 20.17 | 761 | 8 | 334997 | [9 empty] | Legacy | TRAWSFYNYDD | 1 | 940 | 0 | 0 | 0 | 10 | 2037-11 | [12 empty] | 52.9594 | -3.4091 | SPM-CORWEN_T1 | 4057002000 | SP Energy Networks open data (API key): NDP SPM primary-group polygons + Capacity Heatmaps Information Model SPM + LTDS appendices 3/6 + NSHR
1867 | 42.9 | BUILDING 1 SITE 3 TILSTOCK AIRFIELD | WHITCHURCH | SY13 3JX | Shropshire |  | Warehouse And Premises | industrial | 5 | 11010 | 118511 | GIA | 347000 | Prees T1 | inside-area | 3.58 | OSWESTRY GT5 / WHITCHURCH GT1 | LEGACY | SPM | 2.2 | primary | 2.216 | Green | 7.5 | 5.171 | thermal | 0.1 | 1 | 0 | 1.1 | 1.5 | OSWESTRY GT5 / WHITCHURCH GT1 / WEM GT1 | 3.1024 | AMBER | 0 |  |  | 0 | 0 | 0 | 7.5 |  |  |  |  | Green (Over 5% headroom) | 15686 | 13 | 17.5 | 275 | 12 | 544412 | [9 empty] | Frodsham | LEGACY | 5 | 1714 | 1714 | 0 | 0 | 0 | 2024-08 | [12 empty] | 52.9285 | -2.6591 | SPM-PREES_T1 | 6891155000;8066284000;8066285000;6891230000;6891233000 | SP Energy Networks open data (API key): NDP SPM primary-group polygons + Capacity Heatmaps Information Model SPM + LTDS appendices 3/6 + NSHR
1868 | 42.9 | UNIT 1 WELCOME FURNITURE BUILDING, INDUSTRIAL ESTATE | CAERNARFON | LL54 6DB | Gwynedd |  | Warehouse And Premises | industrial | 3 | 10191.13 | 109696 | GIA | 234500 | Pen-Y-Groes T1 | inside-area | 1.44 | BANGOR GT2 / CAERNARFON GT2 | CONNAHS QUAY - PENTIR - ST ASAPH | SPM | 2.2 | primary | 2.25 | Green | 5.2 | 2.95 | thermal | 0 | 0 | 0 | 0 | 1.8 | BANGOR GT2 / CAERNARFON GT2 | 31.686 | GREEN | 0 |  |  | 0 | 0 | 0 | 5.2 |  |  |  |  | Green (Over 5% headroom) | 15686 | 14 | 16.19 | 255 | 0 | 0 | [9 empty] | Pentir | PENTIR | 2 | 1082 | 1082 | 1025 | 57 | 39 | 2028-10 | [12 empty] | 53.0496 | -4.2836 | SPM-PEN_Y_GROES_T1 | 13980641000;13980642000;13980644000 | SP Energy Networks open data (API key): NDP SPM primary-group polygons + Capacity Heatmaps Information Model SPM + LTDS appendices 3/6 + NSHR
1869 | 42.9 | ED WEETMAN, THE WARRANT HANGARS | MARKET DRAYTON | TF9 3PZ | Shropshire |  | Warehouse And Premises | industrial | 1 | 9973.1 | 107349 | GIA | 260000 | Prees T1 | nearest-substation | 8.79 | OSWESTRY GT5 / WHITCHURCH GT1 | LEGACY | SPM | 2.2 | primary | 2.216 | Green | 7.5 | 5.171 | thermal | 0.1 | 1 | 0 | 1.1 | 1.5 | OSWESTRY GT5 / WHITCHURCH GT1 / WEM GT1 | 3.1024 | AMBER | 0 |  |  | 0 | 0 | 0 | 7.5 |  |  |  |  | Green (Over 5% headroom) | 15686 | 15 | 15.85 | 249 | 12 | 555574 | [9 empty] | Frodsham | LEGACY | 5 | 1714 | 1714 | 0 | 0 | 0 | 2024-08 | [12 empty] | 52.8874 | -2.544 | SPM-PREES_T1 | 3013220000 | SP Energy Networks open data (API key): NDP SPM primary-group polygons + Capacity Heatmaps Information Model SPM + LTDS appendices 3/6 + NSHR
1870 | 42.9 | HARRY WEST LTD, LOWER HEATH | WHITCHURCH | SY13 2BT | Shropshire |  | Factory And Premises | industrial | 1 | 8413.39 | 90561 | GIA | 161000 | Prees T1 | inside-area | 2.54 | OSWESTRY GT5 / WHITCHURCH GT1 | LEGACY | SPM | 2.2 | primary | 2.216 | Green | 7.5 | 5.171 | thermal | 0.1 | 1 | 0 | 1.1 | 1.5 | OSWESTRY GT5 / WHITCHURCH GT1 / WEM GT1 | 3.1024 | AMBER | 0 |  |  | 0 | 0 | 0 | 7.5 |  |  |  |  | Green (Over 5% headroom) | 15686 | 17 | 13.37 | 505 | 12 | 572362 | [9 empty] | Frodsham | LEGACY | 5 | 1714 | 1714 | 0 | 0 | 0 | 2024-08 | 10014526645 | Storage or Distribution | 985 | B | Grid Supplied Electricity | 3 |  | Heating and Natural Ventilation | 2025-06-13 |  | 1 | FALSE | 52.8861 | -2.6412 | SPM-PREES_T1 | 4071461000 | SP Energy Networks open data (API key): NDP SPM primary-group polygons + Capacity Heatmaps Information Model SPM + LTDS appendices 3/6 + NSHR
1871 | 42.9 | WAREHOUSE 4-7 GROCONTINENTAL LTD, HEATHWOOD ROAD | WHITCHURCH | SY13 2HF | Shropshire |  | Road Haulage Depot And Premises | industrial | 1 | 7882.6 | 84848 | GIA | 249000 | Prees T1 | inside-area | 3.07 | OSWESTRY GT5 / WHITCHURCH GT1 | LEGACY | SPM | 2.2 | primary | 2.216 | Green | 7.5 | 5.171 | thermal | 0.1 | 1 | 0 | 1.1 | 1.5 | OSWESTRY GT5 / WHITCHURCH GT1 / WEM GT1 | 3.1024 | AMBER | 0 |  |  | 0 | 0 | 0 | 7.5 |  |  |  |  | Green (Over 5% headroom) | 15686 | 18 | 12.53 | 197 | 12 | 578075 | [9 empty] | Frodsham | LEGACY | 5 | 1714 | 1714 | 0 | 0 | 0 | 2024-08 | [12 empty] | 52.9206 | -2.6488 | SPM-PREES_T1 | 12851314000 | SP Energy Networks open data (API key): NDP SPM primary-group polygons + Capacity Heatmaps Information Model SPM + LTDS appendices 3/6 + NSHR
1872 | 42.9 | UNITS 11-11A & 12, PREES INDUSTRIAL ESTATE, SHREWSBURY ROAD | WHITCHURCH | SY13 2DJ | Shropshire |  | Warehouse And Premises | industrial | 1 | 5884 | 63335 | GIA | 175000 | Prees T1 | inside-area | 0.55 | OSWESTRY GT5 / WHITCHURCH GT1 | LEGACY | SPM | 2.2 | primary | 2.216 | Green | 7.5 | 5.171 | thermal | 0.1 | 1 | 0 | 1.1 | 1.5 | OSWESTRY GT5 / WHITCHURCH GT1 / WEM GT1 | 3.1024 | AMBER | 0 |  |  | 0 | 0 | 0 | 7.5 |  |  |  |  | Green (Over 5% headroom) | 15686 | 25 | 9.35 | 147 | 12 | 599588 | [9 empty] | Frodsham | LEGACY | 5 | 1714 | 1714 | 0 | 0 | 0 | 2024-08 | 100071535309 | B8 Storage or Distribution | 1794 | C | Grid Supplied Electricity | 3 |  | Heating and Natural Ventilation | 2015-05-28 |  | 1 | FALSE | 52.8942 | -2.6679 | SPM-PREES_T1 | 12277612000 | SP Energy Networks open data (API key): NDP SPM primary-group polygons + Capacity Heatmaps Information Model SPM + LTDS appendices 3/6 + NSHR
1873 | 42.9 | NEATCROWN CORWEN LIMITED, STATION YARD INDUSTRIAL ESTATE | CORWEN | LL21 0EE | Denbighshire |  | Factory And Premises | industrial | 1 | 4184.04 | 45037 | GIA | 102000 | Corwen T1 | inside-area | 0.9 | FOUR CROSSES GT2 / MAENTWROG GT1 / MAENTWROG GT2 | TRAWSFYNYDD | SPM | 2.2 | primary | 2.219 | Green | 7.5 | 5.281 | thermal | 0 | 1 | 0 | 1 | 0.8 | FOUR CROSSES GT2 / MAENTWROG GT1 / MAENTWROG GT2 | 4.306 | GREEN | 0 |  |  | 0 | 0 | 0 | 7.5 |  |  |  |  | Green (Over 5% headroom) | 15686 | 35 | 6.65 | 251 | 8 | 426559 | [9 empty] | Legacy | TRAWSFYNYDD | 1 | 940 | 0 | 0 | 0 | 10 | 2037-11 | 10002231641 | General Industrial and Special Industrial Groups | 3703 | C | Grid Supplied Electricity | 3 |  | Heating and Natural Ventilation | 2024-09-27 |  | 0.5 | FALSE | 52.98 | -3.3844 | SPM-CORWEN_T1 | 3866582000 | SP Energy Networks open data (API key): NDP SPM primary-group polygons + Capacity Heatmaps Information Model SPM + LTDS appendices 3/6 + NSHR
1874 | 42.9 | STELEX ENGINEERING LTD, PREES INDUSTRIAL ESTATE, SHREWSBURY ROAD | WHITCHURCH | SY13 2DJ | Shropshire |  | Factory And Premises | industrial | 1 | 4170.53 | 44891 | GIA | 116000 | Prees T1 | inside-area | 0.55 | OSWESTRY GT5 / WHITCHURCH GT1 | LEGACY | SPM | 2.2 | primary | 2.216 | Green | 7.5 | 5.171 | thermal | 0.1 | 1 | 0 | 1.1 | 1.5 | OSWESTRY GT5 / WHITCHURCH GT1 / WEM GT1 | 3.1024 | AMBER | 0 |  |  | 0 | 0 | 0 | 7.5 |  |  |  |  | Green (Over 5% headroom) | 15686 | 35 | 6.63 | 250 | 12 | 618032 | [9 empty] | Frodsham | LEGACY | 5 | 1714 | 1714 | 0 | 0 | 0 | 2024-08 | [12 empty] | 52.8942 | -2.6679 | SPM-PREES_T1 | 14735185000 | SP Energy Networks open data (API key): NDP SPM primary-group polygons + Capacity Heatmaps Information Model SPM + LTDS appendices 3/6 + NSHR
1875 | 42.9 | PARC CASEG, BRAICHMELYN | BANGOR | LL57 3BX | Gwynedd | AUSTIN TAYLOR COMMUNICATIONS LTD | Factory And Premises | industrial | 1 | 4095.58 | 44084 | GIA | 49000 | Bethesda T1 | inside-area | 0.97 | BANGOR GT2 / CAERNARFON GT2 | CONNAHS QUAY - PENTIR - ST ASAPH | SPM | 2.2 | primary | 2.203 | Green | 7.5 | 5.115 | thermal | 0.2 | 3.3 | 6.1 | 3.5 | 1.2 | BANGOR GT2 / CAERNARFON GT2 | 31.686 | GREEN | 0 |  |  | 0 | 0 | 0 | 7.5 |  |  |  |  | Green (Over 5% headroom) | 15686 | 36 | 6.51 | 246 | 3 | 60514 | [9 empty] | Pentir | PENTIR | 2 | 1082 | 1082 | 1025 | 57 | 39 | 2028-10 | 10070352235 | B2 to B7 General Industrial and Special Industrial Groups | 4074 | D | Oil | 3 |  | Heating and Natural Ventilation | 2015-11-23 |  | 0.5 | FALSE | 53.175 | -4.0556 | SPM-BETHESDA_T1 | 10294780000 | SP Energy Networks open data (API key): NDP SPM primary-group polygons + Capacity Heatmaps Information Model SPM + LTDS appendices 3/6 + NSHR
1876 | 42.9 | UNITS 6-12, TYNLLIDIART INDUSTRIAL ESTATE | CORWEN | LL21 9RR | Denbighshire | GRACE FOODS UK LTD | Factory And Premises | industrial | 1 | 3342.68 | 35980 | GIA | 124000 | Corwen T1 | inside-area | 1.82 | FOUR CROSSES GT2 / MAENTWROG GT1 / MAENTWROG GT2 | TRAWSFYNYDD | SPM | 2.2 | primary | 2.219 | Green | 7.5 | 5.281 | thermal | 0 | 1 | 0 | 1 | 0.8 | FOUR CROSSES GT2 / MAENTWROG GT1 / MAENTWROG GT2 | 4.306 | GREEN | 0 |  |  | 0 | 0 | 0 | 7.5 |  |  |  |  | Green (Over 5% headroom) | 15686 | 44 | 5.31 | 201 | 8 | 435616 | [9 empty] | Legacy | TRAWSFYNYDD | 1 | 940 | 0 | 0 | 0 | 10 | 2037-11 | [12 empty] | 52.9916 | -3.3791 | SPM-CORWEN_T1 | 7154896000 | SP Energy Networks open data (API key): NDP SPM primary-group polygons + Capacity Heatmaps Information Model SPM + LTDS appendices 3/6 + NSHR
1877 | 42.9 | TARGET FEEDS, BRADES ROAD | WHITCHURCH | SY13 2DX | Shropshire |  | Warehouse And Premises | industrial | 1 | 3317.3 | 35707 | GIA | 88000 | Prees T1 | inside-area | 0.32 | OSWESTRY GT5 / WHITCHURCH GT1 | LEGACY | SPM | 2.2 | primary | 2.216 | Green | 7.5 | 5.171 | thermal | 0.1 | 1 | 0 | 1.1 | 1.5 | OSWESTRY GT5 / WHITCHURCH GT1 / WEM GT1 | 3.1024 | AMBER | 0 |  |  | 0 | 0 | 0 | 7.5 |  |  |  |  | Green (Over 5% headroom) | 15686 | 44 | 5.27 | 83 | 12 | 627216 | [9 empty] | Frodsham | LEGACY | 5 | 1714 | 1714 | 0 | 0 | 0 | 2024-08 | [12 empty] | 52.8951 | -2.6711 | SPM-PREES_T1 | 11674645000 | SP Energy Networks open data (API key): NDP SPM primary-group polygons + Capacity Heatmaps Information Model SPM + LTDS appendices 3/6 + NSHR
1878 | 42.9 | HIGHBURY POULTRY PRODUCE LTD, MANOR HOUSE LANE | WHITCHURCH | SY13 2HT | Shropshire |  | Factory And Premises | industrial | 1 | 3244.59 | 34924 | GIA | 89000 | Prees T1 | inside-area | 2.5 | OSWESTRY GT5 / WHITCHURCH GT1 | LEGACY | SPM | 2.2 | primary | 2.216 | Green | 7.5 | 5.171 | thermal | 0.1 | 1 | 0 | 1.1 | 1.5 | OSWESTRY GT5 / WHITCHURCH GT1 / WEM GT1 | 3.1024 | AMBER | 0 |  |  | 0 | 0 | 0 | 7.5 |  |  |  |  | Green (Over 5% headroom) | 15686 | 45 | 5.16 | 195 | 12 | 627999 | [9 empty] | Frodsham | LEGACY | 5 | 1714 | 1714 | 0 | 0 | 0 | 2024-08 | [12 empty] | 52.909 | -2.6418 | SPM-PREES_T1 | 247204234 | SP Energy Networks open data (API key): NDP SPM primary-group polygons + Capacity Heatmaps Information Model SPM + LTDS appendices 3/6 + NSHR
1879 | 42.9 | SAWMILLS | CORWEN | LL21 9DG | Denbighshire |  | Workshop And Premises | industrial | 1 | 2831.6 | 30479 | GIA | 48750 | Corwen T1 | inside-area | 3.41 | FOUR CROSSES GT2 / MAENTWROG GT1 / MAENTWROG GT2 | TRAWSFYNYDD | SPM | 2.2 | primary | 2.219 | Green | 7.5 | 5.281 | thermal | 0 | 1 | 0 | 1 | 0.8 | FOUR CROSSES GT2 / MAENTWROG GT1 / MAENTWROG GT2 | 4.306 | GREEN | 0 |  |  | 0 | 0 | 0 | 7.5 |  |  |  |  | Green (Over 5% headroom) | 15686 | 51 | 4.5 | 127 | 8 | 441117 | [9 empty] | Legacy | TRAWSFYNYDD | 1 | 940 | 0 | 0 | 0 | 10 | 2037-11 | [12 empty] | 53.0087 | -3.3809 | SPM-CORWEN_T1 | 13152206 | SP Energy Networks open data (API key): NDP SPM primary-group polygons + Capacity Heatmaps Information Model SPM + LTDS appendices 3/6 + NSHR
1880 | 42.9 | G L JONES ENG LTD, STATION ROAD | BANGOR | LL57 3NE | Gwynedd |  | Factory And Premises | industrial | 1 | 2221.95 | 23917 | GIA | 53000 | Bethesda T1 | inside-area | 0.66 | BANGOR GT2 / CAERNARFON GT2 | CONNAHS QUAY - PENTIR - ST ASAPH | SPM | 2.2 | primary | 2.203 | Green | 7.5 | 5.115 | thermal | 0.2 | 3.3 | 6.1 | 3.5 | 1.2 | BANGOR GT2 / CAERNARFON GT2 | 31.686 | GREEN | 0 |  |  | 0 | 0 | 0 | 7.5 |  |  |  |  | Green (Over 5% headroom) | 15686 | 66 | 3.53 | 133 | 3 | 80681 | [9 empty] | Pentir | PENTIR | 2 | 1082 | 1082 | 1025 | 57 | 39 | 2028-10 | [12 empty] | 53.1809 | -4.0679 | SPM-BETHESDA_T1 | 1244027000 | SP Energy Networks open data (API key): NDP SPM primary-group polygons + Capacity Heatmaps Information Model SPM + LTDS appendices 3/6 + NSHR
1881 | 42.9 | UNIT 4, PREES INDUSTRIAL ESTATE, SHREWSBURY ROAD | WHITCHURCH | SY13 2DJ | Shropshire |  | Factory And Premises; Warehouse And Premises | industrial | 2 | 2139.5 | 23029 | GIA | 62500 | Prees T1 | inside-area | 0.55 | OSWESTRY GT5 / WHITCHURCH GT1 | LEGACY | SPM | 2.2 | primary | 2.216 | Green | 7.5 | 5.171 | thermal | 0.1 | 1 | 0 | 1.1 | 1.5 | OSWESTRY GT5 / WHITCHURCH GT1 / WEM GT1 | 3.1024 | AMBER | 0 |  |  | 0 | 0 | 0 | 7.5 |  |  |  |  | Green (Over 5% headroom) | 15686 | 68 | 3.4 | 128 | 12 | 639894 | [9 empty] | Frodsham | LEGACY | 5 | 1714 | 1714 | 0 | 0 | 0 | 2024-08 | [12 empty] | 52.8942 | -2.6679 | SPM-PREES_T1 | 10411999000;168455234 | SP Energy Networks open data (API key): NDP SPM primary-group polygons + Capacity Heatmaps Information Model SPM + LTDS appendices 3/6 + NSHR
1882 | 42.9 | CHARLESTON HOUSE, CRUCKMOOR LANE | WHITCHURCH | SY13 2BS | Shropshire |  | Warehouse And Premises | industrial | 1 | 2067.41 | 22253 | GIA | 55000 | Prees T1 | inside-area | 1.96 | OSWESTRY GT5 / WHITCHURCH GT1 | LEGACY | SPM | 2.2 | primary | 2.216 | Green | 7.5 | 5.171 | thermal | 0.1 | 1 | 0 | 1.1 | 1.5 | OSWESTRY GT5 / WHITCHURCH GT1 / WEM GT1 | 3.1024 | AMBER | 0 |  |  | 0 | 0 | 0 | 7.5 |  |  |  |  | Green (Over 5% headroom) | 15686 | 70 | 3.29 | 52 | 12 | 640670 | [9 empty] | Frodsham | LEGACY | 5 | 1714 | 1714 | 0 | 0 | 0 | 2024-08 | 10013130585 | Storage or Distribution | 1502 | B | Grid Supplied Electricity | 3 |  | Heating and Natural Ventilation | 2024-02-01 |  | 0.5 | FALSE | 52.8853 | -2.6527 | SPM-PREES_T1 | 14521556000 | SP Energy Networks open data (API key): NDP SPM primary-group polygons + Capacity Heatmaps Information Model SPM + LTDS appendices 3/6 + NSHR
1883 | 42.9 | OGWEN VALLEY WORKS, COED Y PARC | BANGOR | LL57 4YY | Gwynedd |  | Factory And Premises | industrial | 1 | 1989.17 | 21411 | GIA | 32750 | Bethesda T1 | inside-area | 0.37 | BANGOR GT2 / CAERNARFON GT2 | CONNAHS QUAY - PENTIR - ST ASAPH | SPM | 2.2 | primary | 2.203 | Green | 7.5 | 5.115 | thermal | 0.2 | 3.3 | 6.1 | 3.5 | 1.2 | BANGOR GT2 / CAERNARFON GT2 | 31.686 | GREEN | 0 |  |  | 0 | 0 | 0 | 7.5 |  |  |  |  | Green (Over 5% headroom) | 15686 | 73 | 3.16 | 119 | 3 | 83187 | [9 empty] | Pentir | PENTIR | 2 | 1082 | 1082 | 1025 | 57 | 39 | 2028-10 | [12 empty] | 53.1774 | -4.0742 | SPM-BETHESDA_T1 | 133507202 | SP Energy Networks open data (API key): NDP SPM primary-group polygons + Capacity Heatmaps Information Model SPM + LTDS appendices 3/6 + NSHR
1884 | 42.9 | WHOLEBAKE, TYNLLIDIART | CORWEN | LL21 9RR | Denbighshire |  | Factory And Premises | industrial | 1 | 1985.23 | 21369 | GIA | 90000 | Corwen T1 | inside-area | 1.82 | FOUR CROSSES GT2 / MAENTWROG GT1 / MAENTWROG GT2 | TRAWSFYNYDD | SPM | 2.2 | primary | 2.219 | Green | 7.5 | 5.281 | thermal | 0 | 1 | 0 | 1 | 0.8 | FOUR CROSSES GT2 / MAENTWROG GT1 / MAENTWROG GT2 | 4.306 | GREEN | 0 |  |  | 0 | 0 | 0 | 7.5 |  |  |  |  | Green (Over 5% headroom) | 15686 | 73 | 3.15 | 119 | 8 | 450227 | [9 empty] | Legacy | TRAWSFYNYDD | 1 | 940 | 0 | 0 | 0 | 10 | 2037-11 | [12 empty] | 52.9916 | -3.3791 | SPM-CORWEN_T1 | 240016206 | SP Energy Networks open data (API key): NDP SPM primary-group polygons + Capacity Heatmaps Information Model SPM + LTDS appendices 3/6 + NSHR
1885 | 42.9 | NEW SMITHY, BRYN SAITH MARCHOG | CORWEN | LL21 9SA | Denbighshire | J LLOYD A'I FAB | Workshop And Premises | industrial | 1 | 1909.63 | 20555 | GIA | 35500 | Corwen T1 | inside-area | 6.84 | FOUR CROSSES GT2 / MAENTWROG GT1 / MAENTWROG GT2 | TRAWSFYNYDD | SPM | 2.2 | primary | 2.219 | Green | 7.5 | 5.281 | thermal | 0 | 1 | 0 | 1 | 0.8 | FOUR CROSSES GT2 / MAENTWROG GT1 / MAENTWROG GT2 | 4.306 | GREEN | 0 |  |  | 0 | 0 | 0 | 7.5 |  |  |  |  | Green (Over 5% headroom) | 15686 | 76 | 3.03 | 86 | 8 | 451041 | [9 empty] | Legacy | TRAWSFYNYDD | 1 | 940 | 0 | 0 | 0 | 10 | 2037-11 | [12 empty] | 53.0403 | -3.3793 | SPM-CORWEN_T1 | 495202206 | SP Energy Networks open data (API key): NDP SPM primary-group polygons + Capacity Heatmaps Information Model SPM + LTDS appendices 3/6 + NSHR
1886 | 42.8 | MARRILL (POWYS) | LLANFYLLIN | SY22 5DH | Powys 1 (Montgomeryshire) |  | Factory And Premises | industrial | 1 | 7105.09 | 76478 | GIA | 178000 | Llanfyllin T1 / Llanfyllin T2 | inside-area | 1.86 | LEGACY LOCAL GT2 / NEWTOWN GT2 / OSWESTRY GT8 / WELSHPOOL GT1 | LEGACY | SPM | 2.1 | primary | 2.089 | Green | 7.8 | 5.693 | thermal | 0 | 0 | 0 | 0 | 0.8 | LEGACY LOCAL GT2 / NEWTOWN GT2 / OSWESTRY GT8 / WELSHPOOL GT1 | 60.6676 | GREEN | 0 |  |  | 0 | 0 | 0 | 7.8 |  |  |  |  | Green (Over 5% headroom) | 14973 | 20 | 11.29 | 426 | 2 | 52565 | [9 empty] | Legacy | LEGACY | 5 | 1714 | 1714 | 0 | 0 | 0 | 2024-08 | 10011769839 | B2 to B7 General Industrial and Special Industrial Groups | 7112 | C | Oil | 3 |  | Heating and Natural Ventilation | 2021-09-02 |  | 0.5 | FALSE | 52.7655 | -3.2665 | SPM-LLANFYLLIN_T1_LLANFYLLIN_T2 | 13735321000 | SP Energy Networks open data (API key): NDP SPM primary-group polygons + Capacity Heatmaps Information Model SPM + LTDS appendices 3/6 + NSHR
1887 | 42.8 | TYN PARC | BOW STREET | SY24 5BU | Ceredigion |  | Warehouse And Premises | industrial | 1 | 4587.04 | 49374 | GIA | 64000 | Bow St T1 | inside-area | 1.46 | ABERYSTWYTH GT2 / RHYDLYDAN GT1 | SWANSEA NORTH | SPM | 2.1 | primary | 2.1 | Green | 7.5 | 5.4 | thermal | 0 | 0 | 0 | 0 | 1.2 | ABERYSTWYTH GT2 / RHYDLYDAN GT1 | 8.079 | GREEN | 0 |  |  | 0 | 0 | 0 | 7.5 |  |  |  |  | Green (Over 5% headroom) | 14973 | 30 | 7.29 | 115 | 1 | 11056 | [9 empty] | Trawsfynydd | SWANSEA NORTH | 10 | 2020.9 | 2020.9 | 400 | 0 | 61 | 2024-08 | [12 empty] | 52.4647 | -4.0236 | SPM-BOW_ST_T1 | 3826356000 | SP Energy Networks open data (API key): NDP SPM primary-group polygons + Capacity Heatmaps Information Model SPM + LTDS appendices 3/6 + NSHR
1888 | 42.8 | PENRHOS FARM 1 | LLANYMYNECH | SY22 6QH | Powys 1 (Montgomeryshire) |  | Warehouse And Premises | industrial | 1 | 3346.8 | 36025 | GIA | 69500 | Llandrinio T1 | inside-area | 4.46 | LEGACY LOCAL GT2 / NEWTOWN GT2 / OSWESTRY GT8 / WELSHPOOL GT1 | LEGACY | SPM | 2.1 | primary | 2.06 | Green | 5.3 | 3.217 | thermal | 0 | 0.4 | 0.1 | 0.4 | 1.4 | LEGACY LOCAL GT2 / NEWTOWN GT2 / OSWESTRY GT8 / WELSHPOOL GT1 | 60.6676 | GREEN | 0 |  |  | 0 | 0 | 0 | 5.3 |  |  |  |  | Green (Over 5% headroom) | 14973 | 42 | 5.32 | 84 | 7 | 105332 | [9 empty] | Legacy | LEGACY | 5 | 1714 | 1714 | 0 | 0 | 0 | 2024-08 | [12 empty] | 52.7441 | -3.1286 | SPM-LLANDRINIO_T1 | 11559051000 | SP Energy Networks open data (API key): NDP SPM primary-group polygons + Capacity Heatmaps Information Model SPM + LTDS appendices 3/6 + NSHR
1889 | 42.8 | WAREHOUSE 1 AND 2, CAIN VALLEY TRADING ESTATE | LLANFYLLIN | SY22 5BQ | Powys 1 (Montgomeryshire) |  | Warehouse And Premises | industrial | 1 | 2442.79 | 26294 | GIA | 47000 | Llanfyllin T1 / Llanfyllin T2 | inside-area | 1.84 | LEGACY LOCAL GT2 / NEWTOWN GT2 / OSWESTRY GT8 / WELSHPOOL GT1 | LEGACY | SPM | 2.1 | primary | 2.089 | Green | 7.8 | 5.693 | thermal | 0 | 0 | 0 | 0 | 0.8 | LEGACY LOCAL GT2 / NEWTOWN GT2 / OSWESTRY GT8 / WELSHPOOL GT1 | 60.6676 | GREEN | 0 |  |  | 0 | 0 | 0 | 7.8 |  |  |  |  | Green (Over 5% headroom) | 14973 | 57 | 3.88 | 61 | 2 | 102749 | [9 empty] | Legacy | LEGACY | 5 | 1714 | 1714 | 0 | 0 | 0 | 2024-08 | [12 empty] | 52.7634 | -3.2677 | SPM-LLANFYLLIN_T1_LLANFYLLIN_T2 | 13910918000 | SP Energy Networks open data (API key): NDP SPM primary-group polygons + Capacity Heatmaps Information Model SPM + LTDS appendices 3/6 + NSHR
1890 | 42.8 | MARRILL (POWYS) AT DG MILLS, CAIN VALLEY TRADING ESTATE | LLANFYLLIN | SY22 5DD | Powys 1 (Montgomeryshire) |  | Factory And Premises | industrial | 1 | 2440.67 | 26271 | GIA | 54500 | Llanfyllin T1 / Llanfyllin T2 | inside-area | 1.65 | LEGACY LOCAL GT2 / NEWTOWN GT2 / OSWESTRY GT8 / WELSHPOOL GT1 | LEGACY | SPM | 2.1 | primary | 2.089 | Green | 7.8 | 5.693 | thermal | 0 | 0 | 0 | 0 | 0.8 | LEGACY LOCAL GT2 / NEWTOWN GT2 / OSWESTRY GT8 / WELSHPOOL GT1 | 60.6676 | GREEN | 0 |  |  | 0 | 0 | 0 | 7.8 |  |  |  |  | Green (Over 5% headroom) | 14973 | 57 | 3.88 | 146 | 2 | 102772 | [9 empty] | Legacy | LEGACY | 5 | 1714 | 1714 | 0 | 0 | 0 | 2024-08 | [12 empty] | 52.7631 | -3.2649 | SPM-LLANFYLLIN_T1_LLANFYLLIN_T2 | 13735328000 | SP Energy Networks open data (API key): NDP SPM primary-group polygons + Capacity Heatmaps Information Model SPM + LTDS appendices 3/6 + NSHR
1891 | 42.8 | UNIT B4, MARCHE BUILDINGS, MARCHE LANE | SHREWSBURY | SY5 9DE | Shropshire |  | Workshop And Premises | industrial | 1 | 1924.33 | 20713 | GIA | 40750 | Llandrinio T1 | nearest-substation | 8.36 | LEGACY LOCAL GT2 / NEWTOWN GT2 / OSWESTRY GT8 / WELSHPOOL GT1 | LEGACY | SPM | 2.1 | primary | 2.06 | Green | 5.3 | 3.217 | thermal | 0 | 0.4 | 0.1 | 0.4 | 1.4 | LEGACY LOCAL GT2 / NEWTOWN GT2 / OSWESTRY GT8 / WELSHPOOL GT1 | 60.6676 | GREEN | 0 |  |  | 0 | 0 | 0 | 5.3 |  |  |  |  | Green (Over 5% headroom) | 14973 | 72 | 3.06 | 87 | 7 | 120644 | [9 empty] | Legacy | LEGACY | 5 | 1714 | 1714 | 0 | 0 | 0 | 2024-08 | [12 empty] | 52.6918 | -2.984 | SPM-LLANDRINIO_T1 | 7653753000 | SP Energy Networks open data (API key): NDP SPM primary-group polygons + Capacity Heatmaps Information Model SPM + LTDS appendices 3/6 + NSHR
1892 | 42.7 | MANOR BAKERIES LTD, PASTURE ROAD | WIRRAL | CH46 1PR | Wirral |  | Factory And Premises | industrial | 1 | 19595.42 | 210923 | GIA | 322500 | Cadburys T1 / Cadburys T2 / Hopfield Rd T1 | inside-area | 0.17 | WALLASEY GT1 / WALLASEY GT2 / WOODSIDE GT2 | BIRKENHEAD | SPM | 9.5 | primary | 9.527 | Green | 20 | 10.473 | thermal | 0 | 1.5 | 0 | 1.5 | 7.1 | WALLASEY GT1 / WALLASEY GT2 / WOODSIDE GT2 | 42.195 | GREEN | 0 |  |  | 0 | 0 | 0 | 20 |  |  |  |  | Green (Over 5% headroom) | 67736 | 32 | 31.14 | 1176 | 5 | 61103 | [9 empty] | Birkenhead | BIRKENHEAD | 0 | 0 | 0 | 0 | 0 | 90 |  | 42096724 | B2 to B7 General Industrial and Special Industrial Groups | 20420 | D | Natural Gas | 4 |  | Mixed-mode with Mechanical Ventilation | 2017-08-25 |  | 0.5 | FALSE | 53.4099 | -3.108 | SPM-CADBURYS_T1_CADBURYS_T2_HOPFIELD_RD_T1 | 1996089000 | SP Energy Networks open data (API key): NDP SPM primary-group polygons + Capacity Heatmaps Information Model SPM + LTDS appendices 3/6 + NSHR
1893 | 42.7 | J F RENSHAW, CROWN STREET | LIVERPOOL | L8 7RF | Liverpool | J F RENSHAW | Factory And Premises | industrial | 1 | 16179.9 | 174159 | GIA | 405000 | Beaumont St T1 / Dingle Vale T1 / Lark La T1 / Mdhb Brunswick Dock T1 | inside-area | 0.41 | LISTER DV B GT3 / SPARLING ST GT1 / WAVERTREE GT2 | LISTER DRIVE | SPM | 9.5 | primary | 9.49 | Green | 30 | 20.51 | thermal | 0 | 0 | 0 | 0 | 7.9 | LISTER DV B GT3 / SPARLING ST GT1 / WAVERTREE GT2 | 51.671 | GREEN | 0 |  |  | 0 | 0 | 0 | 30 |  |  |  |  | Green (Over 5% headroom) | 67736 | 39 | 25.71 | 971 | 14 | 375221 | [9 empty] | Lister Drive | LISTER DRIVE | 2 | 114 | 114 | 0 | 57 | 20 | 2026-09 | 38039332 | B2 to B7 General Industrial and Special Industrial Groups | 12321 | C | Natural Gas | 3 |  | Air Conditioning | 2019-07-26 |  | 1 | FALSE | 53.3991 | -2.9559 | SPM-BEAUMONT_ST_T1_DINGLE_VALE_T1_LARK_LA_T1_MDHB_BRUNSWICK_DOCK | 505373134 | SP Energy Networks open data (API key): NDP SPM primary-group polygons + Capacity Heatmaps Information Model SPM + LTDS appendices 3/6 + NSHR
1894 | 42.7 | UNITS 2 & 3 DEMPSTER BUILDING, ATLANTIC WAY, BRUNSWICK BUSINESS PARK | LIVERPOOL | L3 4BE | Liverpool |  | Offices And Premises | office | 1 | 2527.4 | 27205 | NIA | 392500 | Beaumont St T1 / Dingle Vale T1 / Lark La T1 / Mdhb Brunswick Dock T1 | inside-area | 2.53 | LISTER DV B GT3 / SPARLING ST GT1 / WAVERTREE GT2 | LISTER DRIVE | SPM | 9.5 | primary | 9.49 | Green | 30 | 20.51 | thermal | 0 | 0 | 0 | 0 | 7.9 | LISTER DV B GT3 / SPARLING ST GT1 / WAVERTREE GT2 | 51.671 | GREEN | 0 |  |  | 0 | 0 | 0 | 30 |  |  |  |  | Green (Over 5% headroom) | 67736 | 100 | 4.02 | 177 | 14 | 522175 | [9 empty] | Lister Drive | LISTER DRIVE | 2 | 114 | 114 | 0 | 57 | 20 | 2026-09 | 38345777 | Offices and Workshop Businesses | 3586 | C | Grid Supplied Electricity | 4 |  | Air Conditioning | 2022-09-06 |  | 0.8 | FALSE | 53.3842 | -2.9815 | SPM-BEAUMONT_ST_T1_DINGLE_VALE_T1_LARK_LA_T1_MDHB_BRUNSWICK_DOCK | 9917900000 | SP Energy Networks open data (API key): NDP SPM primary-group polygons + Capacity Heatmaps Information Model SPM + LTDS appendices 3/6 + NSHR
1895 | 42.7 | REGATTA PLACE 2A, SUMMERS ROAD, BRUNSWICK BUSINESS PARK | LIVERPOOL | L3 4BL | Liverpool |  | Offices And Premises | office | 1 | 2459.3 | 26472 | NIA | 325000 | Beaumont St T1 / Dingle Vale T1 / Lark La T1 / Mdhb Brunswick Dock T1 | inside-area | 2.39 | LISTER DV B GT3 / SPARLING ST GT1 / WAVERTREE GT2 | LISTER DRIVE | SPM | 9.5 | primary | 9.49 | Green | 30 | 20.51 | thermal | 0 | 0 | 0 | 0 | 7.9 | LISTER DV B GT3 / SPARLING ST GT1 / WAVERTREE GT2 | 51.671 | GREEN | 0 |  |  | 0 | 0 | 0 | 30 |  |  |  |  | Green (Over 5% headroom) | 67736 | 100 | 3.91 | 172 | 14 | 522908 | [9 empty] | Lister Drive | LISTER DRIVE | 2 | 114 | 114 | 0 | 57 | 20 | 2026-09 | 38291903 | B1 Offices and Workshop businesses | 2933 | E | Grid Supplied Electricity | 3 |  | Air Conditioning | 2018-05-29 |  | 1 | FALSE | 53.385 | -2.9798 | SPM-BEAUMONT_ST_T1_DINGLE_VALE_T1_LARK_LA_T1_MDHB_BRUNSWICK_DOCK | 4335640000 | SP Energy Networks open data (API key): NDP SPM primary-group polygons + Capacity Heatmaps Information Model SPM + LTDS appendices 3/6 + NSHR
1896 | 42.7 | NHS PRIMARY CARE TRUST UNITS 4 & 5 DEMPSTER BUILDING, SUMMERS ROAD, BRUNSWICK BUSINESS PARK | LIVERPOOL | L3 4BL | Liverpool |  | Offices And Premises | office | 1 | 2039.7 | 21955 | NIA | 207000 | Beaumont St T1 / Dingle Vale T1 / Lark La T1 / Mdhb Brunswick Dock T1 | inside-area | 2.39 | LISTER DV B GT3 / SPARLING ST GT1 / WAVERTREE GT2 | LISTER DRIVE | SPM | 9.5 | primary | 9.49 | Green | 30 | 20.51 | thermal | 0 | 0 | 0 | 0 | 7.9 | LISTER DV B GT3 / SPARLING ST GT1 / WAVERTREE GT2 | 51.671 | GREEN | 0 |  |  | 0 | 0 | 0 | 30 |  |  |  |  | Green (Over 5% headroom) | 67736 | 100 | 3.24 | 143 | 14 | 527425 | [9 empty] | Lister Drive | LISTER DRIVE | 2 | 114 | 114 | 0 | 57 | 20 | 2026-09 | 38292810 | Non-residential Institutions: Primary Health Care Building | 2370 | C | Natural Gas | 3 |  | Heating and Natural Ventilation | 2023-09-23 |  | 1 | FALSE | 53.385 | -2.9798 | SPM-BEAUMONT_ST_T1_DINGLE_VALE_T1_LARK_LA_T1_MDHB_BRUNSWICK_DOCK | 6327151000 | SP Energy Networks open data (API key): NDP SPM primary-group polygons + Capacity Heatmaps Information Model SPM + LTDS appendices 3/6 + NSHR
1897 | 42.7 | MCINTYRE & KING SECTION 2 UNITS 6 & 7, GLACIER BUILDINGS, WEST HARRINGTON DOCK | LIVERPOOL | L3 4BL | Liverpool |  | Warehouse And Premises | industrial | 1 | 1829 | 19687 | GIA | 135000 | Beaumont St T1 / Dingle Vale T1 / Lark La T1 / Mdhb Brunswick Dock T1 | inside-area | 2.39 | LISTER DV B GT3 / SPARLING ST GT1 / WAVERTREE GT2 | LISTER DRIVE | SPM | 9.5 | primary | 9.49 | Green | 30 | 20.51 | thermal | 0 | 0 | 0 | 0 | 7.9 | LISTER DV B GT3 / SPARLING ST GT1 / WAVERTREE GT2 | 51.671 | GREEN | 0 |  |  | 0 | 0 | 0 | 30 |  |  |  |  | Green (Over 5% headroom) | 67736 | 100 | 2.91 | 46 | 14 | 529693 | [9 empty] | Lister Drive | LISTER DRIVE | 2 | 114 | 114 | 0 | 57 | 20 | 2026-09 | [12 empty] | 53.385 | -2.9798 | SPM-BEAUMONT_ST_T1_DINGLE_VALE_T1_LARK_LA_T1_MDHB_BRUNSWICK_DOCK | 6737584000 | SP Energy Networks open data (API key): NDP SPM primary-group polygons + Capacity Heatmaps Information Model SPM + LTDS appendices 3/6 + NSHR
1898 | 42.7 | UNITS 2 - 3 ATLANTIC WAY AND 6 SUMMERS ROAD SECTION 4 DEMPSTER BUILDING, BRUNSWICK BUSINESS PARK | LIVERPOOL | L3 4BE | Liverpool |  | Warehouse And Premises | industrial | 1 | 1544.95 | 16630 | GIA | 117000 | Beaumont St T1 / Dingle Vale T1 / Lark La T1 / Mdhb Brunswick Dock T1 | inside-area | 2.53 | LISTER DV B GT3 / SPARLING ST GT1 / WAVERTREE GT2 | LISTER DRIVE | SPM | 9.5 | primary | 9.49 | Green | 30 | 20.51 | thermal | 0 | 0 | 0 | 0 | 7.9 | LISTER DV B GT3 / SPARLING ST GT1 / WAVERTREE GT2 | 51.671 | GREEN | 0 |  |  | 0 | 0 | 0 | 30 |  |  |  |  | Green (Over 5% headroom) | 67736 | 100 | 2.46 | 39 | 14 | 532750 | [9 empty] | Lister Drive | LISTER DRIVE | 2 | 114 | 114 | 0 | 57 | 20 | 2026-09 | 38345777 | Offices and Workshop Businesses | 3586 | C | Grid Supplied Electricity | 4 |  | Air Conditioning | 2022-09-06 |  | 0.8 | FALSE | 53.3842 | -2.9815 | SPM-BEAUMONT_ST_T1_DINGLE_VALE_T1_LARK_LA_T1_MDHB_BRUNSWICK_DOCK | 15085046000 | SP Energy Networks open data (API key): NDP SPM primary-group polygons + Capacity Heatmaps Information Model SPM + LTDS appendices 3/6 + NSHR
1899 | 42.7 | SHAUN MARNELL LTD, TARRAN WAY SOUTH | WIRRAL | CH46 4TP | Wirral |  | Factory And Premises | industrial | 1 | 1250.09 | 13456 | GIA | 51000 | Cadburys T1 / Cadburys T2 / Hopfield Rd T1 | inside-area | 0.47 | WALLASEY GT1 / WALLASEY GT2 / WOODSIDE GT2 | BIRKENHEAD | SPM | 9.5 | primary | 9.527 | Green | 20 | 10.473 | thermal | 0 | 1.5 | 0 | 1.5 | 7.1 | WALLASEY GT1 / WALLASEY GT2 / WOODSIDE GT2 | 42.195 | GREEN | 0 |  |  | 0 | 0 | 0 | 20 |  |  |  |  | Green (Over 5% headroom) | 67736 | 100 | 1.99 | 75 | 5 | 258570 | [9 empty] | Birkenhead | BIRKENHEAD | 0 | 0 | 0 | 0 | 0 | 90 | [13 empty] | 53.4075 | -3.1164 | SPM-CADBURYS_T1_CADBURYS_T2_HOPFIELD_RD_T1 | 9762358000 | SP Energy Networks open data (API key): NDP SPM primary-group polygons + Capacity Heatmaps Information Model SPM + LTDS appendices 3/6 + NSHR
1900 | 42.7 | FEEDWATER SERVICES LTD AT 16, TARRAN WAY | WIRRAL | CH46 4TU | Wirral |  | Warehouse And Premises | industrial | 1 | 1182.53 | 12729 | GIA | 50500 | Cadburys T1 / Cadburys T2 / Hopfield Rd T1 | inside-area | 0.56 | WALLASEY GT1 / WALLASEY GT2 / WOODSIDE GT2 | BIRKENHEAD | SPM | 9.5 | primary | 9.527 | Green | 20 | 10.473 | thermal | 0 | 1.5 | 0 | 1.5 | 7.1 | WALLASEY GT1 / WALLASEY GT2 / WOODSIDE GT2 | 42.195 | GREEN | 0 |  |  | 0 | 0 | 0 | 20 |  |  |  |  | Green (Over 5% headroom) | 67736 | 100 | 1.88 | 30 | 5 | 259297 | [9 empty] | Birkenhead | BIRKENHEAD | 0 | 0 | 0 | 0 | 0 | 90 |  | 42112755 | B2 to B7 General Industrial and Special Industrial Groups | 687 | D | Natural Gas | 3 |  | Heating and Natural Ventilation | 2017-04-19 |  | 0.5 | FALSE | 53.4091 | -3.1189 | SPM-CADBURYS_T1_CADBURYS_T2_HOPFIELD_RD_T1 | 227195132 | SP Energy Networks open data (API key): NDP SPM primary-group polygons + Capacity Heatmaps Information Model SPM + LTDS appendices 3/6 + NSHR
1901 | 42.7 | KEEKO KIDS LTD, TARRAN ROAD | WIRRAL | CH46 4TU | Wirral |  | Workshop And Premises | industrial | 1 | 1121.9 | 12076 | GIA | 57000 | Cadburys T1 / Cadburys T2 / Hopfield Rd T1 | inside-area | 0.56 | WALLASEY GT1 / WALLASEY GT2 / WOODSIDE GT2 | BIRKENHEAD | SPM | 9.5 | primary | 9.527 | Green | 20 | 10.473 | thermal | 0 | 1.5 | 0 | 1.5 | 7.1 | WALLASEY GT1 / WALLASEY GT2 / WOODSIDE GT2 | 42.195 | GREEN | 0 |  |  | 0 | 0 | 0 | 20 |  |  |  |  | Green (Over 5% headroom) | 67736 | 100 | 1.78 | 50 | 5 | 259950 | [9 empty] | Birkenhead | BIRKENHEAD | 0 | 0 | 0 | 0 | 0 | 90 |  | 42112756 | Storage or Distribution | 1287 | D | Natural Gas | 3 |  | Heating and Natural Ventilation | 2023-06-26 |  | 1 | FALSE | 53.4091 | -3.1189 | SPM-CADBURYS_T1_CADBURYS_T2_HOPFIELD_RD_T1 | 15163954000 | SP Energy Networks open data (API key): NDP SPM primary-group polygons + Capacity Heatmaps Information Model SPM + LTDS appendices 3/6 + NSHR
1902 | 42.7 | SBS TOTAL FACILITIES MANAGEMENT, TARRAN ROAD | WIRRAL | CH46 4TU | Wirral |  | Workshop And Premises | industrial | 1 | 1121.9 | 12076 | GIA | 57000 | Cadburys T1 / Cadburys T2 / Hopfield Rd T1 | inside-area | 0.56 | WALLASEY GT1 / WALLASEY GT2 / WOODSIDE GT2 | BIRKENHEAD | SPM | 9.5 | primary | 9.527 | Green | 20 | 10.473 | thermal | 0 | 1.5 | 0 | 1.5 | 7.1 | WALLASEY GT1 / WALLASEY GT2 / WOODSIDE GT2 | 42.195 | GREEN | 0 |  |  | 0 | 0 | 0 | 20 |  |  |  |  | Green (Over 5% headroom) | 67736 | 100 | 1.78 | 50 | 5 | 259950 | [9 empty] | Birkenhead | BIRKENHEAD | 0 | 0 | 0 | 0 | 0 | 90 |  | 42112755 | B2 to B7 General Industrial and Special Industrial Groups | 687 | D | Natural Gas | 3 |  | Heating and Natural Ventilation | 2017-04-19 |  | 0.5 | FALSE | 53.4091 | -3.1189 | SPM-CADBURYS_T1_CADBURYS_T2_HOPFIELD_RD_T1 | 11273228000 | SP Energy Networks open data (API key): NDP SPM primary-group polygons + Capacity Heatmaps Information Model SPM + LTDS appendices 3/6 + NSHR
1903 | 42.7 | UNIT 10, ATLANTIC WAY, BRUNSWICK BUSINESS PARK | LIVERPOOL | L3 4BE | Liverpool | PIPELINE CENTRE | Warehouse And Premises | industrial | 1 | 1074.39 | 11565 | GIA | 76000 | Beaumont St T1 / Dingle Vale T1 / Lark La T1 / Mdhb Brunswick Dock T1 | inside-area | 2.53 | LISTER DV B GT3 / SPARLING ST GT1 / WAVERTREE GT2 | LISTER DRIVE | SPM | 9.5 | primary | 9.49 | Green | 30 | 20.51 | thermal | 0 | 0 | 0 | 0 | 7.9 | LISTER DV B GT3 / SPARLING ST GT1 / WAVERTREE GT2 | 51.671 | GREEN | 0 |  |  | 0 | 0 | 0 | 30 |  |  |  |  | Green (Over 5% headroom) | 67736 | 100 | 1.71 | 27 | 14 | 537815 | [9 empty] | Lister Drive | LISTER DRIVE | 2 | 114 | 114 | 0 | 57 | 20 | 2026-09 | 38345777 | Offices and Workshop Businesses | 3586 | C | Grid Supplied Electricity | 4 |  | Air Conditioning | 2022-09-06 |  | 0.67 | FALSE | 53.3842 | -2.9815 | SPM-BEAUMONT_ST_T1_DINGLE_VALE_T1_LARK_LA_T1_MDHB_BRUNSWICK_DOCK | 1626070000 | SP Energy Networks open data (API key): NDP SPM primary-group polygons + Capacity Heatmaps Information Model SPM + LTDS appendices 3/6 + NSHR
1904 | 42.7 | UNIT 7 JOHNSONS INDUSTRIAL ESTATE, TARRAN WAY SOUTH | WIRRAL | CH46 4TP | Wirral |  | Factory And Premises | industrial | 1 | 1000.21 | 10766 | GIA | 49000 | Cadburys T1 / Cadburys T2 / Hopfield Rd T1 | inside-area | 0.47 | WALLASEY GT1 / WALLASEY GT2 / WOODSIDE GT2 | BIRKENHEAD | SPM | 9.5 | primary | 9.527 | Green | 20 | 10.473 | thermal | 0 | 1.5 | 0 | 1.5 | 7.1 | WALLASEY GT1 / WALLASEY GT2 / WOODSIDE GT2 | 42.195 | GREEN | 0 |  |  | 0 | 0 | 0 | 20 |  |  |  |  | Green (Over 5% headroom) | 67736 | 100 | 1.59 | 60 | 5 | 261260 | [9 empty] | Birkenhead | BIRKENHEAD | 0 | 0 | 0 | 0 | 0 | 90 |  | 42197483 | General Industrial and Special Industrial Groups | 1051 | D | Grid Supplied Electricity | 3 |  | Heating and Natural Ventilation | 2025-06-12 |  | 1 | FALSE | 53.4075 | -3.1164 | SPM-CADBURYS_T1_CADBURYS_T2_HOPFIELD_RD_T1 | 15008559000 | SP Energy Networks open data (API key): NDP SPM primary-group polygons + Capacity Heatmaps Information Model SPM + LTDS appendices 3/6 + NSHR
1905 | 42.7 | TESCO STORES PLC, CHESTER ROAD | FRODSHAM | WA6 0DJ | Cheshire West And Chester |  | Superstore And Premises | bigbox | 1 | 4518.34 | 48635 | GIA | 905000 | Meres Edge T1 / Meres Edge T2 | inside-area | 0.28 | ELLESMERE PORT GT2 / INCE LOCAL GT1 / INCE LOCAL GT2 | FRODSHAM - INCE | SPM | 5.8 | primary | 5.7525 | Green | 10 | 4.2475 | thermal | 0 | 6.4 | 0.2 | 6.4 | 4.6 | INCE LOCAL GT1 / INCE LOCAL GT2 | 26.1433 | GREEN | 0 |  |  | 0 | 0 | 0 | 10 |  |  |  |  | Green (Over 5% headroom) | 41355 | 85 | 7.18 | 407 | 1 | 27724 | [9 empty] | Frodsham | FRODSHAM | 5 | 1090 | 1090 | 0 | 0 | 0 | 2029-04 | 10013202015 | A1/A2 Retail and Financial/Professional services | 4117 | C | Grid Supplied Electricity | 3 |  | Air Conditioning | 2020-09-03 |  | 1 | FALSE | 53.2677 | -2.7727 | SPM-MERES_EDGE_T1_MERES_EDGE_T2 | 15071763000 | SP Energy Networks open data (API key): NDP SPM primary-group polygons + Capacity Heatmaps Information Model SPM + LTDS appendices 3/6 + NSHR
1906 | 42.7 | OAKLANDS, WYNNSTAY TECHNOLOGY PARK | WREXHAM | LL14 6EN | Wrexham |  | Factory And Premises | industrial | 1 | 7296.31 | 78537 | GIA | 184000 | Ruabon T1 | inside-area | 0.31 | LEGACY LOCAL GT2 / NEWTOWN GT2 / OSWESTRY GT8 / WELSHPOOL GT1 | LEGACY | SPM | 2 | primary | 1.996 | Green | 10 | 8.004 | thermal | 0 | 0 | 0 | 0 | 0.5 | LEGACY LOCAL GT2 / NEWTOWN GT2 / OSWESTRY GT8 / WELSHPOOL GT1 | 60.6676 | GREEN | 0 |  |  | 0 | 0 | 0 | 10 |  |  |  |  | Green (Over 5% headroom) | 14260 | 18 | 11.59 | 438 | 5 | 140750 | [9 empty] | Legacy | LEGACY | 5 | 1714 | 1714 | 0 | 0 | 0 | 2024-08 | 10070386947 | B8 Storage or Distribution | 4454 | C | Natural Gas | 3 |  | Heating and Natural Ventilation | 2019-04-28 |  | 0.67 | FALSE | 52.9841 | -3.0556 | SPM-RUABON_T1 | 8328665000 | SP Energy Networks open data (API key): NDP SPM primary-group polygons + Capacity Heatmaps Information Model SPM + LTDS appendices 3/6 + NSHR
1907 | 42.7 | HENFAES LANE | WELSHPOOL | SY21 8BE | Powys 1 (Montgomeryshire) | T ALUN JONES | Warehouse And Premises | industrial | 1 | 4234.25 | 45577 | GIA | 59500 | Llanfair Caereinion T1 | inside-area | 7.04 | LEGACY LOCAL GT2 / NEWTOWN GT2 / OSWESTRY GT8 / WELSHPOOL GT1 | LEGACY | SPM | 2 | primary | 2.033 | Green | 7.5 | 5.329 | thermal | 0.1 | 0.1 | 0.7 | 0.2 | 1.5 | LEGACY LOCAL GT2 / NEWTOWN GT2 / OSWESTRY GT8 / WELSHPOOL GT1 | 60.6676 | GREEN | 0 |  |  | 0 | 0 | 0 | 7.5 |  |  |  |  | Green (Over 5% headroom) | 14260 | 31 | 6.73 | 106 | 4 | 52203 | [9 empty] | Legacy | LEGACY | 5 | 1714 | 1714 | 0 | 0 | 0 | 2024-08 | [12 empty] | 52.6061 | -3.2328 | SPM-LLANFAIR_CAEREINION_T1 | 9935168000 | SP Energy Networks open data (API key): NDP SPM primary-group polygons + Capacity Heatmaps Information Model SPM + LTDS appendices 3/6 + NSHR
1908 | 42.7 | WREXHAM MINERAL CABLES, WYNNSTAY TECHNOLOGY PARK | WREXHAM | LL14 6EN | Wrexham |  | Factory And Premises | industrial | 1 | 4099.76 | 44129 | GIA | 106000 | Ruabon T1 | inside-area | 0.31 | LEGACY LOCAL GT2 / NEWTOWN GT2 / OSWESTRY GT8 / WELSHPOOL GT1 | LEGACY | SPM | 2 | primary | 1.996 | Green | 10 | 8.004 | thermal | 0 | 0 | 0 | 0 | 0.5 | LEGACY LOCAL GT2 / NEWTOWN GT2 / OSWESTRY GT8 / WELSHPOOL GT1 | 60.6676 | GREEN | 0 |  |  | 0 | 0 | 0 | 10 |  |  |  |  | Green (Over 5% headroom) | 14260 | 32 | 6.51 | 246 | 5 | 175158 | [9 empty] | Legacy | LEGACY | 5 | 1714 | 1714 | 0 | 0 | 0 | 2024-08 | 10070386947 | B8 Storage or Distribution | 4454 | C | Natural Gas | 3 |  | Heating and Natural Ventilation | 2019-04-28 |  | 1 | FALSE | 52.9841 | -3.0556 | SPM-RUABON_T1 | 152497206 | SP Energy Networks open data (API key): NDP SPM primary-group polygons + Capacity Heatmaps Information Model SPM + LTDS appendices 3/6 + NSHR
1909 | 42.7 | WAREHOUSE/LORRY PARK, PANTYRONNEN | BLAENAU FFESTINIOG | LL41 3LN | Gwynedd |  | Warehouse And Premises | industrial | 1 | 2020 | 21743 | GIA | 72500 | Blaenau Ffestiniog T1 | inside-area | 0.71 | FOUR CROSSES GT2 / MAENTWROG GT1 / MAENTWROG GT2 | TRAWSFYNYDD | SPM | 2 | primary | 1.985 | Green | 4 | 2.015 | thermal | 0 | 0 | 0 | 0 | 1.4 | FOUR CROSSES GT2 / MAENTWROG GT1 / MAENTWROG GT2 | 4.306 | GREEN | 0 |  |  | 0 | 0 | 0 | 4 |  |  |  |  | Green (Over 5% headroom) | 14260 | 66 | 3.21 | 50 | 3 | 266323 | [9 empty] | Trawsfynydd | TRAWSFYNYDD | 1 | 940 | 0 | 0 | 0 | 10 | 2037-11 | [12 empty] | 53 | -3.9441 | SPM-BLAENAU_FFESTINIOG_T1 | 7324220000 | SP Energy Networks open data (API key): NDP SPM primary-group polygons + Capacity Heatmaps Information Model SPM + LTDS appendices 3/6 + NSHR
1910 | 42.7 | UNIT 1, GARDDEN INDUSTRIAL ESTATE | WREXHAM | LL14 6RG | Wrexham |  | Workshop And Premises | industrial | 1 | 1956 | 21054 | GIA | 38750 | Ruabon T1 | inside-area | 1.44 | LEGACY LOCAL GT2 / NEWTOWN GT2 / OSWESTRY GT8 / WELSHPOOL GT1 | LEGACY | SPM | 2 | primary | 1.996 | Green | 10 | 8.004 | thermal | 0 | 0 | 0 | 0 | 0.5 | LEGACY LOCAL GT2 / NEWTOWN GT2 / OSWESTRY GT8 / WELSHPOOL GT1 | 60.6676 | GREEN | 0 |  |  | 0 | 0 | 0 | 10 |  |  |  |  | Green (Over 5% headroom) | 14260 | 68 | 3.11 | 88 | 5 | 198233 | [9 empty] | Legacy | LEGACY | 5 | 1714 | 1714 | 0 | 0 | 0 | 2024-08 | 10070384153 | B2 to B7 General Industrial and Special Industrial Groups | 2002 | C | Oil | 3 | 76 | Air Conditioning | 2019-12-09 |  | 1 | FALSE | 52.9967 | -3.0438 | SPM-RUABON_T1 | 12938167000 | SP Energy Networks open data (API key): NDP SPM primary-group polygons + Capacity Heatmaps Information Model SPM + LTDS appendices 3/6 + NSHR
1911 | 42.6 | ASDA STORES LTD, ASTON ROAD | DEESIDE | CH5 1TP | Flintshire |  | Superstore And Premises | bigbox | 1 | 11421.06 | 122935 | GIA | 1400000 | Engineer Pk T1 / Pilkingtons Queensferry T1 / Queensferry T1 | inside-area | 0.93 | CASTLE CEMENT GT1 / HAWARDEN GT1 / SALTNEY GT1 / SALTNEY G2B | CONNAHS QUAY - PENTIR - ST ASAPH | SPM | 5.7 | primary | 5.682 | Green | 20 | 14.318 | thermal | 0 | 2.2 | 2.6 | 2.2 | 3.8 | CASTLE CEMENT GT1 / HAWARDEN GT1 / SALTNEY GT1 / SALTNEY G2B | 32.76 | GREEN | 0 |  |  | 0 | 0 | 0 | 20 |  |  |  |  | Green (Over 5% headroom) | 40642 | 33 | 18.15 | 1028 | 47 | 2142539 | [9 empty] | Connahs Quay / SASA | [8 empty] | 100100930545 | A1/A2 Retail and Financial/Professional services | 65 | B | Grid Supplied Electricity | 3 |  | Air Conditioning | 2021-06-30 |  | 1 | FALSE | 53.2053 | -3.0258 | SPM-ENGINEER_PK_T1_PILKINGTONS_QUEENSFERRY_T1_QUEENSFERRY_T1 | 14346084000 | SP Energy Networks open data (API key): NDP SPM primary-group polygons + Capacity Heatmaps Information Model SPM + LTDS appendices 3/6 + NSHR
1912 | 42.6 | THE RANGE, CHESTER ROAD EAST | DEESIDE | CH5 1JJ | Flintshire |  | Retail Warehouse And Premises | bigbox | 1 | 7865.85 | 84667 | GIA | 457500 | Engineer Pk T1 / Pilkingtons Queensferry T1 / Queensferry T1 | inside-area | 1.41 | CASTLE CEMENT GT1 / HAWARDEN GT1 / SALTNEY GT1 / SALTNEY G2B | CONNAHS QUAY - PENTIR - ST ASAPH | SPM | 5.7 | primary | 5.682 | Green | 20 | 14.318 | thermal | 0 | 2.2 | 2.6 | 2.2 | 3.8 | CASTLE CEMENT GT1 / HAWARDEN GT1 / SALTNEY GT1 / SALTNEY G2B | 32.76 | GREEN | 0 |  |  | 0 | 0 | 0 | 20 |  |  |  |  | Green (Over 5% headroom) | 40642 | 48 | 12.5 | 708 | 47 | 2180807 | [9 empty] | Connahs Quay / SASA | [20 empty] | 53.2095 | -3.0304 | SPM-ENGINEER_PK_T1_PILKINGTONS_QUEENSFERRY_T1_QUEENSFERRY_T1 | 10258944000 | SP Energy Networks open data (API key): NDP SPM primary-group polygons + Capacity Heatmaps Information Model SPM + LTDS appendices 3/6 + NSHR
1913 | 42.6 | TOTAL FITNESS UK LTD, NORTHERN PERIMETER ROAD | LIVERPOOL | L30 7PT | Sefton |  | Leisure Centre And Premises | bigbox | 1 | 5393.27 | 58053 | GIA | 248000 | Aintree Local T1 / Old Roan T1 / Wango La T1 | inside-area | 2.67 | AINTREE GT2 / FAZAKERLEY GT1 / GILLMOSS GT2 | KIRKBY | SPM | 5.7 | primary | 5.725 | Green | 20 | 13.315 | thermal | 1.9 | 4.3 | 0.5 | 6.2 | 3.4 | AINTREE GT2 / FAZAKERLEY GT1 / GILLMOSS GT2 | 7.016 | GREEN | 0 |  |  | 0 | 0 | 0 | 20 |  |  |  |  | Green (Over 5% headroom) | 40642 | 70 | 8.57 | 431 | 24 | 1312276 | [9 empty] | Lister Drive | KIRKBY | 4 | 514 | 514 | 400 | 0 | 0 | 2027-08 | 41066767 | D2 General Assembly and Leisure plus Night Clubs and Theatres | 6179 | C | Natural Gas | 3 | 3 | Air Conditioning | 2013-10-24 |  | 0.8 | FALSE | 53.4897 | -2.9569 | SPM-AINTREE_LOCAL_T1_OLD_ROAN_T1_WANGO_LA_T1 | 9440750000 | SP Energy Networks open data (API key): NDP SPM primary-group polygons + Capacity Heatmaps Information Model SPM + LTDS appendices 3/6 + NSHR
1914 | 42.6 | CHARLIES STORES, CHESTER ROAD EAST | DEESIDE | CH5 1TD | Flintshire |  | Retail Warehouse And Premises | bigbox | 1 | 4836.49 | 52059 | GIA | 375000 | Engineer Pk T1 / Pilkingtons Queensferry T1 / Queensferry T1 | inside-area | 0.74 | CASTLE CEMENT GT1 / HAWARDEN GT1 / SALTNEY GT1 / SALTNEY G2B | CONNAHS QUAY - PENTIR - ST ASAPH | SPM | 5.7 | primary | 5.682 | Green | 20 | 14.318 | thermal | 0 | 2.2 | 2.6 | 2.2 | 3.8 | CASTLE CEMENT GT1 / HAWARDEN GT1 / SALTNEY GT1 / SALTNEY G2B | 32.76 | GREEN | 0 |  |  | 0 | 0 | 0 | 20 |  |  |  |  | Green (Over 5% headroom) | 40642 | 78 | 7.69 | 435 | 47 | 2213415 | [9 empty] | Connahs Quay / SASA | [20 empty] | 53.2054 | -3.0227 | SPM-ENGINEER_PK_T1_PILKINGTONS_QUEENSFERRY_T1_QUEENSFERRY_T1 | 7950530000 | SP Energy Networks open data (API key): NDP SPM primary-group polygons + Capacity Heatmaps Information Model SPM + LTDS appendices 3/6 + NSHR
1915 | 42.6 | UNIT 3 - 4C, AINTREE RACECOURSE RETAIL PARK, ORMSKIRK ROAD | LIVERPOOL | L9 5AN | Sefton |  | Retail Warehouse And Premises | bigbox | 1 | 4323.22 | 46535 | GIA | 770000 | Aintree Local T1 / Old Roan T1 / Wango La T1 | inside-area | 1.85 | AINTREE GT2 / FAZAKERLEY GT1 / GILLMOSS GT2 | KIRKBY | SPM | 5.7 | primary | 5.725 | Green | 20 | 13.315 | thermal | 1.9 | 4.3 | 0.5 | 6.2 | 3.4 | AINTREE GT2 / FAZAKERLEY GT1 / GILLMOSS GT2 | 7.016 | GREEN | 0 |  |  | 0 | 0 | 0 | 20 |  |  |  |  | Green (Over 5% headroom) | 40642 | 87 | 6.87 | 389 | 24 | 1323794 | [9 empty] | Lister Drive | KIRKBY | 4 | 514 | 514 | 400 | 0 | 0 | 2027-08 | 41113855 | A1/A2 Retail and Financial/Professional services | 2864 | C | Grid Supplied Electricity | 5 |  | Air Conditioning | 2018-02-19 |  | 1 | FALSE | 53.4812 | -2.9498 | SPM-AINTREE_LOCAL_T1_OLD_ROAN_T1_WANGO_LA_T1 | 14112157000 | SP Energy Networks open data (API key): NDP SPM primary-group polygons + Capacity Heatmaps Information Model SPM + LTDS appendices 3/6 + NSHR
1916 | 42.6 | SOVINI TRADE SUPPLIES LIMITED, HEYSHAM ROAD | BOOTLE | L30 6UR | Sefton |  | Builders Merchant And Premises | bigbox | 1 | 3890.25 | 41874 | GIA | 287500 | Aintree Local T1 / Old Roan T1 / Wango La T1 | inside-area | 2.33 | AINTREE GT2 / FAZAKERLEY GT1 / GILLMOSS GT2 | KIRKBY | SPM | 5.7 | primary | 5.725 | Green | 20 | 13.315 | thermal | 1.9 | 4.3 | 0.5 | 6.2 | 3.4 | AINTREE GT2 / FAZAKERLEY GT1 / GILLMOSS GT2 | 7.016 | GREEN | 0 |  |  | 0 | 0 | 0 | 20 |  |  |  |  | Green (Over 5% headroom) | 40642 | 97 | 6.18 | 350 | 24 | 1328455 | [9 empty] | Lister Drive | KIRKBY | 4 | 514 | 514 | 400 | 0 | 0 | 2027-08 | 41128484 | B8 Storage or Distribution | 13939 | G | Grid Supplied Electricity | 3 | 3 | Heating and Natural Ventilation | 2013-10-11 |  | 0.5 | FALSE | 53.4792 | -2.9577 | SPM-AINTREE_LOCAL_T1_OLD_ROAN_T1_WANGO_LA_T1 | 13042435000 | SP Energy Networks open data (API key): NDP SPM primary-group polygons + Capacity Heatmaps Information Model SPM + LTDS appendices 3/6 + NSHR
1917 | 42.6 | B & M BARGAINS, SEFTON RETAIL PARK, DUNNINGS BRIDGE ROAD | BOOTLE | L30 6TQ | Sefton |  | Retail Warehouse And Premises | bigbox | 1 | 3864.3 | 41595 | GIA | 342500 | Aintree Local T1 / Old Roan T1 / Wango La T1 | inside-area | 2.86 | AINTREE GT2 / FAZAKERLEY GT1 / GILLMOSS GT2 | KIRKBY | SPM | 5.7 | primary | 5.725 | Green | 20 | 13.315 | thermal | 1.9 | 4.3 | 0.5 | 6.2 | 3.4 | AINTREE GT2 / FAZAKERLEY GT1 / GILLMOSS GT2 | 7.016 | GREEN | 0 |  |  | 0 | 0 | 0 | 20 |  |  |  |  | Green (Over 5% headroom) | 40642 | 98 | 6.14 | 348 | 24 | 1328734 | [9 empty] | Lister Drive | KIRKBY | 4 | 514 | 514 | 400 | 0 | 0 | 2027-08 | [12 empty] | 53.485 | -2.9638 | SPM-AINTREE_LOCAL_T1_OLD_ROAN_T1_WANGO_LA_T1 | 10092176000 | SP Energy Networks open data (API key): NDP SPM primary-group polygons + Capacity Heatmaps Information Model SPM + LTDS appendices 3/6 + NSHR
1918 | 42.6 | 74, STATION ROAD | DEESIDE | CH5 2TE | Flintshire | FLINTSHIRE CARAVANS | Showroom And Premises | bigbox | 1 | 3380.83 | 36391 | GIA | 111000 | Engineer Pk T1 / Pilkingtons Queensferry T1 / Queensferry T1 | inside-area | 0.76 | CASTLE CEMENT GT1 / HAWARDEN GT1 / SALTNEY GT1 / SALTNEY G2B | CONNAHS QUAY - PENTIR - ST ASAPH | SPM | 5.7 | primary | 5.682 | Green | 20 | 14.318 | thermal | 0 | 2.2 | 2.6 | 2.2 | 3.8 | CASTLE CEMENT GT1 / HAWARDEN GT1 / SALTNEY GT1 / SALTNEY G2B | 32.76 | GREEN | 0 |  |  | 0 | 0 | 0 | 20 |  |  |  |  | Green (Over 5% headroom) | 40642 | 100 | 5.37 | 304 | 47 | 2229083 | [9 empty] | Connahs Quay / SASA | [8 empty] | 10023843042 | A1/A2 Retail and Financial/Professional services | 2605 | C | LPG | 3 |  | Heating and Natural Ventilation | 2018-03-19 |  | 0.5 | FALSE | 53.2091 | -3.0175 | SPM-ENGINEER_PK_T1_PILKINGTONS_QUEENSFERRY_T1_QUEENSFERRY_T1 | 2931021000 | SP Energy Networks open data (API key): NDP SPM primary-group polygons + Capacity Heatmaps Information Model SPM + LTDS appendices 3/6 + NSHR
1919 | 42.6 | DUNELM, SWITCH ISLAND LEISURE PARK, DUNNINGS BRIDGE ROAD | BOOTLE | L30 6TQ | Sefton |  | Retail Warehouse And Premises | bigbox | 1 | 2472.15 | 26610 | NIA | 297500 | Aintree Local T1 / Old Roan T1 / Wango La T1 | inside-area | 2.86 | AINTREE GT2 / FAZAKERLEY GT1 / GILLMOSS GT2 | KIRKBY | SPM | 5.7 | primary | 5.725 | Green | 20 | 13.315 | thermal | 1.9 | 4.3 | 0.5 | 6.2 | 3.4 | AINTREE GT2 / FAZAKERLEY GT1 / GILLMOSS GT2 | 7.016 | GREEN | 0 |  |  | 0 | 0 | 0 | 20 |  |  |  |  | Green (Over 5% headroom) | 40642 | 100 | 3.93 | 222 | 24 | 1343719 | [9 empty] | Lister Drive | KIRKBY | 4 | 514 | 514 | 400 | 0 | 0 | 2027-08 | 41123838 | A1/A2 Retail and Financial/Professional services | 3136 | B | Natural Gas | 3 | 2 | Air Conditioning | 2019-02-14 |  | 0.83 | FALSE | 53.485 | -2.9638 | SPM-AINTREE_LOCAL_T1_OLD_ROAN_T1_WANGO_LA_T1 | 9904043000 | SP Energy Networks open data (API key): NDP SPM primary-group polygons + Capacity Heatmaps Information Model SPM + LTDS appendices 3/6 + NSHR
1920 | 42.5 | DHL SUPPLY CHAIN LTD, ASTON LANE NORTH, WHITEHOUSE INDUSTRIAL ESTATE | RUNCORN | WA7 3BE | Halton |  | Warehouse And Premises | industrial | 1 | 62164.19 | 669129 | GIA | 2350000 | Bass Charrington T1 / Bass Charrington T2 / Clifton T1 / Ykk T1 | inside-area | 3.89 | DUTTON GT2 / MOORE GT1 / PERCIVAL LA GT1 | FRODSHAM - INCE | SPM | 15 | primary | 14.99 | Green | 30 | 15.01 | thermal | 0 | 6.4 | 0 | 6.4 | 12.2 | DUTTON GT2 / MOORE GT1 / PERCIVAL LA GT1 | 32.616 | GREEN | 0 |  |  | 0 | 0 | 0 | 30 |  |  |  |  | Green (Over 5% headroom) | 106952 | 16 | 98.78 | 1554 | 36 | 3177361 | [9 empty] | Frodsham | FRODSHAM | 5 | 1090 | 1090 | 0 | 0 | 0 | 2029-04 | [12 empty] | 53.3142 | -2.659 | SPM-BASS_CHARRINGTON_T1_BASS_CHARRINGTON_T2_CLIFTON_T1_YKK_T1 | 9214181000 | SP Energy Networks open data (API key): NDP SPM primary-group polygons + Capacity Heatmaps Information Model SPM + LTDS appendices 3/6 + NSHR
1921 | 42.5 | GND TO 2ND FLRS, WHELMAR HOUSE, SOUTHWAY | SKELMERSDALE | WN8 6NN | West Lancashire |  | Offices And Premises | office | 1 | 1383.88 | 14896 | NIA | 136000 | Carborundum T1 / Houghtons La T1 / Rainford T1 / Windlehurst T2 | nearest-substation | 9.98 | RAVENHEAD G1A1 / ST HELENS GT2B / WINDLE GT1 | RAINHILL | SPM | 13.9 | primary | 13.871 | Green | 30 | 15.129 | thermal | 4 | 0 | 0 | 4 | 12.1 | RAVENHEAD G1A1 / ST HELENS GT2B / WINDLE GT1 | 26.66 | GREEN | 17.1 |  |  | 0 | 0 | 0 | 30 |  |  |  |  | Green (Over 5% headroom) | 99109 | 100 | 2.2 | 97 | 80 | 6766458 | [9 empty] | Kirkby (_D) | RAINHILL | 1 | 85.5 | 85.5 | 0 | 0 | 57 | 2026-09 | 10012344583 | B1 Offices and Workshop businesses | 4901 | D | Natural Gas | 3 |  | Heating and Natural Ventilation | 2019-01-28 |  | 1 | FALSE | 53.5499 | -2.7706 | SPM-CARBORUNDUM_T1_HOUGHTONS_LA_T1_RAINFORD_T1_WINDLEHURST_T2 | 13817799000 | SP Energy Networks open data (API key): NDP SPM primary-group polygons + Capacity Heatmaps Information Model SPM + LTDS appendices 3/6 + NSHR
1922 | 42.5 | SPRINGFIELD HOUSE 416, EATON ROAD | LIVERPOOL | L12 3HT | Liverpool |  | Offices And Premises | office | 1 | 1075.91 | 11581 | NIA | 77000 | Broadgreen T1 / Croxteth T1 / East Prescot Rd (Finch La) T1 / Knotty Ash T1 / Leyfield Rd T1 | inside-area | 0.1 | GATEACRE GT1 / HUYTON GT1 / KIRKBY GT3 / PRESCOT GT1A | RAINHILL | SPM | 13.9 | primary | 13.918 | Green | 37.5 | 23.582 | thermal | 0 | 2.1 | 0 | 2.1 | 8.8 | GATEACRE GT1 / HUYTON GT1 / KIRKBY GT3 / PRESCOT GT1A | 31.422 | GREEN | 0 |  |  | 0 | 0 | 0 | 37.5 |  |  |  |  | Green (Over 5% headroom) | 99109 | 100 | 1.71 | 75 | 3 | 142489 | [9 empty] | Lister Drive | RAINHILL | 1 | 85.5 | 85.5 | 0 | 0 | 57 | 2026-09 | 38049819 | B1 Offices and Workshop businesses | 1093 | D | Natural Gas | 4 |  | Heating and Natural Ventilation | 2017-02-09 |  | 1 | FALSE | 53.4195 | -2.8947 | SPM-BROADGREEN_T1_CROXTETH_T1_EAST_PRESCOT_RD_FINCH_LA_T1_KNOTTY | 156249000 | SP Energy Networks open data (API key): NDP SPM primary-group polygons + Capacity Heatmaps Information Model SPM + LTDS appendices 3/6 + NSHR
1923 | 42.5 | 56-60, BRIDGEWATER STREET | LIVERPOOL | L1 0AY | Liverpool |  | Warehouse And Premises | industrial | 1 | 1660.24 | 17871 | GIA | 58000 | Blundell St T1 / Ropewalks T1 / St James T1 | inside-area | 0.11 | LISTER DV B GT3 / SPARLING ST GT1 / WAVERTREE GT2 | LISTER DRIVE | SPM | 9.4 | primary | 9.36 | Green | 18.5 | 9.14 | thermal | 0 | 1.9 | 0 | 1.9 | 8.7 | LISTER DV B GT3 / SPARLING ST GT1 / WAVERTREE GT2 | 51.671 | GREEN | 0 |  |  | 0 | 0 | 0 | 18.5 |  |  |  |  | Green (Over 5% headroom) | 67023 | 100 | 2.64 | 42 | 4 | 94238 | [9 empty] | Lister Drive | LISTER DRIVE | 2 | 114 | 114 | 0 | 57 | 20 | 2026-09 | 38022298 | B8 Storage or Distribution | 1195 | B | Other | 5 |  | Unconditioned | 2021-11-18 |  | 0.67 | FALSE | 53.3966 | -2.983 | SPM-BLUNDELL_ST_T1_ROPEWALKS_T1_ST_JAMES_T1 | 48717134 | SP Energy Networks open data (API key): NDP SPM primary-group polygons + Capacity Heatmaps Information Model SPM + LTDS appendices 3/6 + NSHR
1924 | 42.5 | 43, BRIDGEWATER STREET | LIVERPOOL | L1 0AR | Liverpool |  | Workshop And Premises | industrial | 1 | 1645.22 | 17709 | GIA | 43000 | Blundell St T1 / Ropewalks T1 / St James T1 | inside-area | 0.1 | LISTER DV B GT3 / SPARLING ST GT1 / WAVERTREE GT2 | LISTER DRIVE | SPM | 9.4 | primary | 9.36 | Green | 18.5 | 9.14 | thermal | 0 | 1.9 | 0 | 1.9 | 8.7 | LISTER DV B GT3 / SPARLING ST GT1 / WAVERTREE GT2 | 51.671 | GREEN | 0 |  |  | 0 | 0 | 0 | 18.5 |  |  |  |  | Green (Over 5% headroom) | 67023 | 100 | 2.61 | 74 | 4 | 94400 | [9 empty] | Lister Drive | LISTER DRIVE | 2 | 114 | 114 | 0 | 57 | 20 | 2026-09 | 38022295 | B2 to B7 General Industrial and Special Industrial Groups | 1832 | C | Natural Gas | 3 |  | Heating and Natural Ventilation | 2019-04-02 |  | 1 | FALSE | 53.3966 | -2.9819 | SPM-BLUNDELL_ST_T1_ROPEWALKS_T1_ST_JAMES_T1 | 489339134 | SP Energy Networks open data (API key): NDP SPM primary-group polygons + Capacity Heatmaps Information Model SPM + LTDS appendices 3/6 + NSHR
1925 | 42.5 | 49-57, BRIDGEWATER STREET | LIVERPOOL | L1 0AU | Liverpool |  | Store And Premises | industrial | 1 | 1621.03 | 17449 | GIA | 60000 | Blundell St T1 / Ropewalks T1 / St James T1 | inside-area | 0.17 | LISTER DV B GT3 / SPARLING ST GT1 / WAVERTREE GT2 | LISTER DRIVE | SPM | 9.4 | primary | 9.36 | Green | 18.5 | 9.14 | thermal | 0 | 1.9 | 0 | 1.9 | 8.7 | LISTER DV B GT3 / SPARLING ST GT1 / WAVERTREE GT2 | 51.671 | GREEN | 0 |  |  | 0 | 0 | 0 | 18.5 |  |  |  |  | Green (Over 5% headroom) | 67023 | 100 | 2.58 | 41 | 4 | 94660 | [9 empty] | Lister Drive | LISTER DRIVE | 2 | 114 | 114 | 0 | 57 | 20 | 2026-09 | [12 empty] | 53.396 | -2.983 | SPM-BLUNDELL_ST_T1_ROPEWALKS_T1_ST_JAMES_T1 | 48716134 | SP Energy Networks open data (API key): NDP SPM primary-group polygons + Capacity Heatmaps Information Model SPM + LTDS appendices 3/6 + NSHR
1926 | 42.5 | 48, JAMAICA STREET | LIVERPOOL | L1 0AF | Liverpool |  | Factory And Premises | industrial | 1 | 1353.9 | 14573 | GIA | 67500 | Blundell St T1 / Ropewalks T1 / St James T1 | inside-area | 0.05 | LISTER DV B GT3 / SPARLING ST GT1 / WAVERTREE GT2 | LISTER DRIVE | SPM | 9.4 | primary | 9.36 | Green | 18.5 | 9.14 | thermal | 0 | 1.9 | 0 | 1.9 | 8.7 | LISTER DV B GT3 / SPARLING ST GT1 / WAVERTREE GT2 | 51.671 | GREEN | 0 |  |  | 0 | 0 | 0 | 18.5 |  |  |  |  | Green (Over 5% headroom) | 67023 | 100 | 2.15 | 81 | 4 | 97536 | [9 empty] | Lister Drive | LISTER DRIVE | 2 | 114 | 114 | 0 | 57 | 20 | 2026-09 | 38250809 | B2 to B7 General Industrial and Special Industrial Groups | 805 | D | Natural Gas | 3 | 12 | Heating and Natural Ventilation | 2012-03-29 |  | 0.5 | FALSE | 53.3971 | -2.9817 | SPM-BLUNDELL_ST_T1_ROPEWALKS_T1_ST_JAMES_T1 | 403711134 | SP Energy Networks open data (API key): NDP SPM primary-group polygons + Capacity Heatmaps Information Model SPM + LTDS appendices 3/6 + NSHR
1927 | 42.5 | MORRISONS SUPERMARKET, CHESTER ROAD | ELLESMERE PORT | CH65 6RX | Cheshire West And Chester |  | Superstore And Premises | bigbox | 1 | 5990.08 | 64477 | GIA | 1140000 | Bowater Containers T1 / Ellesmere Port Local T1 / Hh Robertsons T1 / Mobil Oil (E Port) T1 / Whitby T1 | inside-area | 1.44 | BROMBOROUGH GT2 / ELLESMERE PORT GT1 / HOOTON PK GT1A / HOOTON PK GT2A | CAPENHURST | SPM | 5.6 | primary | 5.623 | Green | 25.5 | 19.207 | thermal | 2.7 | 21.1 | 0 | 23.8 | 1 | BROMBOROUGH GT2 / ELLESMERE PORT GT1 / HOOTON PK GT1A / HOOTON PK GT2A | 11.703 | GREEN | 0 |  |  | 0 | 0 | 0 | 25.5 |  |  |  |  | Green (Over 5% headroom) | 39929 | 62 | 9.52 | 539 | 65 | 4635647 | [9 empty] | Capenhurst | CAPENHURST | 4 | 896.6 | 896.6 | 0 | 0 | 304 | 2029-10 | 100012594274 | Retail/Financial and Professional Services | 5852 | C | Natural Gas | 4 |  | Heating and Mechanical Ventilation | 2025-12-17 |  | 0.67 | FALSE | 53.2718 | -2.9104 | SPM-BOWATER_CONTAINERS_T1_ELLESMERE_PORT_LOCAL_T1_HH_ROBERTSONS_ | 15101505000 | SP Energy Networks open data (API key): NDP SPM primary-group polygons + Capacity Heatmaps Information Model SPM + LTDS appendices 3/6 + NSHR
1928 | 42.5 | B & M, STATION ROAD | ELLESMERE PORT | CH65 4FT | Cheshire West And Chester |  | Retail Warehouse And Premises | bigbox | 1 | 4267.4 | 45934 | GIA | 397500 | Bowater Containers T1 / Ellesmere Port Local T1 / Hh Robertsons T1 / Mobil Oil (E Port) T1 / Whitby T1 | inside-area | 0.51 | BROMBOROUGH GT2 / ELLESMERE PORT GT1 / HOOTON PK GT1A / HOOTON PK GT2A | CAPENHURST | SPM | 5.6 | primary | 5.623 | Green | 25.5 | 19.207 | thermal | 2.7 | 21.1 | 0 | 23.8 | 1 | BROMBOROUGH GT2 / ELLESMERE PORT GT1 / HOOTON PK GT1A / HOOTON PK GT2A | 11.703 | GREEN | 0 |  |  | 0 | 0 | 0 | 25.5 |  |  |  |  | Green (Over 5% headroom) | 39929 | 87 | 6.78 | 384 | 65 | 4654190 | [9 empty] | Capenhurst | CAPENHURST | 4 | 896.6 | 896.6 | 0 | 0 | 304 | 2029-10 | [12 empty] | 53.285 | -2.8931 | SPM-BOWATER_CONTAINERS_T1_ELLESMERE_PORT_LOCAL_T1_HH_ROBERTSONS_ | 13904522000 | SP Energy Networks open data (API key): NDP SPM primary-group polygons + Capacity Heatmaps Information Model SPM + LTDS appendices 3/6 + NSHR
1929 | 42.5 | TESCO STORES LTD, LON PARCWR | RUTHIN | LL15 1BB | Denbighshire |  | Superstore And Premises | bigbox | 1 | 2839 | 30559 | GIA | 407500 | Llanfwrog T1 / Ruthin T1 | inside-area | 1.76 | HOLYWELL GT1 / RHYL GT1 / ST ASAPH GT2 / ST ASAPH GT4 | CONNAHS QUAY - PENTIR - ST ASAPH | SPM | 5.6 | primary | 5.607 | Green | 15 | 9.237 | thermal | 0.3 | 1.1 | 0.1 | 1.4 | 4.1 | HOLYWELL GT1 / RHYL GT1 / ST ASAPH GT2 / ST ASAPH GT4 | 22.4768 | GREEN | 0 |  |  | 0 | 0 | 0 | 15 |  |  |  |  | Green (Over 5% headroom) | 39929 | 100 | 4.51 | 256 | 14 | 319204 | [9 empty] | Legacy | LEGACY | 5 | 1714 | 1714 | 0 | 0 | 0 | 2024-08 | [12 empty] | 53.1173 | -3.3082 | SPM-LLANFWROG_T1_RUTHIN_T1 | 8832987000 | SP Energy Networks open data (API key): NDP SPM primary-group polygons + Capacity Heatmaps Information Model SPM + LTDS appendices 3/6 + NSHR
1930 | 42.5 | UNIT 1, STANNEY MILL ROAD | CHESTER | CH2 4HX | Cheshire West And Chester |  | Builders Merchants And Premises | bigbox | 1 | 2367.5 | 25484 | GIA | 166000 | Bowater Containers T1 / Ellesmere Port Local T1 / Hh Robertsons T1 / Mobil Oil (E Port) T1 / Whitby T1 | inside-area | 1.94 | BROMBOROUGH GT2 / ELLESMERE PORT GT1 / HOOTON PK GT1A / HOOTON PK GT2A | CAPENHURST | SPM | 5.6 | primary | 5.623 | Green | 25.5 | 19.207 | thermal | 2.7 | 21.1 | 0 | 23.8 | 1 | BROMBOROUGH GT2 / ELLESMERE PORT GT1 / HOOTON PK GT1A / HOOTON PK GT2A | 11.703 | GREEN | 0 |  |  | 0 | 0 | 0 | 25.5 |  |  |  |  | Green (Over 5% headroom) | 39929 | 100 | 3.76 | 213 | 65 | 4674640 | [9 empty] | Capenhurst | CAPENHURST | 4 | 896.6 | 896.6 | 0 | 0 | 304 | 2029-10 | 10014515642 | A1/A2 Retail and Financial/Professional services | 2165 | B | Natural Gas | 3 |  | Heating and Natural Ventilation | 2012-10-15 |  | 1 | FALSE | 53.2669 | -2.8762 | SPM-BOWATER_CONTAINERS_T1_ELLESMERE_PORT_LOCAL_T1_HH_ROBERTSONS_ | 2180557000 | SP Energy Networks open data (API key): NDP SPM primary-group polygons + Capacity Heatmaps Information Model SPM + LTDS appendices 3/6 + NSHR
1931 | 42.5 | M & S FORD, ROSSMORE ROAD EAST | ELLESMERE PORT | CH65 3BR | Cheshire West And Chester |  | Car Showroom And Premises | bigbox | 1 | 2265.26 | 24383 | GIA | 183000 | Bowater Containers T1 / Ellesmere Port Local T1 / Hh Robertsons T1 / Mobil Oil (E Port) T1 / Whitby T1 | inside-area | 1.53 | BROMBOROUGH GT2 / ELLESMERE PORT GT1 / HOOTON PK GT1A / HOOTON PK GT2A | CAPENHURST | SPM | 5.6 | primary | 5.623 | Green | 25.5 | 19.207 | thermal | 2.7 | 21.1 | 0 | 23.8 | 1 | BROMBOROUGH GT2 / ELLESMERE PORT GT1 / HOOTON PK GT1A / HOOTON PK GT2A | 11.703 | GREEN | 0 |  |  | 0 | 0 | 0 | 25.5 |  |  |  |  | Green (Over 5% headroom) | 39929 | 100 | 3.6 | 204 | 65 | 4675741 | [9 empty] | Capenhurst | CAPENHURST | 4 | 896.6 | 896.6 | 0 | 0 | 304 | 2029-10 | 100012593954 | A1/A2 Retail and Financial/Professional services | 2296 | D | Natural Gas | 5 | 2 | Heating and Natural Ventilation | 2019-03-25 |  | 0.75 | FALSE | 53.2896 | -2.9116 | SPM-BOWATER_CONTAINERS_T1_ELLESMERE_PORT_LOCAL_T1_HH_ROBERTSONS_ | 291706132 | SP Energy Networks open data (API key): NDP SPM primary-group polygons + Capacity Heatmaps Information Model SPM + LTDS appendices 3/6 + NSHR
1932 | 42.5 | LOOKERS PLC, ROSSMORE ROAD EAST | ELLESMERE PORT | CH65 3BW | Cheshire West And Chester |  | Car Showroom And Premises | bigbox | 1 | 2081.8 | 22408 | GIA | 167000 | Bowater Containers T1 / Ellesmere Port Local T1 / Hh Robertsons T1 / Mobil Oil (E Port) T1 / Whitby T1 | inside-area | 1.76 | BROMBOROUGH GT2 / ELLESMERE PORT GT1 / HOOTON PK GT1A / HOOTON PK GT2A | CAPENHURST | SPM | 5.6 | primary | 5.623 | Green | 25.5 | 19.207 | thermal | 2.7 | 21.1 | 0 | 23.8 | 1 | BROMBOROUGH GT2 / ELLESMERE PORT GT1 / HOOTON PK GT1A / HOOTON PK GT2A | 11.703 | GREEN | 0 |  |  | 0 | 0 | 0 | 25.5 |  |  |  |  | Green (Over 5% headroom) | 39929 | 100 | 3.31 | 187 | 65 | 4677716 | [9 empty] | Capenhurst | CAPENHURST | 4 | 896.6 | 896.6 | 0 | 0 | 304 | 2029-10 | [12 empty] | 53.2871 | -2.9183 | SPM-BOWATER_CONTAINERS_T1_ELLESMERE_PORT_LOCAL_T1_HH_ROBERTSONS_ | 229658132 | SP Energy Networks open data (API key): NDP SPM primary-group polygons + Capacity Heatmaps Information Model SPM + LTDS appendices 3/6 + NSHR
1933 | 42.5 | NATIONAL MUSEUMS SERVICE CENTRE, NORTH STREET | LIVERPOOL | L3 2BR | Liverpool |  | Store Carpark And Premises | industrial | 1 | 3932.17 | 42325 | GIA | 97000 | Harrington St T2 / Highfield St T1 | inside-area | 0.55 | BURLINGTON ST GT2 / LISTER DV B GT1 / PARADISE ST GT1 | LISTER DRIVE | SPM | 1.9 | primary | 1.871 | Green | 8.7 | 6.829 | thermal | 0 | 3 | 0 | 3 | 0.7 | BURLINGTON ST GT2 / LISTER DV B GT1 / PARADISE ST GT1 | 59.6 | GREEN | 0 |  |  | 0 | 0 | 0 | 8.7 |  |  |  |  | Green (Over 5% headroom) | 13547 | 32 | 6.25 | 98 | 12 | 266741 | [9 empty] | Lister Drive | LISTER DRIVE | 2 | 114 | 114 | 0 | 57 | 20 | 2026-09 | [12 empty] | 53.4109 | -2.9871 | SPM-HARRINGTON_ST_T2_HIGHFIELD_ST_T1 | 530246134 | SP Energy Networks open data (API key): NDP SPM primary-group polygons + Capacity Heatmaps Information Model SPM + LTDS appendices 3/6 + NSHR
1934 | 42.5 | FACTORY NO 2, PONTYBODKIN HILL | MOLD | CH7 4RA | Flintshire |  | Factory And Premises | industrial | 1 | 2315.6 | 24925 | GIA | 43250 | Caergwrle T1 | inside-area | 2.52 | CASTLE CEMENT GT1 / HAWARDEN GT1 / SALTNEY GT1 / SALTNEY G2B | CONNAHS QUAY - PENTIR - ST ASAPH | SPM | 1.9 | primary | 1.9 | Green | 7.5 | 5.6 | thermal | 0 | 0 | 0.3 | 0 | 0.7 | CASTLE CEMENT GT1 / HAWARDEN GT1 / SALTNEY GT1 / SALTNEY G2B | 32.76 | GREEN | 0 |  |  | 0 | 0 | 0 | 7.5 |  |  |  |  | Green (Over 5% headroom) | 13547 | 54 | 3.68 | 139 | 1 | 13260 | [9 empty] | Legacy | LEGACY | 5 | 1714 | 1714 | 0 | 0 | 0 | 2024-08 | [12 empty] | 53.1276 | -3.0888 | SPM-CAERGWRLE_T1 | 246009206 | SP Energy Networks open data (API key): NDP SPM primary-group polygons + Capacity Heatmaps Information Model SPM + LTDS appendices 3/6 + NSHR
1935 | 42.4 | UNIT 5, BUTTINGTON CROSS ENTERPRISE PARK | WELSHPOOL | SY21 8SL | Powys 1 (Montgomeryshire) |  | Factory And Premises | industrial | 1 | 12430.19 | 133797 | GIA | 407500 | Buttington Cross T1 | inside-area | 0.17 | LEGACY LOCAL GT2 / NEWTOWN GT2 / OSWESTRY GT8 / WELSHPOOL GT1 | LEGACY | SPM | 1.8 | primary | 1.8441 | Green | 7.5 | 5.19 | thermal | 0.5 | 2.1 | 0 | 2.6 | 1.8 | LEGACY LOCAL GT2 / NEWTOWN GT2 / OSWESTRY GT8 / WELSHPOOL GT1 | 60.6676 | GREEN | 0 |  |  | 0 | 0 | 0 | 7.5 |  |  |  |  | Green (Over 5% headroom) | 12834 | 10 | 19.75 | 746 | 4 | 337955 | [9 empty] | Legacy | LEGACY | 5 | 1714 | 1714 | 0 | 0 | 0 | 2024-08 | 10011762628 | General Industrial and Special Industrial Groups | 10246 | C | Natural Gas | 4 |  | Heating and Natural Ventilation | 2023-03-30 |  | 1 | FALSE | 52.67 | -3.1248 | SPM-BUTTINGTON_CROSS_T1 | 14970650000 | SP Energy Networks open data (API key): NDP SPM primary-group polygons + Capacity Heatmaps Information Model SPM + LTDS appendices 3/6 + NSHR
1936 | 42.4 | UNIT 3, FISHER ROAD, OFFAS DYKE BUSINESS PARK | WELSHPOOL | SY21 8JF | Powys 1 (Montgomeryshire) |  | Factory And Premises; Warehouse , Office And Premises | industrial | 2 | 9785.23 | 105327 | GIA | 274000 | Buttington Cross T1 | inside-area | 1.21 | LEGACY LOCAL GT2 / NEWTOWN GT2 / OSWESTRY GT8 / WELSHPOOL GT1 | LEGACY | SPM | 1.8 | primary | 1.8441 | Green | 7.5 | 5.19 | thermal | 0.5 | 2.1 | 0 | 2.6 | 1.8 | LEGACY LOCAL GT2 / NEWTOWN GT2 / OSWESTRY GT8 / WELSHPOOL GT1 | 60.6676 | GREEN | 0 |  |  | 0 | 0 | 0 | 7.5 |  |  |  |  | Green (Over 5% headroom) | 12834 | 12 | 15.55 | 587 | 4 | 366425 | [9 empty] | Legacy | LEGACY | 5 | 1714 | 1714 | 0 | 0 | 0 | 2024-08 | [12 empty] | 52.6687 | -3.1081 | SPM-BUTTINGTON_CROSS_T1 | 3287747000;242720206 | SP Energy Networks open data (API key): NDP SPM primary-group polygons + Capacity Heatmaps Information Model SPM + LTDS appendices 3/6 + NSHR
1937 | 42.4 | CROWN WORKS, HENFAES LANE | WELSHPOOL | SY21 7BE | Powys 1 (Montgomeryshire) | CARPENTER & PATTERSON LTD | Factory And Premises | industrial | 1 | 7497 | 80697 | GIA | 122000 | Raven Square T1 | inside-area | 1.79 | LEGACY LOCAL GT2 / NEWTOWN GT2 / OSWESTRY GT8 / WELSHPOOL GT1 | LEGACY | SPM | 1.8 | primary | 1.76 | Green | 7.5 | 5.74 | thermal | 0 | 0 | 0 | 0 | 0.2 | LEGACY LOCAL GT2 / NEWTOWN GT2 / OSWESTRY GT8 / WELSHPOOL GT1 | 60.6676 | GREEN | 0 |  |  | 0 | 0 | 0 | 7.5 |  |  |  |  | Green (Over 5% headroom) | 12834 | 16 | 11.91 | 450 | 21 | 994908 | [9 empty] | Legacy | LEGACY | 5 | 1714 | 1714 | 0 | 0 | 0 | 2024-08 | 10006972022 | B8 Storage or Distribution | 1922 | D | Natural Gas | 3 |  | Heating and Natural Ventilation | 2015-05-05 |  | 0.67 | FALSE | 52.6588 | -3.1358 | SPM-RAVEN_SQUARE_T1 | 176154206 | SP Energy Networks open data (API key): NDP SPM primary-group polygons + Capacity Heatmaps Information Model SPM + LTDS appendices 3/6 + NSHR
1938 | 42.4 | DAWSON SHANAHAN UNIT 1, HENFAES LANE | WELSHPOOL | SY21 7BE | Powys 1 (Montgomeryshire) |  | Factory And Premises | industrial | 1 | 7285.96 | 78425 | GIA | 118000 | Raven Square T1 | inside-area | 1.79 | LEGACY LOCAL GT2 / NEWTOWN GT2 / OSWESTRY GT8 / WELSHPOOL GT1 | LEGACY | SPM | 1.8 | primary | 1.76 | Green | 7.5 | 5.74 | thermal | 0 | 0 | 0 | 0 | 0.2 | LEGACY LOCAL GT2 / NEWTOWN GT2 / OSWESTRY GT8 / WELSHPOOL GT1 | 60.6676 | GREEN | 0 |  |  | 0 | 0 | 0 | 7.5 |  |  |  |  | Green (Over 5% headroom) | 12834 | 16 | 11.58 | 437 | 21 | 997180 | [9 empty] | Legacy | LEGACY | 5 | 1714 | 1714 | 0 | 0 | 0 | 2024-08 | [12 empty] | 52.6588 | -3.1358 | SPM-RAVEN_SQUARE_T1 | 11324776000 | SP Energy Networks open data (API key): NDP SPM primary-group polygons + Capacity Heatmaps Information Model SPM + LTDS appendices 3/6 + NSHR
1939 | 42.4 | D SIDOLI & SONS, HENFAES LANE | WELSHPOOL | SY21 7BE | Powys 1 (Montgomeryshire) |  | Factory And Premises | industrial | 1 | 7111.7 | 76550 | GIA | 158000 | Raven Square T1 | inside-area | 1.79 | LEGACY LOCAL GT2 / NEWTOWN GT2 / OSWESTRY GT8 / WELSHPOOL GT1 | LEGACY | SPM | 1.8 | primary | 1.76 | Green | 7.5 | 5.74 | thermal | 0 | 0 | 0 | 0 | 0.2 | LEGACY LOCAL GT2 / NEWTOWN GT2 / OSWESTRY GT8 / WELSHPOOL GT1 | 60.6676 | GREEN | 0 |  |  | 0 | 0 | 0 | 7.5 |  |  |  |  | Green (Over 5% headroom) | 12834 | 17 | 11.3 | 427 | 21 | 999055 | [9 empty] | Legacy | LEGACY | 5 | 1714 | 1714 | 0 | 0 | 0 | 2024-08 | [12 empty] | 52.6588 | -3.1358 | SPM-RAVEN_SQUARE_T1 | 176158206 | SP Energy Networks open data (API key): NDP SPM primary-group polygons + Capacity Heatmaps Information Model SPM + LTDS appendices 3/6 + NSHR
1940 | 42.4 | UNITS F-G, BROADHEATH NETWORKCENTRE 2 AT 97, ATLANTIC STREET | ALTRINCHAM | WA14 5EW | Trafford |  | Warehouse And Premises | industrial | 2 | 6840.4 | 73629 | GIA | 772500 | Mere T1 | nearest-substation | 7.8 | ELWORTH GT1 / ELWORTH GT2 / KNUTSFORD GT1 / KNUTSFORD GT2 | CARRINGTON - FIDDLERS FERRY | SPM | 1.8 | primary | 1.829 | Green | 7.5 | 4.433 | thermal | 1.2 | 2.1 | 1.8 | 3.3 | 1.2 | ELWORTH GT1 / ELWORTH GT2 / KNUTSFORD GT1 / KNUTSFORD GT2 | 26.603 | GREEN | 0 |  |  | 0 | 0 | 0 | 7.5 |  |  |  |  | Green (Over 5% headroom) | 12834 | 17 | 10.87 | 171 | 11 | 497678 | [9 empty] | Fiddlers Ferry | CARRINGTON | 5 | 2186.9 | 2186.9 | 0 | 0 | 930 | 2026-05 | 10070466604 | B2 to B7 General Industrial and Special Industrial Groups | 2015 | A | Grid Supplied Electricity | 4 |  | Air Conditioning | 2024-02-20 |  | 1 | FALSE | 53.3955 | -2.3702 | SPM-MERE_T1 | 14752835000;14752835000 | SP Energy Networks open data (API key): NDP SPM primary-group polygons + Capacity Heatmaps Information Model SPM + LTDS appendices 3/6 + NSHR
1941 | 42.4 | UNIT 10-11 NORTH QUAYS BUSINESS PARK, ATLANTIC STREET | ALTRINCHAM | WA14 5ES | Trafford |  | Warehouse And Premises; Workshop And Premises | industrial | 3 | 6379.8 | 68672 | GIA | 264500 | Mere T1 | nearest-substation | 7.93 | ELWORTH GT1 / ELWORTH GT2 / KNUTSFORD GT1 / KNUTSFORD GT2 | CARRINGTON - FIDDLERS FERRY | SPM | 1.8 | primary | 1.829 | Green | 7.5 | 4.433 | thermal | 1.2 | 2.1 | 1.8 | 3.3 | 1.2 | ELWORTH GT1 / ELWORTH GT2 / KNUTSFORD GT1 / KNUTSFORD GT2 | 26.603 | GREEN | 0 |  |  | 0 | 0 | 0 | 7.5 |  |  |  |  | Green (Over 5% headroom) | 12834 | 19 | 10.14 | 287 | 11 | 502635 | [9 empty] | Fiddlers Ferry | CARRINGTON | 5 | 2186.9 | 2186.9 | 0 | 0 | 930 | 2026-05 | [12 empty] | 53.396 | -2.3663 | SPM-MERE_T1 | 14645197000;14645185000;14645201000 | SP Energy Networks open data (API key): NDP SPM primary-group polygons + Capacity Heatmaps Information Model SPM + LTDS appendices 3/6 + NSHR
1942 | 42.4 | UNIT C, HENFAES LANE | WELSHPOOL | SY21 7BE | Powys 1 (Montgomeryshire) |  | Factory And Premises | industrial | 1 | 5783.93 | 62258 | GIA | 133000 | Raven Square T1 | inside-area | 1.79 | LEGACY LOCAL GT2 / NEWTOWN GT2 / OSWESTRY GT8 / WELSHPOOL GT1 | LEGACY | SPM | 1.8 | primary | 1.76 | Green | 7.5 | 5.74 | thermal | 0 | 0 | 0 | 0 | 0.2 | LEGACY LOCAL GT2 / NEWTOWN GT2 / OSWESTRY GT8 / WELSHPOOL GT1 | 60.6676 | GREEN | 0 |  |  | 0 | 0 | 0 | 7.5 |  |  |  |  | Green (Over 5% headroom) | 12834 | 21 | 9.19 | 347 | 21 | 1013347 | [9 empty] | Legacy | LEGACY | 5 | 1714 | 1714 | 0 | 0 | 0 | 2024-08 | 10011764445 | B1 Offices and Workshop businesses | 224 | E | Oil | 3 |  | Heating and Natural Ventilation | 2021-06-07 |  | 1 | FALSE | 52.6588 | -3.1358 | SPM-RAVEN_SQUARE_T1 | 6819681000 | SP Energy Networks open data (API key): NDP SPM primary-group polygons + Capacity Heatmaps Information Model SPM + LTDS appendices 3/6 + NSHR
1943 | 42.4 | NEWMOR GROUP (INC MORLAND PROFILES), HENFAES LANE | WELSHPOOL | SY21 7BE | Powys 1 (Montgomeryshire) |  | Factory And Premises | industrial | 1 | 5621.57 | 60510 | GIA | 136000 | Raven Square T1 | inside-area | 1.79 | LEGACY LOCAL GT2 / NEWTOWN GT2 / OSWESTRY GT8 / WELSHPOOL GT1 | LEGACY | SPM | 1.8 | primary | 1.76 | Green | 7.5 | 5.74 | thermal | 0 | 0 | 0 | 0 | 0.2 | LEGACY LOCAL GT2 / NEWTOWN GT2 / OSWESTRY GT8 / WELSHPOOL GT1 | 60.6676 | GREEN | 0 |  |  | 0 | 0 | 0 | 7.5 |  |  |  |  | Green (Over 5% headroom) | 12834 | 21 | 8.93 | 337 | 21 | 1015095 | [9 empty] | Legacy | LEGACY | 5 | 1714 | 1714 | 0 | 0 | 0 | 2024-08 | [12 empty] | 52.6588 | -3.1358 | SPM-RAVEN_SQUARE_T1 | 8153635000 | SP Energy Networks open data (API key): NDP SPM primary-group polygons + Capacity Heatmaps Information Model SPM + LTDS appendices 3/6 + NSHR
1944 | 42.4 | UNIT B, BROADHEATH NETWORKCENTRE 1 AT 93, ATLANTIC STREET | ALTRINCHAM | WA14 5EW | Trafford |  | Warehouse And Premises | industrial | 2 | 5378.2 | 57890 | GIA | 660000 | Mere T1 | nearest-substation | 7.8 | ELWORTH GT1 / ELWORTH GT2 / KNUTSFORD GT1 / KNUTSFORD GT2 | CARRINGTON - FIDDLERS FERRY | SPM | 1.8 | primary | 1.829 | Green | 7.5 | 4.433 | thermal | 1.2 | 2.1 | 1.8 | 3.3 | 1.2 | ELWORTH GT1 / ELWORTH GT2 / KNUTSFORD GT1 / KNUTSFORD GT2 | 26.603 | GREEN | 0 |  |  | 0 | 0 | 0 | 7.5 |  |  |  |  | Green (Over 5% headroom) | 12834 | 22 | 8.55 | 134 | 11 | 513417 | [9 empty] | Fiddlers Ferry | CARRINGTON | 5 | 2186.9 | 2186.9 | 0 | 0 | 930 | 2026-05 | 10070466580 | B2 to B7 General Industrial and Special Industrial Groups | 2710 | A | Grid Supplied Electricity | 4 |  | Air Conditioning | 2024-02-21 |  | 1 | FALSE | 53.3955 | -2.3702 | SPM-MERE_T1 | 14752837000;14752837000 | SP Energy Networks open data (API key): NDP SPM primary-group polygons + Capacity Heatmaps Information Model SPM + LTDS appendices 3/6 + NSHR
1945 | 42.4 | SAWMILL, SMITHFIELD ROAD | WELSHPOOL | SY21 7BL | Powys 1 (Montgomeryshire) | BOYS AND BODEN LTD | Saw Mill And Premises | industrial | 1 | 4485.1 | 48277 | GIA | 67500 | Raven Square T1 | inside-area | 1.46 | LEGACY LOCAL GT2 / NEWTOWN GT2 / OSWESTRY GT8 / WELSHPOOL GT1 | LEGACY | SPM | 1.8 | primary | 1.76 | Green | 7.5 | 5.74 | thermal | 0 | 0 | 0 | 0 | 0.2 | LEGACY LOCAL GT2 / NEWTOWN GT2 / OSWESTRY GT8 / WELSHPOOL GT1 | 60.6676 | GREEN | 0 |  |  | 0 | 0 | 0 | 7.5 |  |  |  |  | Green (Over 5% headroom) | 12834 | 27 | 7.13 | 269 | 21 | 1027328 | [9 empty] | Legacy | LEGACY | 5 | 1714 | 1714 | 0 | 0 | 0 | 2024-08 | [12 empty] | 52.66 | -3.1409 | SPM-RAVEN_SQUARE_T1 | 6224389000 | SP Energy Networks open data (API key): NDP SPM primary-group polygons + Capacity Heatmaps Information Model SPM + LTDS appendices 3/6 + NSHR
1946 | 42.4 | PROMOTIONAL HANDLING, HENFAES LANE | WELSHPOOL | SY21 7BE | Powys 1 (Montgomeryshire) |  | Warehouse And Premises | industrial | 1 | 4283.84 | 46111 | GIA | 62500 | Raven Square T1 | inside-area | 1.79 | LEGACY LOCAL GT2 / NEWTOWN GT2 / OSWESTRY GT8 / WELSHPOOL GT1 | LEGACY | SPM | 1.8 | primary | 1.76 | Green | 7.5 | 5.74 | thermal | 0 | 0 | 0 | 0 | 0.2 | LEGACY LOCAL GT2 / NEWTOWN GT2 / OSWESTRY GT8 / WELSHPOOL GT1 | 60.6676 | GREEN | 0 |  |  | 0 | 0 | 0 | 7.5 |  |  |  |  | Green (Over 5% headroom) | 12834 | 28 | 6.81 | 107 | 21 | 1029494 | [9 empty] | Legacy | LEGACY | 5 | 1714 | 1714 | 0 | 0 | 0 | 2024-08 | [12 empty] | 52.6588 | -3.1358 | SPM-RAVEN_SQUARE_T1 | 7769354000 | SP Energy Networks open data (API key): NDP SPM primary-group polygons + Capacity Heatmaps Information Model SPM + LTDS appendices 3/6 + NSHR
1947 | 42.4 | GYDROS | PWLLHELI | LL53 6RN | Gwynedd |  | Store And Premises | industrial | 1 | 3844 | 41376 | GIA | 10500 | Rivals T1 | inside-area | 3.24 | FOUR CROSSES GT2 / MAENTWROG GT1 / MAENTWROG GT2 | TRAWSFYNYDD | SPM | 1.8 | primary | 1.79 | Green | 4 | 1.736 | thermal | 0.5 | 0 | 0 | 0.5 | 2.2 | FOUR CROSSES GT2 / MAENTWROG GT1 / MAENTWROG GT2 | 4.306 | GREEN | 0 |  |  | 0 | 0 | 0 | 4 |  |  |  |  | Green (Over 5% headroom) | 12834 | 31 | 6.11 | 96 | 1 | 14065 | [9 empty] | Pentir | TRAWSFYNYDD | 1 | 940 | 0 | 0 | 0 | 10 | 2037-11 | [12 empty] | 52.955 | -4.401 | SPM-RIVALS_T1 | 779538000 | SP Energy Networks open data (API key): NDP SPM primary-group polygons + Capacity Heatmaps Information Model SPM + LTDS appendices 3/6 + NSHR
1948 | 42.4 | UNIT E BROADHEATH NETWORK CENTRE 2 97, ATLANTIC STREET | ALTRINCHAM | WA14 5EW | Trafford |  | Warehouse And Premises | industrial | 2 | 3093.7 | 33300 | GIA | 354000 | Mere T1 | nearest-substation | 7.8 | ELWORTH GT1 / ELWORTH GT2 / KNUTSFORD GT1 / KNUTSFORD GT2 | CARRINGTON - FIDDLERS FERRY | SPM | 1.8 | primary | 1.829 | Green | 7.5 | 4.433 | thermal | 1.2 | 2.1 | 1.8 | 3.3 | 1.2 | ELWORTH GT1 / ELWORTH GT2 / KNUTSFORD GT1 / KNUTSFORD GT2 | 26.603 | GREEN | 0 |  |  | 0 | 0 | 0 | 7.5 |  |  |  |  | Green (Over 5% headroom) | 12834 | 39 | 4.92 | 77 | 11 | 538007 | [9 empty] | Fiddlers Ferry | CARRINGTON | 5 | 2186.9 | 2186.9 | 0 | 0 | 930 | 2026-05 | 10070466602 | B2 to B7 General Industrial and Special Industrial Groups | 1555 | A | Grid Supplied Electricity | 4 |  | Air Conditioning | 2024-02-01 |  | 1 | FALSE | 53.3955 | -2.3702 | SPM-MERE_T1 | 14937987000;14937987000 | SP Energy Networks open data (API key): NDP SPM primary-group polygons + Capacity Heatmaps Information Model SPM + LTDS appendices 3/6 + NSHR
1949 | 42.4 | WAREHOUSE 2 & PT WAREHOUSE 1, BUFFER DEPOT, RODE STREET | TARPORLEY | CW6 0EF | Cheshire West And Chester |  | Warehouse And Premises | industrial | 1 | 2734.69 | 29436 | GIA | 86000 | Tarporley T1 | inside-area | 1.67 | BRYMBO GT1 / LEGACY LOCAL GT1 / MARCHWIEL GT1 / MARCHWIEL GT2 / WREXHAM GT1 | LEGACY | SPM | 1.8 | primary | 1.783 | Green | 7.5 | 5.484 | thermal | 0.2 | 0.4 | 0 | 0.6 | 0.8 | CHESTER MAIN GT4 / CRANE BANK GT1 / GUILDEN SUTTON GT1 / SALTNEY G2A | 31.649 | GREEN | 39.8 |  |  | 0 | 0 | 0 | 7.5 |  |  |  |  | Green (Over 5% headroom) | 12834 | 44 | 4.35 | 68 | 2 | 44367 | [9 empty] | Frodsham | LEGACY | 5 | 1714 | 1714 | 0 | 0 | 0 | 2024-08 | 10014519068 | B8 Storage or Distribution | 2472 | C | Grid Supplied Electricity | 3 |  | Heating and Natural Ventilation | 2017-06-26 |  | 1 | FALSE | 53.1652 | -2.6851 | SPM-TARPORLEY_T1 | 14919063000 | SP Energy Networks open data (API key): NDP SPM primary-group polygons + Capacity Heatmaps Information Model SPM + LTDS appendices 3/6 + NSHR
1950 | 42.4 | KENTON JONES, HENFAES LANE | WELSHPOOL | SY21 7BE | Powys 1 (Montgomeryshire) |  | Factory And Premises | industrial | 1 | 2435.91 | 26220 | GIA | 47000 | Raven Square T1 | inside-area | 1.79 | LEGACY LOCAL GT2 / NEWTOWN GT2 / OSWESTRY GT8 / WELSHPOOL GT1 | LEGACY | SPM | 1.8 | primary | 1.76 | Green | 7.5 | 5.74 | thermal | 0 | 0 | 0 | 0 | 0.2 | LEGACY LOCAL GT2 / NEWTOWN GT2 / OSWESTRY GT8 / WELSHPOOL GT1 | 60.6676 | GREEN | 0 |  |  | 0 | 0 | 0 | 7.5 |  |  |  |  | Green (Over 5% headroom) | 12834 | 49 | 3.87 | 146 | 21 | 1049385 | [9 empty] | Legacy | LEGACY | 5 | 1714 | 1714 | 0 | 0 | 0 | 2024-08 | [12 empty] | 52.6588 | -3.1358 | SPM-RAVEN_SQUARE_T1 | 8480743000 | SP Energy Networks open data (API key): NDP SPM primary-group polygons + Capacity Heatmaps Information Model SPM + LTDS appendices 3/6 + NSHR
1951 | 42.4 | ATLANTIC STREET | ALTRINCHAM | WA14 5DN | Trafford | GUNN JCB LTD | Workshop And Premises | industrial | 1 | 2394.43 | 25773 | GIA | 128000 | Mere T1 | nearest-substation | 7.98 | ELWORTH GT1 / ELWORTH GT2 / KNUTSFORD GT1 / KNUTSFORD GT2 | CARRINGTON - FIDDLERS FERRY | SPM | 1.8 | primary | 1.829 | Green | 7.5 | 4.433 | thermal | 1.2 | 2.1 | 1.8 | 3.3 | 1.2 | ELWORTH GT1 / ELWORTH GT2 / KNUTSFORD GT1 / KNUTSFORD GT2 | 26.603 | GREEN | 0 |  |  | 0 | 0 | 0 | 7.5 |  |  |  |  | Green (Over 5% headroom) | 12834 | 50 | 3.8 | 108 | 11 | 545534 | [9 empty] | Fiddlers Ferry | CARRINGTON | 5 | 2186.9 | 2186.9 | 0 | 0 | 930 | 2026-05 | 100012799531 | General Industrial and Special Industrial Groups | 3942 | A | Grid Supplied Electricity | 4 |  | Air Conditioning | 2023-09-15 |  | 1 | FALSE | 53.3968 | -2.3683 | SPM-MERE_T1 | 217238116 | SP Energy Networks open data (API key): NDP SPM primary-group polygons + Capacity Heatmaps Information Model SPM + LTDS appendices 3/6 + NSHR
1952 | 42.4 | WAREHOUSE 1, BUFFER DEPOT, RODE STREET | TARPORLEY | CW6 0EF | Cheshire West And Chester |  | Warehouse And Premises | industrial | 1 | 2343.85 | 25229 | GIA | 79500 | Tarporley T1 | inside-area | 1.67 | BRYMBO GT1 / LEGACY LOCAL GT1 / MARCHWIEL GT1 / MARCHWIEL GT2 / WREXHAM GT1 | LEGACY | SPM | 1.8 | primary | 1.783 | Green | 7.5 | 5.484 | thermal | 0.2 | 0.4 | 0 | 0.6 | 0.8 | CHESTER MAIN GT4 / CRANE BANK GT1 / GUILDEN SUTTON GT1 / SALTNEY G2A | 31.649 | GREEN | 39.8 |  |  | 0 | 0 | 0 | 7.5 |  |  |  |  | Green (Over 5% headroom) | 12834 | 51 | 3.72 | 59 | 2 | 48574 | [9 empty] | Frodsham | LEGACY | 5 | 1714 | 1714 | 0 | 0 | 0 | 2024-08 | 10014519068 | B8 Storage or Distribution | 2472 | C | Grid Supplied Electricity | 3 |  | Heating and Natural Ventilation | 2017-06-26 |  | 0.8 | FALSE | 53.1652 | -2.6851 | SPM-TARPORLEY_T1 | 14901081000 | SP Energy Networks open data (API key): NDP SPM primary-group polygons + Capacity Heatmaps Information Model SPM + LTDS appendices 3/6 + NSHR
1953 | 42.4 | GAER GOLFA WELSHPOOL | WELSHPOOL | SY21 9BD | Powys 1 (Montgomeryshire) |  | Warehouse And Premises | industrial | 1 | 2267.1 | 24403 | GIA | 17000 | Raven Square T1 | inside-area | 4.32 | LEGACY LOCAL GT2 / NEWTOWN GT2 / OSWESTRY GT8 / WELSHPOOL GT1 | LEGACY | SPM | 1.8 | primary | 1.76 | Green | 7.5 | 5.74 | thermal | 0 | 0 | 0 | 0 | 0.2 | LEGACY LOCAL GT2 / NEWTOWN GT2 / OSWESTRY GT8 / WELSHPOOL GT1 | 60.6676 | GREEN | 0 |  |  | 0 | 0 | 0 | 7.5 |  |  |  |  | Green (Over 5% headroom) | 12834 | 53 | 3.6 | 57 | 21 | 1051202 | [9 empty] | Legacy | LEGACY | 5 | 1714 | 1714 | 0 | 0 | 0 | 2024-08 | [12 empty] | 52.6604 | -3.2264 | SPM-RAVEN_SQUARE_T1 | 12376482000 | SP Energy Networks open data (API key): NDP SPM primary-group polygons + Capacity Heatmaps Information Model SPM + LTDS appendices 3/6 + NSHR
1954 | 42.4 | UNIT 1 & 2, RAVENSCROFT COURT, BUTTINGTON CROSS ENTERPRISE CENTRE | WELSHPOOL | SY21 8SL | Powys 1 (Montgomeryshire) |  | Workshop And Premises | industrial | 2 | 2263.97 | 24369 | GIA | 84500 | Buttington Cross T1 | inside-area | 0.17 | LEGACY LOCAL GT2 / NEWTOWN GT2 / OSWESTRY GT8 / WELSHPOOL GT1 | LEGACY | SPM | 1.8 | primary | 1.8441 | Green | 7.5 | 5.19 | thermal | 0.5 | 2.1 | 0 | 2.6 | 1.8 | LEGACY LOCAL GT2 / NEWTOWN GT2 / OSWESTRY GT8 / WELSHPOOL GT1 | 60.6676 | GREEN | 0 |  |  | 0 | 0 | 0 | 7.5 |  |  |  |  | Green (Over 5% headroom) | 12834 | 53 | 3.6 | 102 | 4 | 447383 | [9 empty] | Legacy | LEGACY | 5 | 1714 | 1714 | 0 | 0 | 0 | 2024-08 | 10090730364 | B8 Storage or Distribution | 565 | D | Natural Gas | 3 | 2 | Air Conditioning | 2016-05-24 |  | 1 | FALSE | 52.67 | -3.1248 | SPM-BUTTINGTON_CROSS_T1 | 8626136000;8626138000 | SP Energy Networks open data (API key): NDP SPM primary-group polygons + Capacity Heatmaps Information Model SPM + LTDS appendices 3/6 + NSHR
1955 | 42.4 | ROAD MAINTENANCE SERVICES LTD, MOWPEN BROW | KNUTSFORD | WA16 6PB | Cheshire East |  | Workshop, Office And Premises | industrial | 1 | 2136.6 | 22998 | GIA | 40250 | Mere T1 | inside-area | 4.78 | ELWORTH GT1 / ELWORTH GT2 / KNUTSFORD GT1 / KNUTSFORD GT2 | CARRINGTON - FIDDLERS FERRY | SPM | 1.8 | primary | 1.829 | Green | 7.5 | 4.433 | thermal | 1.2 | 2.1 | 1.8 | 3.3 | 1.2 | ELWORTH GT1 / ELWORTH GT2 / KNUTSFORD GT1 / KNUTSFORD GT2 | 26.603 | GREEN | 0 |  |  | 0 | 0 | 0 | 7.5 |  |  |  |  | Green (Over 5% headroom) | 12834 | 56 | 3.4 | 96 | 11 | 548309 | [9 empty] | Fiddlers Ferry | CARRINGTON | 5 | 2186.9 | 2186.9 | 0 | 0 | 930 | 2026-05 | [12 empty] | 53.3605 | -2.4585 | SPM-MERE_T1 | 322001133 | SP Energy Networks open data (API key): NDP SPM primary-group polygons + Capacity Heatmaps Information Model SPM + LTDS appendices 3/6 + NSHR
1956 | 42.4 | UNIT B, HENFAES LANE | WELSHPOOL | SY21 7BE | Powys 1 (Montgomeryshire) |  | Factory And Premises | industrial | 1 | 2031.7 | 21869 | GIA | 50500 | Raven Square T1 | inside-area | 1.79 | LEGACY LOCAL GT2 / NEWTOWN GT2 / OSWESTRY GT8 / WELSHPOOL GT1 | LEGACY | SPM | 1.8 | primary | 1.76 | Green | 7.5 | 5.74 | thermal | 0 | 0 | 0 | 0 | 0.2 | LEGACY LOCAL GT2 / NEWTOWN GT2 / OSWESTRY GT8 / WELSHPOOL GT1 | 60.6676 | GREEN | 0 |  |  | 0 | 0 | 0 | 7.5 |  |  |  |  | Green (Over 5% headroom) | 12834 | 59 | 3.23 | 122 | 21 | 1053736 | [9 empty] | Legacy | LEGACY | 5 | 1714 | 1714 | 0 | 0 | 0 | 2024-08 | 200002962453 | Offices and Workshop Businesses | 102 | D | Natural Gas | 3 |  | Heating and Natural Ventilation | 2026-02-06 |  | 1 | FALSE | 52.6588 | -3.1358 | SPM-RAVEN_SQUARE_T1 | 495341206 | SP Energy Networks open data (API key): NDP SPM primary-group polygons + Capacity Heatmaps Information Model SPM + LTDS appendices 3/6 + NSHR
1957 | 42.4 | PROCESSING PLANT AT DAIRY HOUSE FARM, CHESTER ROAD | KNUTSFORD | WA16 0PP | Cheshire East |  | Factory And Premises | industrial | 1 | 1959.79 | 21095 | GIA | 113000 | Mere T1 | inside-area | 1.68 | ELWORTH GT1 / ELWORTH GT2 / KNUTSFORD GT1 / KNUTSFORD GT2 | CARRINGTON - FIDDLERS FERRY | SPM | 1.8 | primary | 1.829 | Green | 7.5 | 4.433 | thermal | 1.2 | 2.1 | 1.8 | 3.3 | 1.2 | ELWORTH GT1 / ELWORTH GT2 / KNUTSFORD GT1 / KNUTSFORD GT2 | 26.603 | GREEN | 0 |  |  | 0 | 0 | 0 | 7.5 |  |  |  |  | Green (Over 5% headroom) | 12834 | 61 | 3.11 | 118 | 11 | 550212 | [9 empty] | Fiddlers Ferry | CARRINGTON | 5 | 2186.9 | 2186.9 | 0 | 0 | 930 | 2026-05 | [12 empty] | 53.315 | -2.4173 | SPM-MERE_T1 | 12449286000 | SP Energy Networks open data (API key): NDP SPM primary-group polygons + Capacity Heatmaps Information Model SPM + LTDS appendices 3/6 + NSHR
1958 | 42.3 | UNIT 21, DYFFRYN INDUSTRIAL ESTATE, POOL ROAD | NEWTOWN | SY16 3BD | Powys 1 (Montgomeryshire) |  | Factory And Premises; Warehouse And Premises | industrial | 3 | 12386.41 | 133326 | GIA | 368500 | Brd T1 | inside-area | 2.62 | LEGACY LOCAL GT2 / NEWTOWN GT2 / OSWESTRY GT8 / WELSHPOOL GT1 | LEGACY | SPM | 1.7 | primary | 1.718 | Green | 7.5 | 5.444 | thermal | 0.3 | 0.1 | 0 | 0.4 | 0.5 | LEGACY LOCAL GT2 / NEWTOWN GT2 / OSWESTRY GT8 / WELSHPOOL GT1 | 60.6676 | GREEN | 0 |  |  | 0 | 0 | 0 | 7.5 |  |  |  |  | Green (Over 5% headroom) | 12121 | 9 | 19.68 | 743 | 20 | 924956 | [9 empty] | Legacy | LEGACY | 5 | 1714 | 1714 | 0 | 0 | 0 | 2024-08 | 10011784681 | B8 Storage or Distribution | 8289 | C | Oil | 3 |  | Heating and Natural Ventilation | 2012-07-24 |  | 1 | FALSE | 52.5183 | -3.294 | SPM-BRD_T1 | 7077269000;177208206;671701000 | SP Energy Networks open data (API key): NDP SPM primary-group polygons + Capacity Heatmaps Information Model SPM + LTDS appendices 3/6 + NSHR
1959 | 42.3 | G OWEN AND SONS, LION WORKS, POOL ROAD | NEWTOWN | SY16 3AG | Powys 1 (Montgomeryshire) |  | Warehouse And Premises | industrial | 1 | 11080.25 | 119267 | GIA | 209000 | Brd T1 | inside-area | 2.8 | LEGACY LOCAL GT2 / NEWTOWN GT2 / OSWESTRY GT8 / WELSHPOOL GT1 | LEGACY | SPM | 1.7 | primary | 1.718 | Green | 7.5 | 5.444 | thermal | 0.3 | 0.1 | 0 | 0.4 | 0.5 | LEGACY LOCAL GT2 / NEWTOWN GT2 / OSWESTRY GT8 / WELSHPOOL GT1 | 60.6676 | GREEN | 0 |  |  | 0 | 0 | 0 | 7.5 |  |  |  |  | Green (Over 5% headroom) | 12121 | 10 | 17.61 | 277 | 20 | 939015 | [9 empty] | Legacy | LEGACY | 5 | 1714 | 1714 | 0 | 0 | 0 | 2024-08 | 10011784511 | B1 Offices and Workshop businesses | 283 | D | Coal | 3 |  | Heating and Natural Ventilation | 2014-07-28 |  | 1 | FALSE | 52.5157 | -3.302 | SPM-BRD_T1 | 5505364000 | SP Energy Networks open data (API key): NDP SPM primary-group polygons + Capacity Heatmaps Information Model SPM + LTDS appendices 3/6 + NSHR
1960 | 42.3 | UNIT 5, DYFFRYN INDUSTRIAL ESTATE, POOL ROAD | NEWTOWN | SY16 3AJ | Powys 1 (Montgomeryshire) | CHARLIES STORES | Factory And Premises; Warehouse And Premises | industrial | 6 | 10977.68 | 118163 | GIA | 332750 | Brd T1 | inside-area | 2.78 | LEGACY LOCAL GT2 / NEWTOWN GT2 / OSWESTRY GT8 / WELSHPOOL GT1 | LEGACY | SPM | 1.7 | primary | 1.718 | Green | 7.5 | 5.444 | thermal | 0.3 | 0.1 | 0 | 0.4 | 0.5 | LEGACY LOCAL GT2 / NEWTOWN GT2 / OSWESTRY GT8 / WELSHPOOL GT1 | 60.6676 | GREEN | 0 |  |  | 0 | 0 | 0 | 7.5 |  |  |  |  | Green (Over 5% headroom) | 12121 | 10 | 17.44 | 659 | 20 | 940119 | [9 empty] | Legacy | LEGACY | 5 | 1714 | 1714 | 0 | 0 | 0 | 2024-08 | [12 empty] | 52.5197 | -3.2948 | SPM-BRD_T1 | 8073972000;177199206;8004006000;6181454000;14301011000;177202206 | SP Energy Networks open data (API key): NDP SPM primary-group polygons + Capacity Heatmaps Information Model SPM + LTDS appendices 3/6 + NSHR
1961 | 42.3 | PEAR STAIRS, VASTRE INDUSTRIAL ESTATE, KERRY ROAD | NEWTOWN | SY16 1DZ | Powys 1 (Montgomeryshire) |  | Warehouse And Premises | industrial | 1 | 8431.27 | 90753 | GIA | 178000 | Brd T1 | inside-area | 2.63 | LEGACY LOCAL GT2 / NEWTOWN GT2 / OSWESTRY GT8 / WELSHPOOL GT1 | LEGACY | SPM | 1.7 | primary | 1.718 | Green | 7.5 | 5.444 | thermal | 0.3 | 0.1 | 0 | 0.4 | 0.5 | LEGACY LOCAL GT2 / NEWTOWN GT2 / OSWESTRY GT8 / WELSHPOOL GT1 | 60.6676 | GREEN | 0 |  |  | 0 | 0 | 0 | 7.5 |  |  |  |  | Green (Over 5% headroom) | 12121 | 13 | 13.4 | 211 | 20 | 967529 | [9 empty] | Legacy | LEGACY | 5 | 1714 | 1714 | 0 | 0 | 0 | 2024-08 | [12 empty] | 52.5145 | -3.3005 | SPM-BRD_T1 | 13628100000 | SP Energy Networks open data (API key): NDP SPM primary-group polygons + Capacity Heatmaps Information Model SPM + LTDS appendices 3/6 + NSHR
1962 | 42.3 | F J EDWARDS (HAULAGE) LTD, STATION YARD | MONTGOMERY | SY15 6NH | Powys 1 (Montgomeryshire) |  | Road Haulage Depot And Premises | industrial | 1 | 7052.84 | 75916 | GIA | 15750 | Brd T1 | inside-area | 5.3 | LEGACY LOCAL GT2 / NEWTOWN GT2 / OSWESTRY GT8 / WELSHPOOL GT1 | LEGACY | SPM | 1.7 | primary | 1.718 | Green | 7.5 | 5.444 | thermal | 0.3 | 0.1 | 0 | 0.4 | 0.5 | LEGACY LOCAL GT2 / NEWTOWN GT2 / OSWESTRY GT8 / WELSHPOOL GT1 | 60.6676 | GREEN | 0 |  |  | 0 | 0 | 0 | 7.5 |  |  |  |  | Green (Over 5% headroom) | 12121 | 16 | 11.21 | 176 | 20 | 982366 | [9 empty] | Legacy | LEGACY | 5 | 1714 | 1714 | 0 | 0 | 0 | 2024-08 | [12 empty] | 52.5425 | -3.2352 | SPM-BRD_T1 | 6968104000 | SP Energy Networks open data (API key): NDP SPM primary-group polygons + Capacity Heatmaps Information Model SPM + LTDS appendices 3/6 + NSHR
1963 | 42.3 | CAERNEAGLE, CIBYN INDUSTRIAL ESTATE | CAERNARFON | LL55 2BD | Gwynedd |  | Factory And Premises | industrial | 1 | 6340.67 | 68250 | GIA | 110000 | Caernarfon T1 | inside-area | 1.02 | BANGOR GT2 / CAERNARFON GT2 | CONNAHS QUAY - PENTIR - ST ASAPH | SPM | 1.7 | primary | 1.703 | Green | 7.5 | 5.797 | thermal | 0 | 0.3 | 0 | 0.3 | 0.3 | BANGOR GT2 / CAERNARFON GT2 | 31.686 | GREEN | 0 |  |  | 0 | 0 | 0 | 7.5 |  |  |  |  | Green (Over 5% headroom) | 12121 | 18 | 10.08 | 380 | 11 | 311299 | [9 empty] | Pentir | PENTIR | 2 | 1082 | 1082 | 1025 | 57 | 39 | 2028-10 | [12 empty] | 53.1396 | -4.2494 | SPM-CAERNARFON_T1 | 1951705000 | SP Energy Networks open data (API key): NDP SPM primary-group polygons + Capacity Heatmaps Information Model SPM + LTDS appendices 3/6 + NSHR
1964 | 42.3 | UNITS B & C, VASTRE INDUSTRIAL ESTATE, KERRY ROAD | NEWTOWN | SY16 1DZ | Powys 1 (Montgomeryshire) |  | Warehouse And Premises | industrial | 1 | 5551.4 | 59755 | GIA | 95000 | Brd T1 | inside-area | 2.63 | LEGACY LOCAL GT2 / NEWTOWN GT2 / OSWESTRY GT8 / WELSHPOOL GT1 | LEGACY | SPM | 1.7 | primary | 1.718 | Green | 7.5 | 5.444 | thermal | 0.3 | 0.1 | 0 | 0.4 | 0.5 | LEGACY LOCAL GT2 / NEWTOWN GT2 / OSWESTRY GT8 / WELSHPOOL GT1 | 60.6676 | GREEN | 0 |  |  | 0 | 0 | 0 | 7.5 |  |  |  |  | Green (Over 5% headroom) | 12121 | 20 | 8.82 | 139 | 20 | 998527 | [9 empty] | Legacy | LEGACY | 5 | 1714 | 1714 | 0 | 0 | 0 | 2024-08 | 10011780218 | B8 Storage or Distribution | 4196 | B | Natural Gas | 3 |  | Heating and Natural Ventilation | 2020-08-07 |  | 1 | FALSE | 52.5145 | -3.3005 | SPM-BRD_T1 | 13628106000 | SP Energy Networks open data (API key): NDP SPM primary-group polygons + Capacity Heatmaps Information Model SPM + LTDS appendices 3/6 + NSHR
1965 | 42.3 | UNIT 2A, THE OLD AIRFIELD | TELFORD | TF6 6AP | Telford And Wrekin |  | Warehouse And Premises | industrial | 1 | 5434.9 | 58501 | GIA | 100000 | Shawbury T1 | nearest-substation | 6.73 | OSWESTRY GT5 / WHITCHURCH GT1 | LEGACY | SPM | 1.7 | primary | 1.668 | Green | 6.8 | 5.042 | thermal | 0.1 | 1.9 | 0 | 2 | 0.8 | OSWESTRY GT5 / WHITCHURCH GT1 / WEM GT1 | 3.1024 | AMBER | 0 |  |  | 0 | 0 | 0 | 6.8 |  |  |  |  | Green (Over 5% headroom) | 12121 | 21 | 8.64 | 136 | 14 | 782946 | [9 empty] | Legacy | LEGACY | 5 | 1714 | 1714 | 0 | 0 | 0 | 2024-08 | 452046072 | B2 to B7 General Industrial and Special Industrial Groups | 2550 | C | Other | 3 |  | Unconditioned | 2012-07-16 |  | 0.5 | FALSE | 52.7602 | -2.6029 | SPM-SHAWBURY_T1 | 177328000 | SP Energy Networks open data (API key): NDP SPM primary-group polygons + Capacity Heatmaps Information Model SPM + LTDS appendices 3/6 + NSHR
1966 | 42.3 | UNIT 2B, THE OLD AIRFIELD | TELFORD | TF6 6AP | Telford And Wrekin |  | Warehouse And Premises | industrial | 1 | 5434.9 | 58501 | GIA | 100000 | Shawbury T1 | nearest-substation | 6.73 | OSWESTRY GT5 / WHITCHURCH GT1 | LEGACY | SPM | 1.7 | primary | 1.668 | Green | 6.8 | 5.042 | thermal | 0.1 | 1.9 | 0 | 2 | 0.8 | OSWESTRY GT5 / WHITCHURCH GT1 / WEM GT1 | 3.1024 | AMBER | 0 |  |  | 0 | 0 | 0 | 6.8 |  |  |  |  | Green (Over 5% headroom) | 12121 | 21 | 8.64 | 136 | 14 | 782946 | [9 empty] | Legacy | LEGACY | 5 | 1714 | 1714 | 0 | 0 | 0 | 2024-08 | 452046072 | B2 to B7 General Industrial and Special Industrial Groups | 2550 | C | Other | 3 |  | Unconditioned | 2012-07-16 |  | 0.5 | FALSE | 52.7602 | -2.6029 | SPM-SHAWBURY_T1 | 177398000 | SP Energy Networks open data (API key): NDP SPM primary-group polygons + Capacity Heatmaps Information Model SPM + LTDS appendices 3/6 + NSHR
1967 | 42.3 | UNIT A, VASTRE INDUSTRIAL ESTATE, KERRY ROAD | NEWTOWN | SY16 1DZ | Powys 1 (Montgomeryshire) |  | Warehouse And Premises | industrial | 1 | 4710 | 50698 | GIA | 100000 | Brd T1 | inside-area | 2.63 | LEGACY LOCAL GT2 / NEWTOWN GT2 / OSWESTRY GT8 / WELSHPOOL GT1 | LEGACY | SPM | 1.7 | primary | 1.718 | Green | 7.5 | 5.444 | thermal | 0.3 | 0.1 | 0 | 0.4 | 0.5 | LEGACY LOCAL GT2 / NEWTOWN GT2 / OSWESTRY GT8 / WELSHPOOL GT1 | 60.6676 | GREEN | 0 |  |  | 0 | 0 | 0 | 7.5 |  |  |  |  | Green (Over 5% headroom) | 12121 | 24 | 7.48 | 118 | 20 | 1007584 | [9 empty] | Legacy | LEGACY | 5 | 1714 | 1714 | 0 | 0 | 0 | 2024-08 | 10094382716 | B8 Storage or Distribution | 17054 | B | Natural Gas | 3 |  | Heating and Natural Ventilation | 2020-08-07 |  | 1 | FALSE | 52.5145 | -3.3005 | SPM-BRD_T1 | 13628101000 | SP Energy Networks open data (API key): NDP SPM primary-group polygons + Capacity Heatmaps Information Model SPM + LTDS appendices 3/6 + NSHR
1968 | 42.3 | UNIT 1A, THE OLD AIRFIELD | TELFORD | TF6 6AP | Telford And Wrekin |  | Warehouse And Premises | industrial | 1 | 4340.4 | 46720 | GIA | 80500 | Shawbury T1 | nearest-substation | 6.73 | OSWESTRY GT5 / WHITCHURCH GT1 | LEGACY | SPM | 1.7 | primary | 1.668 | Green | 6.8 | 5.042 | thermal | 0.1 | 1.9 | 0 | 2 | 0.8 | OSWESTRY GT5 / WHITCHURCH GT1 / WEM GT1 | 3.1024 | AMBER | 0 |  |  | 0 | 0 | 0 | 6.8 |  |  |  |  | Green (Over 5% headroom) | 12121 | 26 | 6.9 | 109 | 14 | 794727 | [9 empty] | Legacy | LEGACY | 5 | 1714 | 1714 | 0 | 0 | 0 | 2024-08 | 452046072 | B2 to B7 General Industrial and Special Industrial Groups | 2550 | C | Other | 3 |  | Unconditioned | 2012-07-16 |  | 0.5 | FALSE | 52.7602 | -2.6029 | SPM-SHAWBURY_T1 | 177417000 | SP Energy Networks open data (API key): NDP SPM primary-group polygons + Capacity Heatmaps Information Model SPM + LTDS appendices 3/6 + NSHR
1969 | 42.3 | UNIT 3A, THE OLD AIRFIELD | TELFORD | TF6 6AX | Telford And Wrekin |  | Warehouse And Premises | industrial | 1 | 4340.4 | 46720 | GIA | 78000 | Shawbury T1 | nearest-substation | 7.19 | OSWESTRY GT5 / WHITCHURCH GT1 | LEGACY | SPM | 1.7 | primary | 1.668 | Green | 6.8 | 5.042 | thermal | 0.1 | 1.9 | 0 | 2 | 0.8 | OSWESTRY GT5 / WHITCHURCH GT1 / WEM GT1 | 3.1024 | AMBER | 0 |  |  | 0 | 0 | 0 | 6.8 |  |  |  |  | Green (Over 5% headroom) | 12121 | 26 | 6.9 | 109 | 14 | 794727 | [9 empty] | Legacy | LEGACY | 5 | 1714 | 1714 | 0 | 0 | 0 | 2024-08 | [12 empty] | 52.7543 | -2.6027 | SPM-SHAWBURY_T1 | 275642234 | SP Energy Networks open data (API key): NDP SPM primary-group polygons + Capacity Heatmaps Information Model SPM + LTDS appendices 3/6 + NSHR
1970 | 42.3 | UNIT 3B, THE OLD AIRFIELD | TELFORD | TF6 6AX | Telford And Wrekin |  | Warehouse And Premises | industrial | 1 | 4340.4 | 46720 | GIA | 80500 | Shawbury T1 | nearest-substation | 7.19 | OSWESTRY GT5 / WHITCHURCH GT1 | LEGACY | SPM | 1.7 | primary | 1.668 | Green | 6.8 | 5.042 | thermal | 0.1 | 1.9 | 0 | 2 | 0.8 | OSWESTRY GT5 / WHITCHURCH GT1 / WEM GT1 | 3.1024 | AMBER | 0 |  |  | 0 | 0 | 0 | 6.8 |  |  |  |  | Green (Over 5% headroom) | 12121 | 26 | 6.9 | 109 | 14 | 794727 | [9 empty] | Legacy | LEGACY | 5 | 1714 | 1714 | 0 | 0 | 0 | 2024-08 | [12 empty] | 52.7543 | -2.6027 | SPM-SHAWBURY_T1 | 275643234 | SP Energy Networks open data (API key): NDP SPM primary-group polygons + Capacity Heatmaps Information Model SPM + LTDS appendices 3/6 + NSHR
1971 | 42.3 | UNIT 3C, THE OLD AIRFIELD | TELFORD | TF6 6AX | Telford And Wrekin |  | Warehouse And Premises | industrial | 1 | 4340.4 | 46720 | GIA | 80500 | Shawbury T1 | nearest-substation | 7.19 | OSWESTRY GT5 / WHITCHURCH GT1 | LEGACY | SPM | 1.7 | primary | 1.668 | Green | 6.8 | 5.042 | thermal | 0.1 | 1.9 | 0 | 2 | 0.8 | OSWESTRY GT5 / WHITCHURCH GT1 / WEM GT1 | 3.1024 | AMBER | 0 |  |  | 0 | 0 | 0 | 6.8 |  |  |  |  | Green (Over 5% headroom) | 12121 | 26 | 6.9 | 109 | 14 | 794727 | [9 empty] | Legacy | LEGACY | 5 | 1714 | 1714 | 0 | 0 | 0 | 2024-08 | [12 empty] | 52.7543 | -2.6027 | SPM-SHAWBURY_T1 | 275644234 | SP Energy Networks open data (API key): NDP SPM primary-group polygons + Capacity Heatmaps Information Model SPM + LTDS appendices 3/6 + NSHR
1972 | 42.3 | UNIT 4A, THE OLD AIRFIELD | TELFORD | TF6 6AX | Telford And Wrekin |  | Warehouse And Premises | industrial | 1 | 4340.4 | 46720 | GIA | 80500 | Shawbury T1 | nearest-substation | 7.19 | OSWESTRY GT5 / WHITCHURCH GT1 | LEGACY | SPM | 1.7 | primary | 1.668 | Green | 6.8 | 5.042 | thermal | 0.1 | 1.9 | 0 | 2 | 0.8 | OSWESTRY GT5 / WHITCHURCH GT1 / WEM GT1 | 3.1024 | AMBER | 0 |  |  | 0 | 0 | 0 | 6.8 |  |  |  |  | Green (Over 5% headroom) | 12121 | 26 | 6.9 | 109 | 14 | 794727 | [9 empty] | Legacy | LEGACY | 5 | 1714 | 1714 | 0 | 0 | 0 | 2024-08 | [12 empty] | 52.7543 | -2.6027 | SPM-SHAWBURY_T1 | 276053234 | SP Energy Networks open data (API key): NDP SPM primary-group polygons + Capacity Heatmaps Information Model SPM + LTDS appendices 3/6 + NSHR
1973 | 42.3 | UNIT 4B, THE OLD AIRFIELD | TELFORD | TF6 6AX | Telford And Wrekin |  | Warehouse And Premises | industrial | 1 | 4340.4 | 46720 | GIA | 80500 | Shawbury T1 | nearest-substation | 7.19 | OSWESTRY GT5 / WHITCHURCH GT1 | LEGACY | SPM | 1.7 | primary | 1.668 | Green | 6.8 | 5.042 | thermal | 0.1 | 1.9 | 0 | 2 | 0.8 | OSWESTRY GT5 / WHITCHURCH GT1 / WEM GT1 | 3.1024 | AMBER | 0 |  |  | 0 | 0 | 0 | 6.8 |  |  |  |  | Green (Over 5% headroom) | 12121 | 26 | 6.9 | 109 | 14 | 794727 | [9 empty] | Legacy | LEGACY | 5 | 1714 | 1714 | 0 | 0 | 0 | 2024-08 | [12 empty] | 52.7543 | -2.6027 | SPM-SHAWBURY_T1 | 275645234 | SP Energy Networks open data (API key): NDP SPM primary-group polygons + Capacity Heatmaps Information Model SPM + LTDS appendices 3/6 + NSHR
1974 | 42.3 | UNIT 1B, THE OLD AIRFIELD | TELFORD | TF6 6AP | Telford And Wrekin |  | Warehouse And Premises | industrial | 1 | 4271.65 | 45980 | GIA | 82500 | Shawbury T1 | nearest-substation | 6.73 | OSWESTRY GT5 / WHITCHURCH GT1 | LEGACY | SPM | 1.7 | primary | 1.668 | Green | 6.8 | 5.042 | thermal | 0.1 | 1.9 | 0 | 2 | 0.8 | OSWESTRY GT5 / WHITCHURCH GT1 / WEM GT1 | 3.1024 | AMBER | 0 |  |  | 0 | 0 | 0 | 6.8 |  |  |  |  | Green (Over 5% headroom) | 12121 | 26 | 6.79 | 107 | 14 | 795467 | [9 empty] | Legacy | LEGACY | 5 | 1714 | 1714 | 0 | 0 | 0 | 2024-08 | 452046072 | B2 to B7 General Industrial and Special Industrial Groups | 2550 | C | Other | 3 |  | Unconditioned | 2012-07-16 |  | 0.5 | FALSE | 52.7602 | -2.6029 | SPM-SHAWBURY_T1 | 177443000 | SP Energy Networks open data (API key): NDP SPM primary-group polygons + Capacity Heatmaps Information Model SPM + LTDS appendices 3/6 + NSHR
1975 | 42.3 | UNIT 4C, THE OLD AIRFIELD | TELFORD | TF6 6AX | Telford And Wrekin |  | Warehouse And Premises | industrial | 1 | 4271.65 | 45980 | GIA | 82500 | Shawbury T1 | nearest-substation | 7.19 | OSWESTRY GT5 / WHITCHURCH GT1 | LEGACY | SPM | 1.7 | primary | 1.668 | Green | 6.8 | 5.042 | thermal | 0.1 | 1.9 | 0 | 2 | 0.8 | OSWESTRY GT5 / WHITCHURCH GT1 / WEM GT1 | 3.1024 | AMBER | 0 |  |  | 0 | 0 | 0 | 6.8 |  |  |  |  | Green (Over 5% headroom) | 12121 | 26 | 6.79 | 107 | 14 | 795467 | [9 empty] | Legacy | LEGACY | 5 | 1714 | 1714 | 0 | 0 | 0 | 2024-08 | [12 empty] | 52.7543 | -2.6027 | SPM-SHAWBURY_T1 | 275646234 | SP Energy Networks open data (API key): NDP SPM primary-group polygons + Capacity Heatmaps Information Model SPM + LTDS appendices 3/6 + NSHR
1976 | 42.3 | GND FLR UNIT G, VASTRE INDUSTRIAL ESTATE, KERRY ROAD | NEWTOWN | SY16 1DZ | Powys 1 (Montgomeryshire) |  | Warehouse And Premises; Workshop And Premises | industrial | 2 | 4100.97 | 44142 | GIA | 130500 | Brd T1 | inside-area | 2.63 | LEGACY LOCAL GT2 / NEWTOWN GT2 / OSWESTRY GT8 / WELSHPOOL GT1 | LEGACY | SPM | 1.7 | primary | 1.718 | Green | 7.5 | 5.444 | thermal | 0.3 | 0.1 | 0 | 0.4 | 0.5 | LEGACY LOCAL GT2 / NEWTOWN GT2 / OSWESTRY GT8 / WELSHPOOL GT1 | 60.6676 | GREEN | 0 |  |  | 0 | 0 | 0 | 7.5 |  |  |  |  | Green (Over 5% headroom) | 12121 | 27 | 6.52 | 185 | 20 | 1014140 | [9 empty] | Legacy | LEGACY | 5 | 1714 | 1714 | 0 | 0 | 0 | 2024-08 | 10011780221 | B2 to B7 General Industrial and Special Industrial Groups | 1297 | C | Natural Gas | 3 |  | Heating and Mechanical Ventilation | 2013-10-23 |  | 0.67 | FALSE | 52.5145 | -3.3005 | SPM-BRD_T1 | 14397773000;14409803000 | SP Energy Networks open data (API key): NDP SPM primary-group polygons + Capacity Heatmaps Information Model SPM + LTDS appendices 3/6 + NSHR
1977 | 42.3 | HIGHWAYS & MUNICIPAL - GWYNEDD COUNTY COUNCIL, CIBYN INDUSTRIAL ESTATE | CAERNARFON | LL55 2BD | Gwynedd |  | Storage Depot, Offices And Premises | industrial | 1 | 3789.97 | 40795 | GIA | 72000 | Caernarfon T1 | inside-area | 1.02 | BANGOR GT2 / CAERNARFON GT2 | CONNAHS QUAY - PENTIR - ST ASAPH | SPM | 1.7 | primary | 1.703 | Green | 7.5 | 5.797 | thermal | 0 | 0.3 | 0 | 0.3 | 0.3 | BANGOR GT2 / CAERNARFON GT2 | 31.686 | GREEN | 0 |  |  | 0 | 0 | 0 | 7.5 |  |  |  |  | Green (Over 5% headroom) | 12121 | 30 | 6.02 | 265 | 11 | 338754 | [9 empty] | Pentir | PENTIR | 2 | 1082 | 1082 | 1025 | 57 | 39 | 2028-10 | [12 empty] | 53.1396 | -4.2494 | SPM-CAERNARFON_T1 | 9033435000 | SP Energy Networks open data (API key): NDP SPM primary-group polygons + Capacity Heatmaps Information Model SPM + LTDS appendices 3/6 + NSHR
1978 | 42.3 | UNIT D, VASTRE INDUSTRIAL ESTATE, KERRY ROAD | NEWTOWN | SY16 1DZ | Powys 1 (Montgomeryshire) |  | Warehouse And Premises | industrial | 1 | 3332.72 | 35873 | GIA | 92500 | Brd T1 | inside-area | 2.63 | LEGACY LOCAL GT2 / NEWTOWN GT2 / OSWESTRY GT8 / WELSHPOOL GT1 | LEGACY | SPM | 1.7 | primary | 1.718 | Green | 7.5 | 5.444 | thermal | 0.3 | 0.1 | 0 | 0.4 | 0.5 | LEGACY LOCAL GT2 / NEWTOWN GT2 / OSWESTRY GT8 / WELSHPOOL GT1 | 60.6676 | GREEN | 0 |  |  | 0 | 0 | 0 | 7.5 |  |  |  |  | Green (Over 5% headroom) | 12121 | 34 | 5.3 | 83 | 20 | 1022409 | [9 empty] | Legacy | LEGACY | 5 | 1714 | 1714 | 0 | 0 | 0 | 2024-08 | 10011780219 | B1 Offices and Workshop businesses | 3309 | D | Natural Gas | 3 |  | Heating and Natural Ventilation | 2017-11-27 |  | 1 | FALSE | 52.5145 | -3.3005 | SPM-BRD_T1 | 13134197000 | SP Energy Networks open data (API key): NDP SPM primary-group polygons + Capacity Heatmaps Information Model SPM + LTDS appendices 3/6 + NSHR
1979 | 42.3 | UNIT F, VASTRE INDUSTRIAL ESTATE, KERRY ROAD | NEWTOWN | SY16 1DZ | Powys 1 (Montgomeryshire) |  | Factory And Premises | industrial | 1 | 3295.08 | 35468 | GIA | 91500 | Brd T1 | inside-area | 2.63 | LEGACY LOCAL GT2 / NEWTOWN GT2 / OSWESTRY GT8 / WELSHPOOL GT1 | LEGACY | SPM | 1.7 | primary | 1.718 | Green | 7.5 | 5.444 | thermal | 0.3 | 0.1 | 0 | 0.4 | 0.5 | LEGACY LOCAL GT2 / NEWTOWN GT2 / OSWESTRY GT8 / WELSHPOOL GT1 | 60.6676 | GREEN | 0 |  |  | 0 | 0 | 0 | 7.5 |  |  |  |  | Green (Over 5% headroom) | 12121 | 34 | 5.24 | 198 | 20 | 1022814 | [9 empty] | Legacy | LEGACY | 5 | 1714 | 1714 | 0 | 0 | 0 | 2024-08 | 10011780220 | General Industrial and Special Industrial Groups | 3367 | B | Biogas | 3 |  | Heating and Natural Ventilation | 2024-04-23 |  | 0.67 | FALSE | 52.5145 | -3.3005 | SPM-BRD_T1 | 176582206 | SP Energy Networks open data (API key): NDP SPM primary-group polygons + Capacity Heatmaps Information Model SPM + LTDS appendices 3/6 + NSHR
1980 | 42.3 | BAYS 5-6 PEBLIG MILLS, LLANBEBLIG ROAD | CAERNARFON | LL55 2ET | Gwynedd |  | Warehouse And Premises | industrial | 2 | 3233.1 | 34801 | GIA | 89750 | Caernarfon T1 | inside-area | 1.3 | BANGOR GT2 / CAERNARFON GT2 | CONNAHS QUAY - PENTIR - ST ASAPH | SPM | 1.7 | primary | 1.703 | Green | 7.5 | 5.797 | thermal | 0 | 0.3 | 0 | 0.3 | 0.3 | BANGOR GT2 / CAERNARFON GT2 | 31.686 | GREEN | 0 |  |  | 0 | 0 | 0 | 7.5 |  |  |  |  | Green (Over 5% headroom) | 12121 | 35 | 5.14 | 81 | 11 | 344748 | [9 empty] | Pentir | PENTIR | 2 | 1082 | 1082 | 1025 | 57 | 39 | 2028-10 | [12 empty] | 53.1368 | -4.2646 | SPM-CAERNARFON_T1 | 8271163000;8271161000 | SP Energy Networks open data (API key): NDP SPM primary-group polygons + Capacity Heatmaps Information Model SPM + LTDS appendices 3/6 + NSHR
1981 | 42.3 | UNIT 3, CIBYN INDUSTRIAL ESTATE | CAERNARFON | LL55 2BD | Gwynedd | READY FOODS LTD | Factory And Premises | industrial | 1 | 2992.85 | 32215 | GIA | 82500 | Caernarfon T1 | inside-area | 1.02 | BANGOR GT2 / CAERNARFON GT2 | CONNAHS QUAY - PENTIR - ST ASAPH | SPM | 1.7 | primary | 1.703 | Green | 7.5 | 5.797 | thermal | 0 | 0.3 | 0 | 0.3 | 0.3 | BANGOR GT2 / CAERNARFON GT2 | 31.686 | GREEN | 0 |  |  | 0 | 0 | 0 | 7.5 |  |  |  |  | Green (Over 5% headroom) | 12121 | 38 | 4.76 | 180 | 11 | 347334 | [9 empty] | Pentir | PENTIR | 2 | 1082 | 1082 | 1025 | 57 | 39 | 2028-10 | 10070341709 | General Industrial and Special Industrial Groups | 237 | D | Grid Supplied Electricity | 3 |  | Heating and Natural Ventilation | 2023-11-28 |  | 1 | FALSE | 53.1396 | -4.2494 | SPM-CAERNARFON_T1 | 10589024000 | SP Energy Networks open data (API key): NDP SPM primary-group polygons + Capacity Heatmaps Information Model SPM + LTDS appendices 3/6 + NSHR
1982 | 42.3 | POWYS C C HIGHWAYS DEPOT, POOL ROAD | NEWTOWN | SY16 3AF | Powys 1 (Montgomeryshire) |  | Storage Depot And Premises | industrial | 1 | 2453.17 | 26406 | GIA | 39000 | Brd T1 | inside-area | 2.95 | LEGACY LOCAL GT2 / NEWTOWN GT2 / OSWESTRY GT8 / WELSHPOOL GT1 | LEGACY | SPM | 1.7 | primary | 1.718 | Green | 7.5 | 5.444 | thermal | 0.3 | 0.1 | 0 | 0.4 | 0.5 | LEGACY LOCAL GT2 / NEWTOWN GT2 / OSWESTRY GT8 / WELSHPOOL GT1 | 60.6676 | GREEN | 0 |  |  | 0 | 0 | 0 | 7.5 |  |  |  |  | Green (Over 5% headroom) | 12121 | 46 | 3.9 | 61 | 20 | 1031876 | [9 empty] | Legacy | LEGACY | 5 | 1714 | 1714 | 0 | 0 | 0 | 2024-08 | 10011784623 | Retail/Financial and Professional Services | 2382 | E | Natural Gas | 3 |  | Heating and Natural Ventilation | 2026-02-11 |  | 0.5 | FALSE | 52.5174 | -3.3026 | SPM-BRD_T1 | 178885206 | SP Energy Networks open data (API key): NDP SPM primary-group polygons + Capacity Heatmaps Information Model SPM + LTDS appendices 3/6 + NSHR
1983 | 42.3 | DODREFN CYMRU, CIBYN INDUSTRIAL ESTATE | CAERNARFON | LL55 2BD | Gwynedd |  | Warehouse And Premises | industrial | 1 | 2353.12 | 25329 | GIA | 75500 | Caernarfon T1 | inside-area | 1.02 | BANGOR GT2 / CAERNARFON GT2 | CONNAHS QUAY - PENTIR - ST ASAPH | SPM | 1.7 | primary | 1.703 | Green | 7.5 | 5.797 | thermal | 0 | 0.3 | 0 | 0.3 | 0.3 | BANGOR GT2 / CAERNARFON GT2 | 31.686 | GREEN | 0 |  |  | 0 | 0 | 0 | 7.5 |  |  |  |  | Green (Over 5% headroom) | 12121 | 48 | 3.74 | 59 | 11 | 354220 | [9 empty] | Pentir | PENTIR | 2 | 1082 | 1082 | 1025 | 57 | 39 | 2028-10 | [12 empty] | 53.1396 | -4.2494 | SPM-CAERNARFON_T1 | 5403578000 | SP Energy Networks open data (API key): NDP SPM primary-group polygons + Capacity Heatmaps Information Model SPM + LTDS appendices 3/6 + NSHR
1984 | 42.3 | UNIT E2, VASTRE INDUSTRIAL ESTATE, KERRY ROAD | NEWTOWN | SY16 1DZ | Powys 1 (Montgomeryshire) |  | Warehouse And Premises | industrial | 1 | 2131.12 | 22939 | GIA | 64000 | Brd T1 | inside-area | 2.63 | LEGACY LOCAL GT2 / NEWTOWN GT2 / OSWESTRY GT8 / WELSHPOOL GT1 | LEGACY | SPM | 1.7 | primary | 1.718 | Green | 7.5 | 5.444 | thermal | 0.3 | 0.1 | 0 | 0.4 | 0.5 | LEGACY LOCAL GT2 / NEWTOWN GT2 / OSWESTRY GT8 / WELSHPOOL GT1 | 60.6676 | GREEN | 0 |  |  | 0 | 0 | 0 | 7.5 |  |  |  |  | Green (Over 5% headroom) | 12121 | 53 | 3.39 | 53 | 20 | 1035343 | [9 empty] | Legacy | LEGACY | 5 | 1714 | 1714 | 0 | 0 | 0 | 2024-08 | [12 empty] | 52.5145 | -3.3005 | SPM-BRD_T1 | 13259524000 | SP Energy Networks open data (API key): NDP SPM primary-group polygons + Capacity Heatmaps Information Model SPM + LTDS appendices 3/6 + NSHR
1985 | 42.3 | WASTE TRANSFER STATION | MONTGOMERY | SY15 6NH | Powys 1 (Montgomeryshire) |  | Storage Depot | industrial | 1 | 2085 | 22443 | OTH | 1250 | Brd T1 | inside-area | 5.3 | LEGACY LOCAL GT2 / NEWTOWN GT2 / OSWESTRY GT8 / WELSHPOOL GT1 | LEGACY | SPM | 1.7 | primary | 1.718 | Green | 7.5 | 5.444 | thermal | 0.3 | 0.1 | 0 | 0.4 | 0.5 | LEGACY LOCAL GT2 / NEWTOWN GT2 / OSWESTRY GT8 / WELSHPOOL GT1 | 60.6676 | GREEN | 0 |  |  | 0 | 0 | 0 | 7.5 |  |  |  |  | Green (Over 5% headroom) | 12121 | 54 | 3.31 | 52 | 20 | 1035839 | [9 empty] | Legacy | LEGACY | 5 | 1714 | 1714 | 0 | 0 | 0 | 2024-08 | [12 empty] | 52.5425 | -3.2352 | SPM-BRD_T1 | 13902354000 | SP Energy Networks open data (API key): NDP SPM primary-group polygons + Capacity Heatmaps Information Model SPM + LTDS appendices 3/6 + NSHR
1986 | 42.2 | CAWLEY HOUSE, CHESTER BUSINESS PARK, HERONS WAY | CHESTER | CH4 9FB | Cheshire West And Chester |  | Offices And Premises | office | 1 | 32489.09 | 349709 | NIA | 3160000 | Herons Way T1 / Lache T1 / Mbna T1 / Smfs Kingsmeadow T1 | inside-area | 0.16 | CHESTER MAIN GT4 / CRANE BANK GT1 / GUILDEN SUTTON GT1 / SALTNEY G2A | CAPENHURST | SPM | 17 | primary | 17.012 | Green | 30 | 10.843 | thermal | 8.6 | 0.3 | 0.3 | 8.9 | 17.3 | CHESTER MAIN GT4 / CRANE BANK GT1 / GUILDEN SUTTON GT1 / SALTNEY G2A | 31.649 | GREEN | 39.8 |  |  | 0 | 0 | 0 | 30 |  |  |  |  | Green (Over 5% headroom) | 121212 | 35 | 51.63 | 2274 | 15 | 623828 | [9 empty] | Capenhurst | CAPENHURST | 4 | 896.6 | 896.6 | 0 | 0 | 304 | 2029-10 | [12 empty] | 53.1594 | -2.8972 | SPM-HERONS_WAY_T1_LACHE_T1_MBNA_T1_SMFS_KINGSMEADOW_T1 | 11475084000 | SP Energy Networks open data (API key): NDP SPM primary-group polygons + Capacity Heatmaps Information Model SPM + LTDS appendices 3/6 + NSHR
1987 | 42.2 | 82, DERBY ROAD | LIVERPOOL | L20 8LR | Liverpool |  | Car Showroom And Premises | bigbox | 1 | 4750.21 | 51131 | GIA | 350000 | Bibbys T1 / Inland Revenue Offices T1 / Regent Rd T1 | inside-area | 0.53 | BOOTLE GT2A / BURLINGTON ST GT1 / LISTER DV A GT2 | LISTER DRIVE | SPM | 5.4 | primary | 5.38 | Green | 17.5 | 12.12 | thermal | 0 | 0 | 1.2 | 0 | 3 | BOOTLE GT2A / BURLINGTON ST GT1 / LISTER DV A GT2 | 61.868 | GREEN | 0 |  |  | 0 | 0 | 0 | 17.5 |  |  |  |  | Green (Over 5% headroom) | 38503 | 75 | 7.55 | 428 | 54 | 2094651 | [9 empty] | Lister Drive | LISTER DRIVE | 2 | 114 | 114 | 0 | 57 | 20 | 2026-09 | 38042918 | A1/A2 Retail and Financial/Professional services | 1415 | C | Grid Supplied Electricity | 3 | 2 | Air Conditioning | 2014-09-24 |  | 1 | FALSE | 53.4402 | -2.9957 | SPM-BIBBYS_T1_INLAND_REVENUE_OFFICES_T1_REGENT_RD_T1 | 303258134 | SP Energy Networks open data (API key): NDP SPM primary-group polygons + Capacity Heatmaps Information Model SPM + LTDS appendices 3/6 + NSHR
1988 | 42.1 | HARDMAN TECHNOLOGY LTD, ILFORD WAY | KNUTSFORD | WA16 7JL | Cheshire East |  | Factory And Premises | industrial | 1 | 53471.4 | 575561 | GIA | 1120000 | Ilfords T1 / Knutsford T1 / Mobberley T1 / Radbroke Hall T1 | inside-area | 41.35 | ELWORTH GT1 / ELWORTH GT2 / KNUTSFORD GT1 / KNUTSFORD GT2 | CARRINGTON - FIDDLERS FERRY | SPM | 14.7 | primary | 14.665 | Green | 30 | 14.758 | thermal | 2.3 | 1.3 | 2 | 3.6 | 12.3 | ELWORTH GT1 / ELWORTH GT2 / KNUTSFORD GT1 / KNUTSFORD GT2 | 26.603 | GREEN | 0 |  |  | 0 | 0 | 0 | 30 |  |  |  |  | Green (Over 5% headroom) | 104813 | 18 | 84.97 | 3208 | 54 | 2131503 | [9 empty] | Fiddlers Ferry | CARRINGTON | 5 | 2186.9 | 2186.9 | 0 | 0 | 930 | 2026-05 | [12 empty] | 53.3158 | -2.3293 | SPM-ILFORDS_T1_KNUTSFORD_T1_MOBBERLEY_T1_RADBROKE_HALL_T1 | 12536063000 | SP Energy Networks open data (API key): NDP SPM primary-group polygons + Capacity Heatmaps Information Model SPM + LTDS appendices 3/6 + NSHR
1989 | 42.1 | OFFICES B201 TO B224 AT 2ND FLR 23, GOODLASS ROAD | LIVERPOOL | L24 9HJ | Liverpool |  | Offices And Premises | office | 1 | 1094.4 | 11780 | NIA | 83500 | Hunts Cross T1 / Kenton Rd T1 / Woodend Ave T1 / Woolton T1 | inside-area | 1.15 | HALEWOOD G1B / HALEWOOD G2B / HALEWOOD GT3 / SPEKE GT1A | RAINHILL | SPM | 13.6 | primary | 13.553 | Green | 30 | 16.447 | thermal | 0 | 0 | 0 | 0 | 9.9 | HALEWOOD GT3 / SPEKE GT1A | 37.9606 | GREEN | 0 |  |  | 0 | 0 | 0 | 30 |  |  |  |  | Green (Over 5% headroom) | 96970 | 100 | 1.74 | 77 | 28 | 3180270 | [9 empty] | Rainhill | RAINHILL | 1 | 85.5 | 85.5 | 0 | 0 | 57 | 2026-09 | 38063277 | B1 Offices and Workshop businesses | 1249 | E | Grid Supplied Electricity | 3 |  | Heating and Natural Ventilation | 2021-12-08 |  | 1 | FALSE | 53.3539 | -2.8704 | SPM-HUNTS_CROSS_T1_KENTON_RD_T1_WOODEND_AVE_T1_WOOLTON_T1 | 8278950000 | SP Energy Networks open data (API key): NDP SPM primary-group polygons + Capacity Heatmaps Information Model SPM + LTDS appendices 3/6 + NSHR
1990 | 42.1 | GND-2ND FLRS HIGH PARK HOUSE, HIGH PARK STREET | LIVERPOOL | L8 8DY | Liverpool |  | Offices And Premises | office | 1 | 2452 | 26393 | NIA | 140000 | Dingle T1 / Granby T1 / St James T2 | inside-area | 0.52 | LISTER DV B GT3 / SPARLING ST GT1 / WAVERTREE GT2 | LISTER DRIVE | SPM | 9.1 | primary | 9.066 | Green | 17.5 | 8.434 | thermal | 0 | 0 | 0 | 0 | 7.2 | LISTER DV B GT3 / SPARLING ST GT1 / WAVERTREE GT2 | 51.671 | GREEN | 0 |  |  | 0 | 0 | 0 | 17.5 |  |  |  |  | Green (Over 5% headroom) | 64884 | 100 | 3.9 | 172 | 9 | 327426 | [9 empty] | Lister Drive | LISTER DRIVE | 2 | 114 | 114 | 0 | 57 | 20 | 2026-09 | 38076105 | Offices and Workshop Businesses | 2891 | D | Natural Gas | 3 |  | Heating and Natural Ventilation | 2026-08-30 |  | 0.5 | FALSE | 53.3859 | -2.9651 | SPM-DINGLE_T1_GRANBY_T1_ST_JAMES_T2 | 917416000 | SP Energy Networks open data (API key): NDP SPM primary-group polygons + Capacity Heatmaps Information Model SPM + LTDS appendices 3/6 + NSHR
1991 | 42.1 | PT GND 1ST & 2ND FLR ELEANOR RATHBONE HOUSE, CONNECT BUSINESS VILLAGE 24, DERBY ROAD | LIVERPOOL | L5 9PR | Liverpool |  | Offices And Premises | office | 1 | 2203.39 | 23717 | NIA | 239000 | Athol St T1 / Chisenhale St T1 / Sandhills La T1 | inside-area | 0.73 | BOOTLE GT2A / BURLINGTON ST GT1 / LISTER DV A GT2 | LISTER DRIVE | SPM | 9.1 | primary | 9.133 | Green | 17.4 | 8.267 | thermal | 0 | 0 | 0 | 0 | 7.9 | BOOTLE GT2A / BURLINGTON ST GT1 / LISTER DV A GT2 | 61.868 | GREEN | 0 |  |  | 0 | 0 | 0 | 17.4 |  |  |  |  | Green (Over 5% headroom) | 64884 | 100 | 3.5 | 154 | 29 | 1218098 | [9 empty] | Lister Drive | LISTER DRIVE | 2 | 114 | 114 | 0 | 57 | 20 | 2026-09 | 38260138 | Offices and Workshop Businesses | 2439 | C | Grid Supplied Electricity | 4 |  | Air Conditioning | 2023-03-29 |  | 1 | FALSE | 53.4297 | -2.9946 | SPM-ATHOL_ST_T1_CHISENHALE_ST_T1_SANDHILLS_LA_T1 | 12284021000 | SP Energy Networks open data (API key): NDP SPM primary-group polygons + Capacity Heatmaps Information Model SPM + LTDS appendices 3/6 + NSHR
1992 | 42.1 | 8-12, DENBIGH STREET | LIVERPOOL | L5 9XT | Liverpool |  | Warehouse And Premises | industrial | 1 | 1582.28 | 17032 | GIA | 62500 | Athol St T1 / Chisenhale St T1 / Sandhills La T1 | inside-area | 0.42 | BOOTLE GT2A / BURLINGTON ST GT1 / LISTER DV A GT2 | LISTER DRIVE | SPM | 9.1 | primary | 9.133 | Green | 17.4 | 8.267 | thermal | 0 | 0 | 0 | 0 | 7.9 | BOOTLE GT2A / BURLINGTON ST GT1 / LISTER DV A GT2 | 61.868 | GREEN | 0 |  |  | 0 | 0 | 0 | 17.4 |  |  |  |  | Green (Over 5% headroom) | 64884 | 100 | 2.51 | 40 | 29 | 1224783 | [9 empty] | Lister Drive | LISTER DRIVE | 2 | 114 | 114 | 0 | 57 | 20 | 2026-09 | [12 empty] | 53.4236 | -2.9942 | SPM-ATHOL_ST_T1_CHISENHALE_ST_T1_SANDHILLS_LA_T1 | 8421547000 | SP Energy Networks open data (API key): NDP SPM primary-group polygons + Capacity Heatmaps Information Model SPM + LTDS appendices 3/6 + NSHR
1993 | 42.1 | ARCHES 76-82, SPRAINGER STREET | LIVERPOOL | L3 7DG | Liverpool |  | Warehouse And Premises | industrial | 1 | 1564.1 | 16836 | GIA | 35000 | Athol St T1 / Chisenhale St T1 / Sandhills La T1 | inside-area | 0.81 | BOOTLE GT2A / BURLINGTON ST GT1 / LISTER DV A GT2 | LISTER DRIVE | SPM | 9.1 | primary | 9.133 | Green | 17.4 | 8.267 | thermal | 0 | 0 | 0 | 0 | 7.9 | BOOTLE GT2A / BURLINGTON ST GT1 / LISTER DV A GT2 | 61.868 | GREEN | 0 |  |  | 0 | 0 | 0 | 17.4 |  |  |  |  | Green (Over 5% headroom) | 64884 | 100 | 2.49 | 39 | 29 | 1224979 | [9 empty] | Lister Drive | LISTER DRIVE | 2 | 114 | 114 | 0 | 57 | 20 | 2026-09 | [12 empty] | 53.4183 | -2.995 | SPM-ATHOL_ST_T1_CHISENHALE_ST_T1_SANDHILLS_LA_T1 | 7368450000 | SP Energy Networks open data (API key): NDP SPM primary-group polygons + Capacity Heatmaps Information Model SPM + LTDS appendices 3/6 + NSHR
1994 | 42.1 | S NORTON & CO LTD 2, SANDHILLS LANE | LIVERPOOL | L5 9XN | Liverpool |  | Workshop And Premises | industrial | 1 | 1491.25 | 16052 | GIA | 155000 | Athol St T1 / Chisenhale St T1 / Sandhills La T1 | inside-area | 0.9 | BOOTLE GT2A / BURLINGTON ST GT1 / LISTER DV A GT2 | LISTER DRIVE | SPM | 9.1 | primary | 9.133 | Green | 17.4 | 8.267 | thermal | 0 | 0 | 0 | 0 | 7.9 | BOOTLE GT2A / BURLINGTON ST GT1 / LISTER DV A GT2 | 61.868 | GREEN | 0 |  |  | 0 | 0 | 0 | 17.4 |  |  |  |  | Green (Over 5% headroom) | 64884 | 100 | 2.37 | 67 | 29 | 1225763 | [9 empty] | Lister Drive | LISTER DRIVE | 2 | 114 | 114 | 0 | 57 | 20 | 2026-09 | 38214486 | B8 Storage or Distribution | 2509 | E | Natural Gas | 4 | 50 | Heating and Natural Ventilation | 2012-07-03 |  | 0.5 | FALSE | 53.4309 | -2.9961 | SPM-ATHOL_ST_T1_CHISENHALE_ST_T1_SANDHILLS_LA_T1 | 13491051000 | SP Energy Networks open data (API key): NDP SPM primary-group polygons + Capacity Heatmaps Information Model SPM + LTDS appendices 3/6 + NSHR
1995 | 42.1 | 7, MANN STREET | LIVERPOOL | L8 5AF | Liverpool |  | Warehouse And Premises | industrial | 1 | 1125.01 | 12109 | GIA | 45500 | Dingle T1 / Granby T1 / St James T2 | inside-area | 1.62 | LISTER DV B GT3 / SPARLING ST GT1 / WAVERTREE GT2 | LISTER DRIVE | SPM | 9.1 | primary | 9.066 | Green | 17.5 | 8.434 | thermal | 0 | 0 | 0 | 0 | 7.2 | LISTER DV B GT3 / SPARLING ST GT1 / WAVERTREE GT2 | 51.671 | GREEN | 0 |  |  | 0 | 0 | 0 | 17.5 |  |  |  |  | Green (Over 5% headroom) | 64884 | 100 | 1.79 | 28 | 9 | 341710 | [9 empty] | Lister Drive | LISTER DRIVE | 2 | 114 | 114 | 0 | 57 | 20 | 2026-09 | 38323372 | General Assembly and Leisure, Night Clubs, and Theatres | 803 | C | Grid Supplied Electricity | 3 |  | Heating and Natural Ventilation | 2024-09-04 |  | 1 | FALSE | 53.3927 | -2.9777 | SPM-DINGLE_T1_GRANBY_T1_ST_JAMES_T2 | 12807341000 | SP Energy Networks open data (API key): NDP SPM primary-group polygons + Capacity Heatmaps Information Model SPM + LTDS appendices 3/6 + NSHR
1996 | 42.1 | 2-4, ATHOL STREET | LIVERPOOL | L5 9TN | Liverpool |  | Workshop And Premises | industrial | 1 | 1093.85 | 11774 | GIA | 36750 | Athol St T1 / Chisenhale St T1 / Sandhills La T1 | inside-area | 0.54 | BOOTLE GT2A / BURLINGTON ST GT1 / LISTER DV A GT2 | LISTER DRIVE | SPM | 9.1 | primary | 9.133 | Green | 17.4 | 8.267 | thermal | 0 | 0 | 0 | 0 | 7.9 | BOOTLE GT2A / BURLINGTON ST GT1 / LISTER DV A GT2 | 61.868 | GREEN | 0 |  |  | 0 | 0 | 0 | 17.4 |  |  |  |  | Green (Over 5% headroom) | 64884 | 100 | 1.74 | 49 | 29 | 1230041 | [9 empty] | Lister Drive | LISTER DRIVE | 2 | 114 | 114 | 0 | 57 | 20 | 2026-09 | 38010193 | Offices and Workshop Businesses | 1267 | C | Natural Gas | 3 |  | Heating and Natural Ventilation | 2024-06-13 |  | 1 | FALSE | 53.424 | -2.9962 | SPM-ATHOL_ST_T1_CHISENHALE_ST_T1_SANDHILLS_LA_T1 | 15028065000 | SP Energy Networks open data (API key): NDP SPM primary-group polygons + Capacity Heatmaps Information Model SPM + LTDS appendices 3/6 + NSHR
1997 | 42.1 | UNITS 10 & 11, GRAIN STREET INDUSTRIAL ESTATE | LIVERPOOL | L8 4UH | Liverpool |  | Warehouse And Premises | industrial | 1 | 1056.7 | 11374 | GIA | 50000 | Dingle T1 / Granby T1 / St James T2 | inside-area | 0.77 | LISTER DV B GT3 / SPARLING ST GT1 / WAVERTREE GT2 | LISTER DRIVE | SPM | 9.1 | primary | 9.066 | Green | 17.5 | 8.434 | thermal | 0 | 0 | 0 | 0 | 7.2 | LISTER DV B GT3 / SPARLING ST GT1 / WAVERTREE GT2 | 51.671 | GREEN | 0 |  |  | 0 | 0 | 0 | 17.5 |  |  |  |  | Green (Over 5% headroom) | 64884 | 100 | 1.68 | 26 | 9 | 342445 | [9 empty] | Lister Drive | LISTER DRIVE | 2 | 114 | 114 | 0 | 57 | 20 | 2026-09 | [12 empty] | 53.3846 | -2.9694 | SPM-DINGLE_T1_GRANBY_T1_ST_JAMES_T2 | 6752101000 | SP Energy Networks open data (API key): NDP SPM primary-group polygons + Capacity Heatmaps Information Model SPM + LTDS appendices 3/6 + NSHR
1998 | 42.1 | SERVICE TEAM LTD, BIRCHALL STREET | LIVERPOOL | L20 8PA | Liverpool | SERVICE TEAM LTD | Warehouse And Premises | industrial | 1 | 1023 | 11011 | GIA | 29250 | Athol St T1 / Chisenhale St T1 / Sandhills La T1 | inside-area | 1.09 | BOOTLE GT2A / BURLINGTON ST GT1 / LISTER DV A GT2 | LISTER DRIVE | SPM | 9.1 | primary | 9.133 | Green | 17.4 | 8.267 | thermal | 0 | 0 | 0 | 0 | 7.9 | BOOTLE GT2A / BURLINGTON ST GT1 / LISTER DV A GT2 | 61.868 | GREEN | 0 |  |  | 0 | 0 | 0 | 17.4 |  |  |  |  | Green (Over 5% headroom) | 64884 | 100 | 1.63 | 26 | 29 | 1230804 | [9 empty] | Lister Drive | LISTER DRIVE | 2 | 114 | 114 | 0 | 57 | 20 | 2026-09 | [12 empty] | 53.4323 | -2.9979 | SPM-ATHOL_ST_T1_CHISENHALE_ST_T1_SANDHILLS_LA_T1 | 1202962000 | SP Energy Networks open data (API key): NDP SPM primary-group polygons + Capacity Heatmaps Information Model SPM + LTDS appendices 3/6 + NSHR
1999 | 42.1 | 1, MILFORD STREET | LIVERPOOL | L5 9ZE | Liverpool |  | Warehouse And Premises | industrial | 1 | 1007.7 | 10847 | GIA | 16500 | Athol St T1 / Chisenhale St T1 / Sandhills La T1 | inside-area | 0.54 | BOOTLE GT2A / BURLINGTON ST GT1 / LISTER DV A GT2 | LISTER DRIVE | SPM | 9.1 | primary | 9.133 | Green | 17.4 | 8.267 | thermal | 0 | 0 | 0 | 0 | 7.9 | BOOTLE GT2A / BURLINGTON ST GT1 / LISTER DV A GT2 | 61.868 | GREEN | 0 |  |  | 0 | 0 | 0 | 17.4 |  |  |  |  | Green (Over 5% headroom) | 64884 | 100 | 1.6 | 25 | 29 | 1230968 | [9 empty] | Lister Drive | LISTER DRIVE | 2 | 114 | 114 | 0 | 57 | 20 | 2026-09 | [12 empty] | 53.4269 | -2.9951 | SPM-ATHOL_ST_T1_CHISENHALE_ST_T1_SANDHILLS_LA_T1 | 5630497000 | SP Energy Networks open data (API key): NDP SPM primary-group polygons + Capacity Heatmaps Information Model SPM + LTDS appendices 3/6 + NSHR
2000 | 42.1 | UNIT 5, LUTON STREET | LIVERPOOL | L5 9XR | Liverpool |  | Warehouse And Premises | industrial | 1 | 1006 | 10828 | GIA | 22750 | Athol St T1 / Chisenhale St T1 / Sandhills La T1 | inside-area | 0.49 | BOOTLE GT2A / BURLINGTON ST GT1 / LISTER DV A GT2 | LISTER DRIVE | SPM | 9.1 | primary | 9.133 | Green | 17.4 | 8.267 | thermal | 0 | 0 | 0 | 0 | 7.9 | BOOTLE GT2A / BURLINGTON ST GT1 / LISTER DV A GT2 | 61.868 | GREEN | 0 |  |  | 0 | 0 | 0 | 17.4 |  |  |  |  | Green (Over 5% headroom) | 64884 | 100 | 1.6 | 25 | 29 | 1230987 | [9 empty] | Lister Drive | LISTER DRIVE | 2 | 114 | 114 | 0 | 57 | 20 | 2026-09 | 38096483 | Offices and Workshop Businesses | 454 | C | Grid Supplied Electricity | 3 |  | Heating and Natural Ventilation | 2024-01-18 |  | 0.5 | FALSE | 53.4269 | -2.9942 | SPM-ATHOL_ST_T1_CHISENHALE_ST_T1_SANDHILLS_LA_T1 | 4863878000 | SP Energy Networks open data (API key): NDP SPM primary-group polygons + Capacity Heatmaps Information Model SPM + LTDS appendices 3/6 + NSHR
2001 | 42.1 | TESCO 46, HANOVER STREET | LIVERPOOL | L1 4AF | Liverpool |  | Superstore And Premises | bigbox | 1 | 4800.4 | 51671 | GIA | 525000 | Cable St T1 / Gradwell St T2 / Oldham Place T2 | inside-area | 0.1 | BURLINGTON ST GT2 / LISTER DV B GT1 / PARADISE ST GT1 | LISTER DRIVE | SPM | 5.3 | primary | 5.263 | Green | 20 | 14.737 | thermal | 0 | 0 | 9 | 0 | 4.1 | BURLINGTON ST GT2 / LISTER DV B GT1 / PARADISE ST GT1 | 59.6 | GREEN | 0 |  |  | 0 | 0 | 0 | 20 |  |  |  |  | Green (Over 5% headroom) | 37790 | 73 | 7.63 | 432 | 5 | 100738 | [9 empty] | Lister Drive | LISTER DRIVE | 2 | 114 | 114 | 0 | 57 | 20 | 2026-09 | [12 empty] | 53.4038 | -2.9827 | SPM-CABLE_ST_T1_GRADWELL_ST_T2_OLDHAM_PLACE_T2 | 9333497000 | SP Energy Networks open data (API key): NDP SPM primary-group polygons + Capacity Heatmaps Information Model SPM + LTDS appendices 3/6 + NSHR
2002 | 42.1 | TOOLPAK PLC, RHOSDDU INDUSTRIAL ESTATE | WREXHAM | LL11 4YL | Wrexham |  | Warehouse And Premises | industrial | 1 | 2334.97 | 25133 | GIA | 64000 | Pandy T1 / Pandy T2 | inside-area | 1.35 | BRYMBO GT1 / LEGACY LOCAL GT1 / MARCHWIEL GT1 / MARCHWIEL GT2 / WREXHAM GT1 | LEGACY | SPM | 1.6 | primary | 1.597 | Green | 10 | 8.403 | thermal | 0 | 0 | 0 | 0 | -0.2 | BRYMBO GT1 / LEGACY LOCAL GT1 / MARCHWIEL GT1 / MARCHWIEL GT2 / WREXHAM GT1 | 41.8508 | GREEN | 1.6 |  |  | 0 | 0 | 0 | 10 |  |  |  |  | Green (Over 5% headroom) | 11408 | 45 | 3.71 | 58 | 8 | 173619 | [9 empty] | Legacy | LEGACY | 5 | 1714 | 1714 | 0 | 0 | 0 | 2024-08 | 10013547841 | Storage or Distribution | 3387 | E | Grid Supplied Electricity | 3 |  | Heating and Natural Ventilation | 2025-11-13 |  | 1 | FALSE | 53.065 | -3.005 | SPM-PANDY_T1_PANDY_T2 | 2915951000 | SP Energy Networks open data (API key): NDP SPM primary-group polygons + Capacity Heatmaps Information Model SPM + LTDS appendices 3/6 + NSHR
2003 | 42.1 | RHOSDDU INDUSTRIAL ESTATE | WREXHAM | LL11 4YL | Wrexham | WHITE ARROW LTD | Warehouse And Premises | industrial | 1 | 2283.38 | 24578 | GIA | 61000 | Pandy T1 / Pandy T2 | inside-area | 1.35 | BRYMBO GT1 / LEGACY LOCAL GT1 / MARCHWIEL GT1 / MARCHWIEL GT2 / WREXHAM GT1 | LEGACY | SPM | 1.6 | primary | 1.597 | Green | 10 | 8.403 | thermal | 0 | 0 | 0 | 0 | -0.2 | BRYMBO GT1 / LEGACY LOCAL GT1 / MARCHWIEL GT1 / MARCHWIEL GT2 / WREXHAM GT1 | 41.8508 | GREEN | 1.6 |  |  | 0 | 0 | 0 | 10 |  |  |  |  | Green (Over 5% headroom) | 11408 | 46 | 3.63 | 57 | 8 | 174174 | [9 empty] | Legacy | LEGACY | 5 | 1714 | 1714 | 0 | 0 | 0 | 2024-08 | 10023171141 | B1 Offices and Workshop businesses | 171 | F | Grid Supplied Electricity | 3 |  | Heating and Natural Ventilation | 2014-07-14 |  | 1 | FALSE | 53.065 | -3.005 | SPM-PANDY_T1_PANDY_T2 | 143715206 | SP Energy Networks open data (API key): NDP SPM primary-group polygons + Capacity Heatmaps Information Model SPM + LTDS appendices 3/6 + NSHR
2004 | 42.1 | UNITS 1-6 THE GRANGE, RHOSDDU INDUSTRIAL ESTATE | WREXHAM | LL11 4YY | Wrexham |  | Warehouse And Premises | industrial | 1 | 2198.78 | 23667 | GIA | 90500 | Pandy T1 / Pandy T2 | inside-area | 1.21 | BRYMBO GT1 / LEGACY LOCAL GT1 / MARCHWIEL GT1 / MARCHWIEL GT2 / WREXHAM GT1 | LEGACY | SPM | 1.6 | primary | 1.597 | Green | 10 | 8.403 | thermal | 0 | 0 | 0 | 0 | -0.2 | BRYMBO GT1 / LEGACY LOCAL GT1 / MARCHWIEL GT1 / MARCHWIEL GT2 / WREXHAM GT1 | 41.8508 | GREEN | 1.6 |  |  | 0 | 0 | 0 | 10 |  |  |  |  | Green (Over 5% headroom) | 11408 | 48 | 3.49 | 55 | 8 | 175085 | [9 empty] | Legacy | LEGACY | 5 | 1714 | 1714 | 0 | 0 | 0 | 2024-08 | 10023171144 | B8 Storage or Distribution | 1933 | D | Natural Gas | 3 |  | Heating and Natural Ventilation | 2017-05-26 |  | 0.75 | FALSE | 53.0664 | -3.0044 | SPM-PANDY_T1_PANDY_T2 | 12559765000 | SP Energy Networks open data (API key): NDP SPM primary-group polygons + Capacity Heatmaps Information Model SPM + LTDS appendices 3/6 + NSHR
2005 | 42.1 | UNITS 41A & 51, RHOSDDU INDUSTRIAL ESTATE | WREXHAM | LL11 4YL | Wrexham |  | Workshop And Premises | industrial | 1 | 1986.71 | 21385 | GIA | 62000 | Pandy T1 / Pandy T2 | inside-area | 1.35 | BRYMBO GT1 / LEGACY LOCAL GT1 / MARCHWIEL GT1 / MARCHWIEL GT2 / WREXHAM GT1 | LEGACY | SPM | 1.6 | primary | 1.597 | Green | 10 | 8.403 | thermal | 0 | 0 | 0 | 0 | -0.2 | BRYMBO GT1 / LEGACY LOCAL GT1 / MARCHWIEL GT1 / MARCHWIEL GT2 / WREXHAM GT1 | 41.8508 | GREEN | 1.6 |  |  | 0 | 0 | 0 | 10 |  |  |  |  | Green (Over 5% headroom) | 11408 | 53 | 3.16 | 89 | 8 | 177367 | [9 empty] | Legacy | LEGACY | 5 | 1714 | 1714 | 0 | 0 | 0 | 2024-08 | 10091694773 | B2 to B7 General Industrial and Special Industrial Groups | 2220 | D | Grid Supplied Electricity | 3 |  | Heating and Natural Ventilation | 2019-08-22 |  | 0.67 | FALSE | 53.065 | -3.005 | SPM-PANDY_T1_PANDY_T2 | 14761842000 | SP Energy Networks open data (API key): NDP SPM primary-group polygons + Capacity Heatmaps Information Model SPM + LTDS appendices 3/6 + NSHR
2006 | 42.1 | RHOSDDU CARPETS, RHOSDDU INDUSTRIAL ESTATE | WREXHAM | LL11 4YL | Wrexham |  | Warehouse And Premises | industrial | 1 | 1911.88 | 20579 | GIA | 48500 | Pandy T1 / Pandy T2 | inside-area | 1.35 | BRYMBO GT1 / LEGACY LOCAL GT1 / MARCHWIEL GT1 / MARCHWIEL GT2 / WREXHAM GT1 | LEGACY | SPM | 1.6 | primary | 1.597 | Green | 10 | 8.403 | thermal | 0 | 0 | 0 | 0 | -0.2 | BRYMBO GT1 / LEGACY LOCAL GT1 / MARCHWIEL GT1 / MARCHWIEL GT2 / WREXHAM GT1 | 41.8508 | GREEN | 1.6 |  |  | 0 | 0 | 0 | 10 |  |  |  |  | Green (Over 5% headroom) | 11408 | 55 | 3.04 | 48 | 8 | 178173 | [9 empty] | Legacy | LEGACY | 5 | 1714 | 1714 | 0 | 0 | 0 | 2024-08 | [12 empty] | 53.065 | -3.005 | SPM-PANDY_T1_PANDY_T2 | 1644520000 | SP Energy Networks open data (API key): NDP SPM primary-group polygons + Capacity Heatmaps Information Model SPM + LTDS appendices 3/6 + NSHR
2007 | 42 | UNIT 23, FOURTH AVENUE | DEESIDE | CH5 2NR | Flintshire |  | Factory And Premises; Warehouse And Premises; Workshop And Premises | industrial | 4 | 23507.86 | 253036 | GIA | 1214500 | Optical Fibres T1 / Shotwick T1 / Walbro T1 | inside-area | 0.1 | DEESIDE PK GRID GT1 / SIXTH AVE GRID GT1 | CONNAHS QUAY - PENTIR - ST ASAPH | SPM | 9 | primary | 9.035 | Green | 20 | 10.965 | thermal | 0 | 16.5 | 0 | 16.5 | 7.9 | DEESIDE PK GRID GT1 / SIXTH AVE GRID GT1 | 9.814 | GREEN | 0 |  |  | 0 | 0 | 0 | 20 |  |  |  |  | Green (Over 5% headroom) | 64171 | 25 | 37.36 | 1410 | 24 | 3333818 | [9 empty] | Connahs Quay / SASA | [20 empty] | 53.2314 | -3.0131 | SPM-OPTICAL_FIBRES_T1_SHOTWICK_T1_WALBRO_T1 | 153038206;144722206;144721206;144723206 | SP Energy Networks open data (API key): NDP SPM primary-group polygons + Capacity Heatmaps Information Model SPM + LTDS appendices 3/6 + NSHR
2008 | 42 | UNIT 2 AND WAREHOUSE UNIT 2, SECOND AVENUE | DEESIDE | CH5 2NX | Flintshire |  | Warehouse And Premises | industrial | 3 | 23325.44 | 251073 | GIA | 1145000 | Optical Fibres T1 / Shotwick T1 / Walbro T1 | inside-area | 0.14 | DEESIDE PK GRID GT1 / SIXTH AVE GRID GT1 | CONNAHS QUAY - PENTIR - ST ASAPH | SPM | 9 | primary | 9.035 | Green | 20 | 10.965 | thermal | 0 | 16.5 | 0 | 16.5 | 7.9 | DEESIDE PK GRID GT1 / SIXTH AVE GRID GT1 | 9.814 | GREEN | 0 |  |  | 0 | 0 | 0 | 20 |  |  |  |  | Green (Over 5% headroom) | 64171 | 26 | 37.07 | 583 | 24 | 3335781 | [9 empty] | Connahs Quay / SASA | [8 empty] | 10093285390 | B1 Offices and Workshop businesses | 3467 | C | Grid Supplied Electricity | 3 |  | Heating and Natural Ventilation | 2013-08-14 |  | 1 | FALSE | 53.2319 | -3.0103 | SPM-OPTICAL_FIBRES_T1_SHOTWICK_T1_WALBRO_T1 | 14056431000;14056431000;14056431000 | SP Energy Networks open data (API key): NDP SPM primary-group polygons + Capacity Heatmaps Information Model SPM + LTDS appendices 3/6 + NSHR
2009 | 42 | PLOT 19, FOURTH AVENUE ZONE 2 | DEESIDE | CH5 2NR | Flintshire |  | Warehouse And Premises | industrial | 1 | 14963.45 | 161065 | GIA | 740000 | Optical Fibres T1 / Shotwick T1 / Walbro T1 | inside-area | 0.1 | DEESIDE PK GRID GT1 / SIXTH AVE GRID GT1 | CONNAHS QUAY - PENTIR - ST ASAPH | SPM | 9 | primary | 9.035 | Green | 20 | 10.965 | thermal | 0 | 16.5 | 0 | 16.5 | 7.9 | DEESIDE PK GRID GT1 / SIXTH AVE GRID GT1 | 9.814 | GREEN | 0 |  |  | 0 | 0 | 0 | 20 |  |  |  |  | Green (Over 5% headroom) | 64171 | 40 | 23.78 | 374 | 24 | 3425789 | [9 empty] | Connahs Quay / SASA | [20 empty] | 53.2314 | -3.0131 | SPM-OPTICAL_FIBRES_T1_SHOTWICK_T1_WALBRO_T1 | 4457697000 | SP Energy Networks open data (API key): NDP SPM primary-group polygons + Capacity Heatmaps Information Model SPM + LTDS appendices 3/6 + NSHR
2010 | 42 | 70, GRANGE ROAD EAST | BIRKENHEAD | CH41 5FD | Wirral |  | Offices And Premises | office | 1 | 2650.96 | 28535 | NIA | 287500 | Birkenhead Central T1 / Singleton Ave T1 / Tranmere T1 | inside-area | 0.82 | PRENTON GRID GT1 / ROCK FERRY GT1 | BIRKENHEAD | SPM | 9 | primary | 9.037 | Green | 18.2 | 9.163 | thermal | 0 | 0 | 0 | 0 | 7.3 | PRENTON GRID GT1 / ROCK FERRY GT1 | 18.455 | GREEN | 0 |  |  | 0 | 0 | 0 | 18.2 |  |  |  |  | Green (Over 5% headroom) | 64171 | 100 | 4.21 | 186 | 9 | 317514 | [9 empty] | Birkenhead | BIRKENHEAD | 0 | 0 | 0 | 0 | 0 | 90 | [13 empty] | 53.3897 | -3.0197 | SPM-BIRKENHEAD_CENTRAL_T1_SINGLETON_AVE_T1_TRANMERE_T1 | 14978271000 | SP Energy Networks open data (API key): NDP SPM primary-group polygons + Capacity Heatmaps Information Model SPM + LTDS appendices 3/6 + NSHR
2011 | 42 | COMMERCIAL COLOURS WEIGHBRIDGE ROAD | DEESIDE | CH5 2LL | Flintshire |  | Garage, Office And Premises | office | 1 | 2638.93 | 28405 | GIA | 79500 | Optical Fibres T1 / Shotwick T1 / Walbro T1 | inside-area | 1.5 | DEESIDE PK GRID GT1 / SIXTH AVE GRID GT1 | CONNAHS QUAY - PENTIR - ST ASAPH | SPM | 9 | primary | 9.035 | Green | 20 | 10.965 | thermal | 0 | 16.5 | 0 | 16.5 | 7.9 | DEESIDE PK GRID GT1 / SIXTH AVE GRID GT1 | 9.814 | GREEN | 0 |  |  | 0 | 0 | 0 | 20 |  |  |  |  | Green (Over 5% headroom) | 64171 | 100 | 4.19 | 185 | 24 | 3558449 | [9 empty] | Connahs Quay / SASA | [20 empty] | 53.238 | -3.031 | SPM-OPTICAL_FIBRES_T1_SHOTWICK_T1_WALBRO_T1 | 8530683000 | SP Energy Networks open data (API key): NDP SPM primary-group polygons + Capacity Heatmaps Information Model SPM + LTDS appendices 3/6 + NSHR
2012 | 42 | EUROPA BOULEVARD | BIRKENHEAD | CH41 4PE | Wirral | MERSEYSIDE PROBATION CENTRE | Offices And Premises | office | 2 | 2599.36 | 27979 | NIA | 253000 | Birkenhead Central T1 / Singleton Ave T1 / Tranmere T1 | inside-area | 1.18 | PRENTON GRID GT1 / ROCK FERRY GT1 | BIRKENHEAD | SPM | 9 | primary | 9.037 | Green | 18.2 | 9.163 | thermal | 0 | 0 | 0 | 0 | 7.3 | PRENTON GRID GT1 / ROCK FERRY GT1 | 18.455 | GREEN | 0 |  |  | 0 | 0 | 0 | 18.2 |  |  |  |  | Green (Over 5% headroom) | 64171 | 100 | 4.13 | 182 | 9 | 318070 | [9 empty] | Birkenhead | BIRKENHEAD | 0 | 0 | 0 | 0 | 0 | 90 |  | 42175843 | Offices and Workshop Businesses | 1378 | D | Natural Gas | 3 |  | Air Conditioning | 2023-10-11 |  | 1 | FALSE | 53.3927 | -3.022 | SPM-BIRKENHEAD_CENTRAL_T1_SINGLETON_AVE_T1_TRANMERE_T1 | 1156284000;4064232000 | SP Energy Networks open data (API key): NDP SPM primary-group polygons + Capacity Heatmaps Information Model SPM + LTDS appendices 3/6 + NSHR
2013 | 42 | CONWAY BUILDING, CONWAY STREET | BIRKENHEAD | CH41 6JD | Wirral |  | Offices And Premises | office | 1 | 2327.7 | 25055 | NIA | 117000 | Birkenhead Central T1 / Singleton Ave T1 / Tranmere T1 | inside-area | 1.01 | PRENTON GRID GT1 / ROCK FERRY GT1 | BIRKENHEAD | SPM | 9 | primary | 9.037 | Green | 18.2 | 9.163 | thermal | 0 | 0 | 0 | 0 | 7.3 | PRENTON GRID GT1 / ROCK FERRY GT1 | 18.455 | GREEN | 0 |  |  | 0 | 0 | 0 | 18.2 |  |  |  |  | Green (Over 5% headroom) | 64171 | 100 | 3.7 | 163 | 9 | 320994 | [9 empty] | Birkenhead | BIRKENHEAD | 0 | 0 | 0 | 0 | 0 | 90 |  | 42027597 | A3/A4/A5 Restaurant and Cafes/Drinking Establishments and Hot Food takeaways | 950 | D | Grid Supplied Electricity | 3 |  | Air Conditioning | 2018-01-19 |  | 1 | FALSE | 53.3913 | -3.0203 | SPM-BIRKENHEAD_CENTRAL_T1_SINGLETON_AVE_T1_TRANMERE_T1 | 293123132 | SP Energy Networks open data (API key): NDP SPM primary-group polygons + Capacity Heatmaps Information Model SPM + LTDS appendices 3/6 + NSHR
2014 | 42 | UNIT 10, FOURTH AVENUE ZONE 2 | DEESIDE | CH5 2NR | Flintshire |  | Warehouse And Premises | industrial | 1 | 1364.96 | 14692 | GIA | 101000 | Optical Fibres T1 / Shotwick T1 / Walbro T1 | inside-area | 0.1 | DEESIDE PK GRID GT1 / SIXTH AVE GRID GT1 | CONNAHS QUAY - PENTIR - ST ASAPH | SPM | 9 | primary | 9.035 | Green | 20 | 10.965 | thermal | 0 | 16.5 | 0 | 16.5 | 7.9 | DEESIDE PK GRID GT1 / SIXTH AVE GRID GT1 | 9.814 | GREEN | 0 |  |  | 0 | 0 | 0 | 20 |  |  |  |  | Green (Over 5% headroom) | 64171 | 100 | 2.17 | 34 | 24 | 3572162 | [9 empty] | Connahs Quay / SASA | [20 empty] | 53.2314 | -3.0131 | SPM-OPTICAL_FIBRES_T1_SHOTWICK_T1_WALBRO_T1 | 4359242000 | SP Energy Networks open data (API key): NDP SPM primary-group polygons + Capacity Heatmaps Information Model SPM + LTDS appendices 3/6 + NSHR
2015 | 42 | ROAD RANGE LTD SECOND AVENUE ZONE 2 | DEESIDE | CH5 2NX | Flintshire |  | Factory And Premises | industrial | 1 | 1355.16 | 14587 | GIA | 89500 | Optical Fibres T1 / Shotwick T1 / Walbro T1 | inside-area | 0.14 | DEESIDE PK GRID GT1 / SIXTH AVE GRID GT1 | CONNAHS QUAY - PENTIR - ST ASAPH | SPM | 9 | primary | 9.035 | Green | 20 | 10.965 | thermal | 0 | 16.5 | 0 | 16.5 | 7.9 | DEESIDE PK GRID GT1 / SIXTH AVE GRID GT1 | 9.814 | GREEN | 0 |  |  | 0 | 0 | 0 | 20 |  |  |  |  | Green (Over 5% headroom) | 64171 | 100 | 2.15 | 81 | 24 | 3572267 | [9 empty] | Connahs Quay / SASA | [8 empty] | 10013705616 | Offices and Workshop Businesses | 1375 | C | Natural Gas | 3 | 1 | Heating and Natural Ventilation | 2025-11-17 |  | 0.75 | FALSE | 53.2319 | -3.0103 | SPM-OPTICAL_FIBRES_T1_SHOTWICK_T1_WALBRO_T1 | 8246202000 | SP Energy Networks open data (API key): NDP SPM primary-group polygons + Capacity Heatmaps Information Model SPM + LTDS appendices 3/6 + NSHR
2016 | 42 | NEW UNIT, TENTH AVENUE, ZONE 3 | DEESIDE | CH5 2UA | Flintshire |  | Warehouse And Premises | industrial | 1 | 1309.17 | 14092 | GIA | 78500 | Optical Fibres T1 / Shotwick T1 / Walbro T1 | inside-area | 0.82 | DEESIDE PK GRID GT1 / SIXTH AVE GRID GT1 | CONNAHS QUAY - PENTIR - ST ASAPH | SPM | 9 | primary | 9.035 | Green | 20 | 10.965 | thermal | 0 | 16.5 | 0 | 16.5 | 7.9 | DEESIDE PK GRID GT1 / SIXTH AVE GRID GT1 | 9.814 | GREEN | 0 |  |  | 0 | 0 | 0 | 20 |  |  |  |  | Green (Over 5% headroom) | 64171 | 100 | 2.08 | 33 | 24 | 3572762 | [9 empty] | Connahs Quay / SASA | [8 empty] | 10023846435 | B8 Storage or Distribution | 2020 | C | Natural Gas | 3 |  | Heating and Natural Ventilation | 2015-05-06 |  | 0.5 | FALSE | 53.2359 | -3.0211 | SPM-OPTICAL_FIBRES_T1_SHOTWICK_T1_WALBRO_T1 | 4543061000 | SP Energy Networks open data (API key): NDP SPM primary-group polygons + Capacity Heatmaps Information Model SPM + LTDS appendices 3/6 + NSHR
2017 | 42 | RHYDGWYSTL | PWLLHELI | LL53 6SB | Gwynedd |  | Factory And Premises | industrial | 1 | 11499.33 | 123778 | GIA | 119000 | Four Crosses T1 | inside-area | 0.91 | FOUR CROSSES GT2 / MAENTWROG GT1 / MAENTWROG GT2 | TRAWSFYNYDD | SPM | 1.5 | primary | 1.5 | Green | 4 | 2.5 | thermal | 0 | 0 | 0 | 0 | 1.2 | FOUR CROSSES GT2 / MAENTWROG GT1 / MAENTWROG GT2 | 4.306 | GREEN | 0 |  |  | 0 | 0 | 0 | 4 |  |  |  |  | Green (Over 5% headroom) | 10695 | 9 | 18.27 | 690 | 3 | 83845 | [9 empty] | Pentir | TRAWSFYNYDD | 1 | 940 | 0 | 0 | 0 | 10 | 2037-11 | [12 empty] | 52.9255 | -4.3748 | SPM-FOUR_CROSSES_T1 | 6737041000 | SP Energy Networks open data (API key): NDP SPM primary-group polygons + Capacity Heatmaps Information Model SPM + LTDS appendices 3/6 + NSHR
2018 | 42 | WYNNSTAY GROUP PLC, RHOSFAWR | PWLLHELI | LL53 6NF | Gwynedd |  | Warehouse And Premises | industrial | 1 | 4959.8 | 53387 | GIA | 66500 | Four Crosses T1 | inside-area | 1.98 | FOUR CROSSES GT2 / MAENTWROG GT1 / MAENTWROG GT2 | TRAWSFYNYDD | SPM | 1.5 | primary | 1.5 | Green | 4 | 2.5 | thermal | 0 | 0 | 0 | 0 | 1.2 | FOUR CROSSES GT2 / MAENTWROG GT1 / MAENTWROG GT2 | 4.306 | GREEN | 0 |  |  | 0 | 0 | 0 | 4 |  |  |  |  | Green (Over 5% headroom) | 10695 | 20 | 7.88 | 124 | 3 | 154236 | [9 empty] | Pentir | TRAWSFYNYDD | 1 | 940 | 0 | 0 | 0 | 10 | 2037-11 | [12 empty] | 52.9329 | -4.4134 | SPM-FOUR_CROSSES_T1 | 10882161000 | SP Energy Networks open data (API key): NDP SPM primary-group polygons + Capacity Heatmaps Information Model SPM + LTDS appendices 3/6 + NSHR
2019 | 42 | HAFREN FURNISHERS, FOUNDRY TERRACE | LLANIDLOES | SY18 6AY | Powys 1 (Montgomeryshire) |  | Warehouse And Premises | industrial | 1 | 4763.54 | 51274 | GIA | 51000 | Llanidloes T1 / Llanidloes T2 | inside-area | 0.77 | LEGACY LOCAL GT2 / NEWTOWN GT2 / OSWESTRY GT8 / WELSHPOOL GT1 | LEGACY | SPM | 1.5 | primary | 1.52 | Green | 5.7 | 4.144 | thermal | 0.1 | 0.3 | 0 | 0.4 | 0.2 | LEGACY LOCAL GT2 / NEWTOWN GT2 / OSWESTRY GT8 / WELSHPOOL GT1 | 60.6676 | GREEN | 0 |  |  | 0 | 0 | 0 | 5.7 |  |  |  |  | Green (Over 5% headroom) | 10695 | 21 | 7.57 | 119 | 4 | 111413 | [9 empty] | Trawsfynydd | LEGACY | 5 | 1714 | 1714 | 0 | 0 | 0 | 2024-08 | [12 empty] | 52.4487 | -3.5375 | SPM-LLANIDLOES_T1_LLANIDLOES_T2 | 175772206 | SP Energy Networks open data (API key): NDP SPM primary-group polygons + Capacity Heatmaps Information Model SPM + LTDS appendices 3/6 + NSHR
2020 | 42 | THE WOOL STORE | MACHYNLLETH | SY20 9LT | Gwynedd |  | Warehouse And Premises | industrial | 1 | 3238.87 | 34863 | GIA | 33750 | Cemmaes Rd T1 | inside-area | 9.89 | FOUR CROSSES GT2 / MAENTWROG GT1 / MAENTWROG GT2 | TRAWSFYNYDD | SPM | 1.5 | primary | 1.532 | Green | 4 | 2.45 | thermal | 0 | 0.5 | 0 | 0.5 | 0.8 | FOUR CROSSES GT2 / MAENTWROG GT1 / MAENTWROG GT2 | 4.306 | GREEN | 0 |  |  | 0 | 0 | 0 | 4 |  |  |  |  | Green (Over 5% headroom) | 10695 | 31 | 5.15 | 81 | 0 | 0 | [9 empty] | Trawsfynydd | TRAWSFYNYDD | 1 | 940 | 0 | 0 | 0 | 10 | 2037-11 | [12 empty] | 52.7085 | -3.692 | SPM-CEMMAES_RD_T1 | 137192202 | SP Energy Networks open data (API key): NDP SPM primary-group polygons + Capacity Heatmaps Information Model SPM + LTDS appendices 3/6 + NSHR
2021 | 42 | HAFREN FURNISHERS, WESTGATE STREET | LLANIDLOES | SY18 6HL | Powys 1 (Montgomeryshire) |  | Workshop And Premises | industrial | 1 | 2222.43 | 23922 | GIA | 38500 | Llanidloes T1 / Llanidloes T2 | inside-area | 0.62 | LEGACY LOCAL GT2 / NEWTOWN GT2 / OSWESTRY GT8 / WELSHPOOL GT1 | LEGACY | SPM | 1.5 | primary | 1.52 | Green | 5.7 | 4.144 | thermal | 0.1 | 0.3 | 0 | 0.4 | 0.2 | LEGACY LOCAL GT2 / NEWTOWN GT2 / OSWESTRY GT8 / WELSHPOOL GT1 | 60.6676 | GREEN | 0 |  |  | 0 | 0 | 0 | 5.7 |  |  |  |  | Green (Over 5% headroom) | 10695 | 45 | 3.53 | 100 | 4 | 138765 | [9 empty] | Trawsfynydd | LEGACY | 5 | 1714 | 1714 | 0 | 0 | 0 | 2024-08 | [12 empty] | 52.452 | -3.5427 | SPM-LLANIDLOES_T1_LLANIDLOES_T2 | 7753091000 | SP Energy Networks open data (API key): NDP SPM primary-group polygons + Capacity Heatmaps Information Model SPM + LTDS appendices 3/6 + NSHR
2022 | 42 | WORKSHOP GARREG QUARRY | WELSHPOOL | SY21 8ED | Powys 1 (Montgomeryshire) |  | Workshop And Premises | industrial | 1 | 2023.28 | 21778 | GIA | 40750 | Criggion Radio Station T1 | inside-area | 2.42 | LEGACY LOCAL GT2 / NEWTOWN GT2 / OSWESTRY GT8 / WELSHPOOL GT1 | LEGACY | SPM | 1.5 | primary | 1.519 | Green | 4 | 1.781 | thermal | 0.7 | 0 | 0 | 0.7 | 2.1 | LEGACY LOCAL GT2 / NEWTOWN GT2 / OSWESTRY GT8 / WELSHPOOL GT1 | 60.6676 | GREEN | 0 |  |  | 0 | 0 | 0 | 4 |  |  |  |  | Green (Over 5% headroom) | 10695 | 49 | 3.22 | 91 | 0 | 0 | [9 empty] | Legacy | LEGACY | 5 | 1714 | 1714 | 0 | 0 | 0 | 2024-08 | [12 empty] | 52.703 | -3.0711 | SPM-CRIGGION_RADIO_STATION_T1 | 177915206 | SP Energy Networks open data (API key): NDP SPM primary-group polygons + Capacity Heatmaps Information Model SPM + LTDS appendices 3/6 + NSHR
2023 | 41.9 | UNITS 3-4, BORDER RETAIL PARK | WREXHAM | LL13 9SE | Wrexham |  | Retail Warehouse And Premises | bigbox | 2 | 5990.98 | 64486 | GIA | 675000 | Ash Rd T1 / Kelloggs (Wrexham) T1 / Kelloggs (Wrexham) T2 | inside-area | 2.32 | BRYMBO GT1 / LEGACY LOCAL GT1 / MARCHWIEL GT1 / MARCHWIEL GT2 / WREXHAM GT1 | LEGACY | SPM | 5.2 | primary | 5.2336 | Green | 20 | 14.7664 | thermal | 0 | 0 | 0 | 0 | 3.5 | BRYMBO GT1 / LEGACY LOCAL GT1 / MARCHWIEL GT1 / MARCHWIEL GT2 / WREXHAM GT1 | 41.8508 | GREEN | 1.6 |  |  | 0 | 0 | 0 | 20 |  |  |  |  | Green (Over 5% headroom) | 37077 | 57 | 9.52 | 539 | 37 | 5216829 | [9 empty] | Legacy | LEGACY | 5 | 1714 | 1714 | 0 | 0 | 0 | 2024-08 | [12 empty] | 53.067 | -2.9471 | SPM-ASH_RD_T1_KELLOGGS_WREXHAM_T1_KELLOGGS_WREXHAM_T2 | 15039129000;2509304000 | SP Energy Networks open data (API key): NDP SPM primary-group polygons + Capacity Heatmaps Information Model SPM + LTDS appendices 3/6 + NSHR
2024 | 41.9 | WATERWAYS, HOLT ROAD | WREXHAM | LL13 9SA | Wrexham |  | Garden Centre | bigbox | 1 | 5791.15 | 62335 | NIA | 37000 | Ash Rd T1 / Kelloggs (Wrexham) T1 / Kelloggs (Wrexham) T2 | inside-area | 2.19 | BRYMBO GT1 / LEGACY LOCAL GT1 / MARCHWIEL GT1 / MARCHWIEL GT2 / WREXHAM GT1 | LEGACY | SPM | 5.2 | primary | 5.2336 | Green | 20 | 14.7664 | thermal | 0 | 0 | 0 | 0 | 3.5 | BRYMBO GT1 / LEGACY LOCAL GT1 / MARCHWIEL GT1 / MARCHWIEL GT2 / WREXHAM GT1 | 41.8508 | GREEN | 1.6 |  |  | 0 | 0 | 0 | 20 |  |  |  |  | Green (Over 5% headroom) | 37077 | 59 | 9.2 | 521 | 37 | 5218980 | [9 empty] | Legacy | LEGACY | 5 | 1714 | 1714 | 0 | 0 | 0 | 2024-08 | [12 empty] | 53.0603 | -2.9574 | SPM-ASH_RD_T1_KELLOGGS_WREXHAM_T1_KELLOGGS_WREXHAM_T2 | 11809235000 | SP Energy Networks open data (API key): NDP SPM primary-group polygons + Capacity Heatmaps Information Model SPM + LTDS appendices 3/6 + NSHR
2025 | 41.9 | THORNCLIFFE BUILDING SUPPLIES, QUEENSWAY | WREXHAM | LL13 9YR | Wrexham |  | Builders Merchant And Premises | bigbox | 1 | 2769.59 | 29812 | GIA | 130000 | Ash Rd T1 / Kelloggs (Wrexham) T1 / Kelloggs (Wrexham) T2 | inside-area | 4.33 | BRYMBO GT1 / LEGACY LOCAL GT1 / MARCHWIEL GT1 / MARCHWIEL GT2 / WREXHAM GT1 | LEGACY | SPM | 5.2 | primary | 5.2336 | Green | 20 | 14.7664 | thermal | 0 | 0 | 0 | 0 | 3.5 | BRYMBO GT1 / LEGACY LOCAL GT1 / MARCHWIEL GT1 / MARCHWIEL GT2 / WREXHAM GT1 | 41.8508 | GREEN | 1.6 |  |  | 0 | 0 | 0 | 20 |  |  |  |  | Green (Over 5% headroom) | 37077 | 100 | 4.4 | 249 | 37 | 5251503 | [9 empty] | Legacy | LEGACY | 5 | 1714 | 1714 | 0 | 0 | 0 | 2024-08 | [12 empty] | 53.0753 | -2.8845 | SPM-ASH_RD_T1_KELLOGGS_WREXHAM_T1_KELLOGGS_WREXHAM_T2 | 15095502000 | SP Energy Networks open data (API key): NDP SPM primary-group polygons + Capacity Heatmaps Information Model SPM + LTDS appendices 3/6 + NSHR
2026 | 41.9 | VEOLIA ALEXANDRA WAREHOUSE, RAVENHEAD ROAD | ST HELENS | WA10 3LR | St Helens |  | Warehouse And Premises | industrial | 1 | 6603.95 | 71084 | GIA | 140000 | Lea Green T1 / Pilkingtons Ho T1 / Ravenhead Retail Pk T1 / Somerfield Distribution T1 | inside-area | 2.31 | BOLD G2B / RAVENHEAD G1A2 / ST HELENS GT2A | RAINHILL | SPM | 1.4 | primary | 1.3736 | Green | 20 | 18.6264 | thermal | 0 | 0 | 0 | 0 | -2.6 | BOLD G4B / RAVENHEAD G1A2 / ST HELENS GT2A | 20.6708 | GREEN | 0 |  |  | 0 | 0 | 0 | 20 |  |  |  |  | Green (Over 5% headroom) | 9982 | 14 | 10.49 | 165 | 11 | 2752598 | [9 empty] | Rainhill | RAINHILL | 1 | 85.5 | 85.5 | 0 | 0 | 57 | 2026-09 | 39092211 | D1 Non-residential Institutions - Community/Day Centre | 6725 | C | Grid Supplied Electricity | 3 |  | Heating and Natural Ventilation | 2012-03-30 |  | 0.75 | FALSE | 53.4424 | -2.7528 | SPM-LEA_GREEN_T1_PILKINGTONS_HO_T1_RAVENHEAD_RETAIL_PK_T1_SOMERF | 11196446000 | SP Energy Networks open data (API key): NDP SPM primary-group polygons + Capacity Heatmaps Information Model SPM + LTDS appendices 3/6 + NSHR
2027 | 41.9 | ST HELENS MBC HARDSHAW BROOK DEPOT, PARR STREET | ST HELENS | WA9 1JU | St Helens |  | Storage Depot And Premises | industrial | 1 | 5718.69 | 61555 | GIA | 142000 | Chalon Way T1 / Technology Campus T1 / Woodville St T1 | inside-area | 0.33 | RAVENHEAD G1A1 / ST HELENS GT2B / WINDLE GT1 | RAINHILL | SPM | 1.4 | primary | 1.43 | Green | 9.1 | 7.67 | thermal | 0 | 0 | 0 | 0 | -0.4 | RAVENHEAD G1A1 / ST HELENS GT2B / WINDLE GT1 | 26.66 | GREEN | 17.1 |  |  | 0 | 0 | 0 | 9.1 |  |  |  |  | Green (Over 5% headroom) | 9982 | 16 | 9.09 | 143 | 17 | 618739 | [9 empty] | Rainhill | RAINHILL | 1 | 85.5 | 85.5 | 0 | 0 | 57 | 2026-09 | [12 empty] | 53.4518 | -2.7283 | SPM-CHALON_WAY_T1_TECHNOLOGY_CAMPUS_T1_WOODVILLE_ST_T1 | 1915890000 | SP Energy Networks open data (API key): NDP SPM primary-group polygons + Capacity Heatmaps Information Model SPM + LTDS appendices 3/6 + NSHR
2028 | 41.9 | 2, NAVIGATION ROAD | ST HELENS | WA9 1LT | St Helens |  | Factory And Premises; Workshop And Premises | industrial | 2 | 4026.9 | 43345 | GIA | 239000 | Chalon Way T1 / Technology Campus T1 / Woodville St T1 | inside-area | 0.87 | RAVENHEAD G1A1 / ST HELENS GT2B / WINDLE GT1 | RAINHILL | SPM | 1.4 | primary | 1.43 | Green | 9.1 | 7.67 | thermal | 0 | 0 | 0 | 0 | -0.4 | RAVENHEAD G1A1 / ST HELENS GT2B / WINDLE GT1 | 26.66 | GREEN | 17.1 |  |  | 0 | 0 | 0 | 9.1 |  |  |  |  | Green (Over 5% headroom) | 9982 | 23 | 6.4 | 242 | 17 | 636949 | [9 empty] | Rainhill | RAINHILL | 1 | 85.5 | 85.5 | 0 | 0 | 57 | 2026-09 | [12 empty] | 53.456 | -2.7231 | SPM-CHALON_WAY_T1_TECHNOLOGY_CAMPUS_T1_WOODVILLE_ST_T1 | 6158531000;7268837000 | SP Energy Networks open data (API key): NDP SPM primary-group polygons + Capacity Heatmaps Information Model SPM + LTDS appendices 3/6 + NSHR
2029 | 41.9 | PROSPECT ENGINEERING MIA LTD, POCKET NOOK STREET | ST HELENS | WA9 1LT | St Helens |  | Factory And Premises | industrial | 1 | 2508.33 | 26999 | GIA | 74000 | Chalon Way T1 / Technology Campus T1 / Woodville St T1 | inside-area | 0.87 | RAVENHEAD G1A1 / ST HELENS GT2B / WINDLE GT1 | RAINHILL | SPM | 1.4 | primary | 1.43 | Green | 9.1 | 7.67 | thermal | 0 | 0 | 0 | 0 | -0.4 | RAVENHEAD G1A1 / ST HELENS GT2B / WINDLE GT1 | 26.66 | GREEN | 17.1 |  |  | 0 | 0 | 0 | 9.1 |  |  |  |  | Green (Over 5% headroom) | 9982 | 37 | 3.99 | 150 | 17 | 653295 | [9 empty] | Rainhill | RAINHILL | 1 | 85.5 | 85.5 | 0 | 0 | 57 | 2026-09 | [12 empty] | 53.456 | -2.7231 | SPM-CHALON_WAY_T1_TECHNOLOGY_CAMPUS_T1_WOODVILLE_ST_T1 | 14027941000 | SP Energy Networks open data (API key): NDP SPM primary-group polygons + Capacity Heatmaps Information Model SPM + LTDS appendices 3/6 + NSHR
2030 | 41.9 | ROLLCO ENGINEERING LTD, BURTONHEAD ROAD | ST HELENS | WA9 5DS | St Helens |  | Workshop And Premises | industrial | 1 | 2345 | 25241 | GIA | 116000 | Lea Green T1 / Pilkingtons Ho T1 / Ravenhead Retail Pk T1 / Somerfield Distribution T1 | inside-area | 2.31 | BOLD G2B / RAVENHEAD G1A2 / ST HELENS GT2A | RAINHILL | SPM | 1.4 | primary | 1.3736 | Green | 20 | 18.6264 | thermal | 0 | 0 | 0 | 0 | -2.6 | BOLD G4B / RAVENHEAD G1A2 / ST HELENS GT2A | 20.6708 | GREEN | 0 |  |  | 0 | 0 | 0 | 20 |  |  |  |  | Green (Over 5% headroom) | 9982 | 40 | 3.73 | 106 | 11 | 2798441 | [9 empty] | Rainhill | RAINHILL | 1 | 85.5 | 85.5 | 0 | 0 | 57 | 2026-09 | [12 empty] | 53.4442 | -2.7365 | SPM-LEA_GREEN_T1_PILKINGTONS_HO_T1_RAVENHEAD_RETAIL_PK_T1_SOMERF | 2698328000 | SP Energy Networks open data (API key): NDP SPM primary-group polygons + Capacity Heatmaps Information Model SPM + LTDS appendices 3/6 + NSHR
2031 | 41.9 | PALLETLAND, BURTONHEAD ROAD | ST HELENS | WA9 5EA | St Helens |  | Workshop And Premises | industrial | 1 | 2155.49 | 23201 | GIA | 119000 | Lea Green T1 / Pilkingtons Ho T1 / Ravenhead Retail Pk T1 / Somerfield Distribution T1 | inside-area | 2.5 | BOLD G2B / RAVENHEAD G1A2 / ST HELENS GT2A | RAINHILL | SPM | 1.4 | primary | 1.3736 | Green | 20 | 18.6264 | thermal | 0 | 0 | 0 | 0 | -2.6 | BOLD G4B / RAVENHEAD G1A2 / ST HELENS GT2A | 20.6708 | GREEN | 0 |  |  | 0 | 0 | 0 | 20 |  |  |  |  | Green (Over 5% headroom) | 9982 | 43 | 3.43 | 97 | 11 | 2800481 | [9 empty] | Rainhill | RAINHILL | 1 | 85.5 | 85.5 | 0 | 0 | 57 | 2026-09 | 39201027 | Offices and Workshop Businesses | 1828 | B | Biomass | 3 | 2 | Heating and Natural Ventilation | 2023-10-03 |  | 1 | FALSE | 53.4459 | -2.7382 | SPM-LEA_GREEN_T1_PILKINGTONS_HO_T1_RAVENHEAD_RETAIL_PK_T1_SOMERF | 10155731000 | SP Energy Networks open data (API key): NDP SPM primary-group polygons + Capacity Heatmaps Information Model SPM + LTDS appendices 3/6 + NSHR
2032 | 41.7 | 4 THUNDERBOLT DRIVE | WARRINGTON | WA5 3PW | St Helens |  | Warehouse And Premises | industrial | 2 | 86294.13 | 928861 | GIA | 6370000 | Clockface T1 / Gec St Helens T1 / Hills Moss T1 / Ncb Sutton Manor T2 | inside-area | 4.3 | BOLD G2A / PRESCOT GT1B / WIDNES GT1 / WIDNES GT2 | RAINHILL | SPM | 14.4 | primary | 14.426 | Green | 30 | 15.574 | thermal | 0 | 4.6 | 0 | 4.6 | 11 | BOLD G4A / PRESCOT GT1B / WIDNES GT1 / WIDNES GT2 | 23.6331 | GREEN | 4.9 |  |  | 0 | 0 | 0 | 30 |  |  |  |  | Green (Over 5% headroom) | 102674 | 11 | 137.13 | 2157 | 60 | 5651231 | [9 empty] | Rainhill | RAINHILL | 1 | 85.5 | 85.5 | 0 | 0 | 57 | 2026-09 | 39102001 | Storage or Distribution | 40365 | A+ | Grid Supplied Electricity | 5 |  | Air Conditioning | 2025-06-13 |  | 1 | FALSE | 53.4058 | -2.679 | SPM-CLOCKFACE_T1_GEC_ST_HELENS_T1_HILLS_MOSS_T1_NCB_SUTTON_MANOR | 15124201000;14997985000 | SP Energy Networks open data (API key): NDP SPM primary-group polygons + Capacity Heatmaps Information Model SPM + LTDS appendices 3/6 + NSHR
2033 | 41.7 | 1 MUSTANG BOULEVARD | WARRINGTON | WA5 3AZ | St Helens |  | Warehouse And Premises | industrial | 1 | 80734.98 | 869023 | GIA | 5760000 | Clockface T1 / Gec St Helens T1 / Hills Moss T1 / Ncb Sutton Manor T2 | inside-area | 4.15 | BOLD G2A / PRESCOT GT1B / WIDNES GT1 / WIDNES GT2 | RAINHILL | SPM | 14.4 | primary | 14.426 | Green | 30 | 15.574 | thermal | 0 | 4.6 | 0 | 4.6 | 11 | BOLD G4A / PRESCOT GT1B / WIDNES GT1 / WIDNES GT2 | 23.6331 | GREEN | 4.9 |  |  | 0 | 0 | 0 | 30 |  |  |  |  | Green (Over 5% headroom) | 102674 | 12 | 128.3 | 2018 | 60 | 5711069 | [9 empty] | Rainhill | RAINHILL | 1 | 85.5 | 85.5 | 0 | 0 | 57 | 2026-09 | 39101998 | B8 Storage or Distribution | 88054 | A | Grid Supplied Electricity | 5 |  | Air Conditioning | 2024-01-16 |  | 1 | FALSE | 53.4113 | -2.6793 | SPM-CLOCKFACE_T1_GEC_ST_HELENS_T1_HILLS_MOSS_T1_NCB_SUTTON_MANOR | 15002671000 | SP Energy Networks open data (API key): NDP SPM primary-group polygons + Capacity Heatmaps Information Model SPM + LTDS appendices 3/6 + NSHR
2034 | 41.7 | UNIT 4, CATALINA APPROACH | WARRINGTON | WA5 3UY | Warrington |  | Warehouse And Premises | industrial | 4 | 70997.12 | 764206 | GIA | 4790000 | Clockface T1 / Gec St Helens T1 / Hills Moss T1 / Ncb Sutton Manor T2 | inside-area | 4.84 | BOLD G2A / PRESCOT GT1B / WIDNES GT1 / WIDNES GT2 | RAINHILL | SPM | 14.4 | primary | 14.426 | Green | 30 | 15.574 | thermal | 0 | 4.6 | 0 | 4.6 | 11 | BOLD G4A / PRESCOT GT1B / WIDNES GT1 / WIDNES GT2 | 23.6331 | GREEN | 4.9 |  |  | 0 | 0 | 0 | 30 |  |  |  |  | Green (Over 5% headroom) | 102674 | 13 | 112.82 | 1775 | 60 | 5815886 | [9 empty] | Rainhill | RAINHILL | 1 | 85.5 | 85.5 | 0 | 0 | 57 | 2026-09 | 10092998795 | B8 Storage or Distribution | 17433 | A | Natural Gas | 5 | 2 | Heating and Natural Ventilation | 2019-02-28 |  | 1 | FALSE | 53.4094 | -2.6693 | SPM-CLOCKFACE_T1_GEC_ST_HELENS_T1_HILLS_MOSS_T1_NCB_SUTTON_MANOR | 13613416000;12627004000;14970413000;12216830000 | SP Energy Networks open data (API key): NDP SPM primary-group polygons + Capacity Heatmaps Information Model SPM + LTDS appendices 3/6 + NSHR
2035 | 41.7 | UNIT 2, HAYDOCK GREEN, PENNY LANE | ST HELENS | WA11 9SN | St Helens |  | Warehouse And Premises | industrial | 1 | 35265.4 | 379593 | GIA | 2930000 | Clockface T1 / Gec St Helens T1 / Hills Moss T1 / Ncb Sutton Manor T2 | nearest-substation | 9.19 | BOLD G2A / PRESCOT GT1B / WIDNES GT1 / WIDNES GT2 | RAINHILL | SPM | 14.4 | primary | 14.426 | Green | 30 | 15.574 | thermal | 0 | 4.6 | 0 | 4.6 | 11 | BOLD G4A / PRESCOT GT1B / WIDNES GT1 / WIDNES GT2 | 23.6331 | GREEN | 4.9 |  |  | 0 | 0 | 0 | 30 |  |  |  |  | Green (Over 5% headroom) | 102674 | 27 | 56.04 | 882 | 60 | 6200499 | [9 empty] | Rainhill | RAINHILL | 1 | 85.5 | 85.5 | 0 | 0 | 57 | 2026-09 | [12 empty] | 53.473 | -2.6401 | SPM-CLOCKFACE_T1_GEC_ST_HELENS_T1_HILLS_MOSS_T1_NCB_SUTTON_MANOR | 12351326000 | SP Energy Networks open data (API key): NDP SPM primary-group polygons + Capacity Heatmaps Information Model SPM + LTDS appendices 3/6 + NSHR
2036 | 41.7 | GND-3RD FLRS GREGSON HOUSE 2, CENTRAL STREET | ST HELENS | WA10 1TZ | St Helens |  | Offices And Premises | office | 1 | 2820 | 30354 | NIA | 267500 | Carlton St T1 / Carlton St T2 / Chalon Way T2 | inside-area | 1.32 | RAVENHEAD G1A1 / ST HELENS GT2B / WINDLE GT1 | RAINHILL | SPM | 8.8 | primary | 8.83 | Green | 18.2 | 9.37 | thermal | 0 | 1.5 | 0 | 1.5 | 6.7 | RAVENHEAD G1A1 / ST HELENS GT2B / WINDLE GT1 | 26.66 | GREEN | 17.1 |  |  | 0 | 0 | 0 | 18.2 |  |  |  |  | Green (Over 5% headroom) | 62745 | 100 | 4.48 | 197 | 11 | 726023 | [9 empty] | Rainhill | RAINHILL | 1 | 85.5 | 85.5 | 0 | 0 | 57 | 2026-09 | [12 empty] | 53.4587 | -2.7354 | SPM-CARLTON_ST_T1_CARLTON_ST_T2_CHALON_WAY_T2 | 908710000 | SP Energy Networks open data (API key): NDP SPM primary-group polygons + Capacity Heatmaps Information Model SPM + LTDS appendices 3/6 + NSHR
2037 | 41.7 | UNIT 1 AND GARAGE AT 121, BIRCHLEY STREET | ST HELENS | WA10 1HU | St Helens |  | Workshop And Premises | industrial | 1 | 1196.8 | 12882 | GIA | 43500 | Carlton St T1 / Carlton St T2 / Chalon Way T2 | inside-area | 1.26 | RAVENHEAD G1A1 / ST HELENS GT2B / WINDLE GT1 | RAINHILL | SPM | 8.8 | primary | 8.83 | Green | 18.2 | 9.37 | thermal | 0 | 1.5 | 0 | 1.5 | 6.7 | RAVENHEAD G1A1 / ST HELENS GT2B / WINDLE GT1 | 26.66 | GREEN | 17.1 |  |  | 0 | 0 | 0 | 18.2 |  |  |  |  | Green (Over 5% headroom) | 62745 | 100 | 1.9 | 54 | 11 | 743495 | [9 empty] | Rainhill | RAINHILL | 1 | 85.5 | 85.5 | 0 | 0 | 57 | 2026-09 | 39090601 | Storage or Distribution | 1171 | C | Grid Supplied Electricity | 3 |  | Heating and Natural Ventilation | 2026-01-22 |  | 1 | FALSE | 53.4573 | -2.7349 | SPM-CARLTON_ST_T1_CARLTON_ST_T2_CHALON_WAY_T2 | 6165219000 | SP Energy Networks open data (API key): NDP SPM primary-group polygons + Capacity Heatmaps Information Model SPM + LTDS appendices 3/6 + NSHR
2038 | 41.7 | LADY GREEN NURSERIES, LADY GREEN LANE | LIVERPOOL | L38 1QD | Sefton | LADY GREEN NURSERIES | Garden Centre And Premises | bigbox | 1 | 13652 | 146949 | NIA | 160000 | Haskayne T1 | inside-area | 5.57 | AINTREE GT1 / FORMBY GT2A / LITHERLAND GT1B | KIRKBY | SPM | 5 | primary | 5.004 | Green | 7.5 | 2.496 | thermal | 0 | 0 | 0 | 0 | 4.7 | AINTREE GT1 / FORMBY GT2A / LITHERLAND GT1A | 24.7 | GREEN | 1.5 |  |  | 0 | 0 | 0 | 7.5 |  |  |  |  | Green (Over 5% headroom) | 35651 | 24 | 21.69 | 1229 | 3 | 49734 | [9 empty] | Lister Drive | KIRKBY | 4 | 514 | 514 | 400 | 0 | 0 | 2027-08 | [12 empty] | 53.5245 | -3.0273 | SPM-HASKAYNE_T1 | 416567134 | SP Energy Networks open data (API key): NDP SPM primary-group polygons + Capacity Heatmaps Information Model SPM + LTDS appendices 3/6 + NSHR
2039 | 41.7 | UNIT 2, NORTHWICH RETAIL PARK, MANCHESTER ROAD | NORTHWICH | CW9 5LY | Cheshire West And Chester |  | Retail Warehouse And Premises | bigbox | 2 | 7524.84 | 80997 | GIA | 767500 | Lostock Triangle T1 | inside-area | 2.57 | ELWORTH GT1 / ELWORTH GT2 / KNUTSFORD GT1 / KNUTSFORD GT2 | CARRINGTON - FIDDLERS FERRY | SPM | 5 | primary | 5.008 | Green | 7.5 | 2.492 | thermal | 0 | 0 | 0 | 0 | 4.4 | ELWORTH GT1 / ELWORTH GT2 / KNUTSFORD GT1 / KNUTSFORD GT2 | 26.603 | GREEN | 0 |  |  | 0 | 0 | 0 | 7.5 |  |  |  |  | Green (Over 5% headroom) | 35651 | 44 | 11.96 | 677 | 11 | 302329 | [9 empty] | Fiddlers Ferry | CARRINGTON | 5 | 2186.9 | 2186.9 | 0 | 0 | 930 | 2026-05 | 200003236608 | Retail/Financial and Professional Services | 2573 | C | Grid Supplied Electricity | 5 |  | Heating and Mechanical Ventilation | 2023-09-12 |  | 1 | FALSE | 53.2627 | -2.4964 | SPM-LOSTOCK_TRIANGLE_T1 | 14549154000;9179780000 | SP Energy Networks open data (API key): NDP SPM primary-group polygons + Capacity Heatmaps Information Model SPM + LTDS appendices 3/6 + NSHR
2040 | 41.7 | TESCO STORES LTD, MANCHESTER ROAD | NORTHWICH | CW9 5LY | Cheshire West And Chester |  | Superstore And Premises | bigbox | 1 | 5718.44 | 61553 | GIA | 1030000 | Lostock Triangle T1 | inside-area | 2.57 | ELWORTH GT1 / ELWORTH GT2 / KNUTSFORD GT1 / KNUTSFORD GT2 | CARRINGTON - FIDDLERS FERRY | SPM | 5 | primary | 5.008 | Green | 7.5 | 2.492 | thermal | 0 | 0 | 0 | 0 | 4.4 | ELWORTH GT1 / ELWORTH GT2 / KNUTSFORD GT1 / KNUTSFORD GT2 | 26.603 | GREEN | 0 |  |  | 0 | 0 | 0 | 7.5 |  |  |  |  | Green (Over 5% headroom) | 35651 | 58 | 9.09 | 515 | 11 | 321773 | [9 empty] | Fiddlers Ferry | CARRINGTON | 5 | 2186.9 | 2186.9 | 0 | 0 | 930 | 2026-05 | 100012825664 | A1/A2 Retail and Financial/Professional services | 6284 | C | Natural Gas | 4 |  | Air Conditioning | 2021-05-04 |  | 1 | FALSE | 53.2627 | -2.4964 | SPM-LOSTOCK_TRIANGLE_T1 | 9330626000 | SP Energy Networks open data (API key): NDP SPM primary-group polygons + Capacity Heatmaps Information Model SPM + LTDS appendices 3/6 + NSHR
2041 | 41.7 | MERCEDES BENZ CHESHIRE OAKS, LONGLOOMS ROAD EAST | ELLESMERE PORT | CH65 9LF | Cheshire West And Chester |  | Car Showroom And Premises | bigbox | 1 | 4512.94 | 48577 | GIA | 530000 | Chester Gates T1 / Unilever Dunkirk T1 | inside-area | 3.04 | BROMBOROUGH GT2 / ELLESMERE PORT GT1 / HOOTON PK GT1A / HOOTON PK GT2A | CAPENHURST | SPM | 5 | primary | 5 | Green | 10 | 5 | thermal | 0 | 1.9 | 0 | 1.9 | 4.3 | BROMBOROUGH GT2 / ELLESMERE PORT GT1 / HOOTON PK GT1A / HOOTON PK GT2A | 11.703 | GREEN | 0 |  |  | 0 | 0 | 0 | 10 |  |  |  |  | Green (Over 5% headroom) | 35651 | 73 | 7.17 | 406 | 9 | 536762 | [9 empty] | Capenhurst | CAPENHURST | 4 | 896.6 | 896.6 | 0 | 0 | 304 | 2029-10 | 10091138649 | Retail/Financial and Professional Services | 4105 | A | Natural Gas | 4 | 2 | Air Conditioning | 2024-07-29 |  | 1 | FALSE | 53.2603 | -2.8904 | SPM-CHESTER_GATES_T1_UNILEVER_DUNKIRK_T1 | 10829056000 | SP Energy Networks open data (API key): NDP SPM primary-group polygons + Capacity Heatmaps Information Model SPM + LTDS appendices 3/6 + NSHR
2042 | 41.7 | AUDI CHESHIRE OAKS, LONGLOOMS ROAD EAST | ELLESMERE PORT | CH65 9LF | Cheshire West And Chester |  | Car Showroom And Premises | bigbox | 1 | 3261.28 | 35104 | GIA | 347500 | Chester Gates T1 / Unilever Dunkirk T1 | inside-area | 3.04 | BROMBOROUGH GT2 / ELLESMERE PORT GT1 / HOOTON PK GT1A / HOOTON PK GT2A | CAPENHURST | SPM | 5 | primary | 5 | Green | 10 | 5 | thermal | 0 | 1.9 | 0 | 1.9 | 4.3 | BROMBOROUGH GT2 / ELLESMERE PORT GT1 / HOOTON PK GT1A / HOOTON PK GT2A | 11.703 | GREEN | 0 |  |  | 0 | 0 | 0 | 10 |  |  |  |  | Green (Over 5% headroom) | 35651 | 100 | 5.18 | 294 | 9 | 550235 | [9 empty] | Capenhurst | CAPENHURST | 4 | 896.6 | 896.6 | 0 | 0 | 304 | 2029-10 | 10091138649 | Retail/Financial and Professional Services | 4105 | A | Natural Gas | 4 | 2 | Air Conditioning | 2024-07-29 |  | 0.8 | FALSE | 53.2603 | -2.8904 | SPM-CHESTER_GATES_T1_UNILEVER_DUNKIRK_T1 | 6473577000 | SP Energy Networks open data (API key): NDP SPM primary-group polygons + Capacity Heatmaps Information Model SPM + LTDS appendices 3/6 + NSHR
2043 | 41.7 | ARNOLD CLARK LTD, MANCHESTER ROAD | NORTHWICH | CW9 5GG | Cheshire West And Chester |  | Car Showroom And Premises | bigbox | 1 | 3216.38 | 34621 | GIA | 317500 | Lostock Triangle T1 | inside-area | 2.17 | ELWORTH GT1 / ELWORTH GT2 / KNUTSFORD GT1 / KNUTSFORD GT2 | CARRINGTON - FIDDLERS FERRY | SPM | 5 | primary | 5.008 | Green | 7.5 | 2.492 | thermal | 0 | 0 | 0 | 0 | 4.4 | ELWORTH GT1 / ELWORTH GT2 / KNUTSFORD GT1 / KNUTSFORD GT2 | 26.603 | GREEN | 0 |  |  | 0 | 0 | 0 | 7.5 |  |  |  |  | Green (Over 5% headroom) | 35651 | 100 | 5.11 | 289 | 11 | 348705 | [9 empty] | Fiddlers Ferry | CARRINGTON | 5 | 2186.9 | 2186.9 | 0 | 0 | 930 | 2026-05 | [12 empty] | 53.2636 | -2.4906 | SPM-LOSTOCK_TRIANGLE_T1 | 8198353000 | SP Energy Networks open data (API key): NDP SPM primary-group polygons + Capacity Heatmaps Information Model SPM + LTDS appendices 3/6 + NSHR
2044 | 41.7 | PORSCHE CENTRE CHESTER, LONGLOOMS ROAD EAST | ELLESMERE PORT | CH65 9LF | Cheshire West And Chester |  | Car Showroom And Premises | bigbox | 1 | 2834.81 | 30514 | GIA | 320000 | Chester Gates T1 / Unilever Dunkirk T1 | inside-area | 3.04 | BROMBOROUGH GT2 / ELLESMERE PORT GT1 / HOOTON PK GT1A / HOOTON PK GT2A | CAPENHURST | SPM | 5 | primary | 5 | Green | 10 | 5 | thermal | 0 | 1.9 | 0 | 1.9 | 4.3 | BROMBOROUGH GT2 / ELLESMERE PORT GT1 / HOOTON PK GT1A / HOOTON PK GT2A | 11.703 | GREEN | 0 |  |  | 0 | 0 | 0 | 10 |  |  |  |  | Green (Over 5% headroom) | 35651 | 100 | 4.5 | 255 | 9 | 554825 | [9 empty] | Capenhurst | CAPENHURST | 4 | 896.6 | 896.6 | 0 | 0 | 304 | 2029-10 | 10014508504 | Retail/Financial and Professional Services | 886 | B | Grid Supplied Electricity | 3 |  | Air Conditioning | 2024-05-09 |  | 1 | FALSE | 53.2603 | -2.8904 | SPM-CHESTER_GATES_T1_UNILEVER_DUNKIRK_T1 | 10955331000 | SP Energy Networks open data (API key): NDP SPM primary-group polygons + Capacity Heatmaps Information Model SPM + LTDS appendices 3/6 + NSHR
2045 | 41.7 | MANCHESTER ROAD | NORTHWICH | CW9 7NA | Cheshire West And Chester | CHRISTOPHER NEIL | Car Showroom And Premises | bigbox | 1 | 2101.8 | 22624 | GIA | 195000 | Lostock Triangle T1 | inside-area | 1.69 | ELWORTH GT1 / ELWORTH GT2 / KNUTSFORD GT1 / KNUTSFORD GT2 | CARRINGTON - FIDDLERS FERRY | SPM | 5 | primary | 5.008 | Green | 7.5 | 2.492 | thermal | 0 | 0 | 0 | 0 | 4.4 | ELWORTH GT1 / ELWORTH GT2 / KNUTSFORD GT1 / KNUTSFORD GT2 | 26.603 | GREEN | 0 |  |  | 0 | 0 | 0 | 7.5 |  |  |  |  | Green (Over 5% headroom) | 35651 | 100 | 3.34 | 189 | 11 | 360702 | [9 empty] | Fiddlers Ferry | CARRINGTON | 5 | 2186.9 | 2186.9 | 0 | 0 | 930 | 2026-05 | 200003234772 | Retail/Financial and Professional Services | 963 | C | Natural Gas | 3 |  | Heating and Natural Ventilation | 2024-09-05 |  | 1 | FALSE | 53.2654 | -2.484 | SPM-LOSTOCK_TRIANGLE_T1 | 1727606000 | SP Energy Networks open data (API key): NDP SPM primary-group polygons + Capacity Heatmaps Information Model SPM + LTDS appendices 3/6 + NSHR
2046 | 41.6 | SCHOELLER ALLIBERT LTD, ROAD ONE, INDUSTRIAL ESTATE | WINSFORD | CW7 3RA | Cheshire West And Chester |  | Factory And Premises | industrial | 2 | 31113.48 | 334902 | GIA | 1340000 | Gravel T1 / Wcb Plastics T1 / Wharton T1 | inside-area | 0.52 | HARTFORD GT1 / LOSTOCK GT2 / WINSFORD GT1 / WINSFORD GT2 | CARRINGTON - FIDDLERS FERRY | SPM | 14.3 | primary | 14.274 | Green | 20 | 5.726 | thermal | 0 | 23.1 | 0 | 23.1 | 13.2 | HARTFORD GT1 / LOSTOCK GT2 / WINSFORD GT1 / WINSFORD GT2 | 35.88 | GREEN | 0 |  |  | 0 | 0 | 0 | 20 |  |  |  |  | Green (Over 5% headroom) | 101961 | 30 | 49.44 | 1867 | 40 | 2145355 | [9 empty] | Frodsham | CARRINGTON | 5 | 2186.9 | 2186.9 | 0 | 0 | 930 | 2026-05 | 10093985811 | Storage or Distribution | 3673 | B | Grid Supplied Electricity | 3 |  | Air Conditioning | 2026-01-16 |  | 1 | FALSE | 53.1954 | -2.4956 | SPM-GRAVEL_T1_WCB_PLASTICS_T1_WHARTON_T1 | 11524465000;11524465000 | SP Energy Networks open data (API key): NDP SPM primary-group polygons + Capacity Heatmaps Information Model SPM + LTDS appendices 3/6 + NSHR
2047 | 41.6 | UNIT 9, OLD HALL ROAD | WIRRAL | CH62 3NX | Wirral |  | Warehouse And Premises | industrial | 1 | 1714.64 | 18456 | GIA | 88500 | Dibbinsdale T1 / Plymyard T1 / Wibp Hardknott Rd T1 | inside-area | 1.7 | BROMBOROUGH GT3 / ROCK FERRY GT2 | BIRKENHEAD | SPM | 8.7 | primary | 8.74 | Green | 20 | 11.26 | thermal | 0 | 0 | 0 | 0 | 6.2 | BROMBOROUGH GT3 / ROCK FERRY GT2 | 21.814 | GREEN | 0 |  |  | 0 | 0 | 0 | 20 |  |  |  |  | Green (Over 5% headroom) | 62032 | 100 | 2.72 | 43 | 12 | 497008 | [9 empty] | Capenhurst | BIRKENHEAD | 0 | 0 | 0 | 0 | 0 | 90 |  | 42188033 | B8 Storage or Distribution | 1415 | C | Natural Gas | 3 |  | Heating and Natural Ventilation | 2012-05-29 |  | 1 | FALSE | 53.3323 | -2.9727 | SPM-DIBBINSDALE_T1_PLYMYARD_T1_WIBP_HARDKNOTT_RD_T1 | 4454772000 | SP Energy Networks open data (API key): NDP SPM primary-group polygons + Capacity Heatmaps Information Model SPM + LTDS appendices 3/6 + NSHR
2048 | 41.6 | UNIT 1 THE GATEWAY, OLD HALL ROAD | WIRRAL | CH62 3NX | Wirral |  | Warehouse And Premises | industrial | 1 | 1266.39 | 13631 | GIA | 73500 | Dibbinsdale T1 / Plymyard T1 / Wibp Hardknott Rd T1 | inside-area | 1.7 | BROMBOROUGH GT3 / ROCK FERRY GT2 | BIRKENHEAD | SPM | 8.7 | primary | 8.74 | Green | 20 | 11.26 | thermal | 0 | 0 | 0 | 0 | 6.2 | BROMBOROUGH GT3 / ROCK FERRY GT2 | 21.814 | GREEN | 0 |  |  | 0 | 0 | 0 | 20 |  |  |  |  | Green (Over 5% headroom) | 62032 | 100 | 2.01 | 32 | 12 | 501833 | [9 empty] | Capenhurst | BIRKENHEAD | 0 | 0 | 0 | 0 | 0 | 90 |  | 42188036 | B1 Offices and Workshop businesses | 3474 | D | Grid Supplied Electricity | 4 | 3 | Air Conditioning | 2019-11-18 |  | 1 | FALSE | 53.3323 | -2.9727 | SPM-DIBBINSDALE_T1_PLYMYARD_T1_WIBP_HARDKNOTT_RD_T1 | 4504166000 | SP Energy Networks open data (API key): NDP SPM primary-group polygons + Capacity Heatmaps Information Model SPM + LTDS appendices 3/6 + NSHR
2049 | 41.6 | ROYAL WORKS, CROESFOEL INDUSTRIAL ESTATE | WREXHAM | LL14 4BJ | Wrexham |  | Factory And Premises | industrial | 1 | 7342.16 | 79030 | GIA | 246000 | Bersham Colliery T1 | inside-area | 0.73 | BRYMBO GT1 / LEGACY LOCAL GT1 / MARCHWIEL GT1 / MARCHWIEL GT2 / WREXHAM GT1 | LEGACY | SPM | 1.2 | primary | 1.1985 | Green | 4 | 2.8015 | thermal | 0 | 0 | 0.3 | 0 | 0.7 | BRYMBO GT1 / LEGACY LOCAL GT1 / MARCHWIEL GT1 / MARCHWIEL GT2 / WREXHAM GT1 | 41.8508 | GREEN | 1.6 |  |  | 0 | 0 | 0 | 4 |  |  |  |  | Green (Over 5% headroom) | 8556 | 11 | 11.67 | 441 | 5 | 141680 | [9 empty] | Legacy | LEGACY | 5 | 1714 | 1714 | 0 | 0 | 0 | 2024-08 | 10070386371 | B1 Offices and Workshop businesses | 7818 | B | Natural Gas | 3 |  | Heating and Natural Ventilation | 2022-03-22 |  | 1 | FALSE | 53.0305 | -3.0312 | SPM-BERSHAM_COLLIERY_T1 | 2048728000 | SP Energy Networks open data (API key): NDP SPM primary-group polygons + Capacity Heatmaps Information Model SPM + LTDS appendices 3/6 + NSHR
2050 | 41.6 | CTM WHOLESALE, CROESFOEL INDUSTRIAL ESTATE | WREXHAM | LL14 4BJ | Wrexham |  | Warehouse And Premises | industrial | 1 | 6741.76 | 72568 | GIA | 210000 | Bersham Colliery T1 | inside-area | 0.73 | BRYMBO GT1 / LEGACY LOCAL GT1 / MARCHWIEL GT1 / MARCHWIEL GT2 / WREXHAM GT1 | LEGACY | SPM | 1.2 | primary | 1.1985 | Green | 4 | 2.8015 | thermal | 0 | 0 | 0.3 | 0 | 0.7 | BRYMBO GT1 / LEGACY LOCAL GT1 / MARCHWIEL GT1 / MARCHWIEL GT2 / WREXHAM GT1 | 41.8508 | GREEN | 1.6 |  |  | 0 | 0 | 0 | 4 |  |  |  |  | Green (Over 5% headroom) | 8556 | 12 | 10.71 | 169 | 5 | 148142 | [9 empty] | Legacy | LEGACY | 5 | 1714 | 1714 | 0 | 0 | 0 | 2024-08 | [12 empty] | 53.0305 | -3.0312 | SPM-BERSHAM_COLLIERY_T1 | 2867348000 | SP Energy Networks open data (API key): NDP SPM primary-group polygons + Capacity Heatmaps Information Model SPM + LTDS appendices 3/6 + NSHR
2051 | 41.5 | FULLWOOD LTD, GRANGE ROAD | ELLESMERE | SY12 9DF | Shropshire |  | Factory And Premises | industrial | 1 | 9773.36 | 105199 | GIA | 214000 | Ellesmere T1 / Mmb Ellesmere T1 | inside-area | 0.76 | OSWESTRY GT5 / WHITCHURCH GT1 | LEGACY | SPM | 1.1 | primary | 1.144 | Green | 9 | 7.802 | thermal | 0.1 | 0.7 | 0 | 0.8 | 0 | OSWESTRY GT5 / WHITCHURCH GT1 / WEM GT1 | 3.1024 | AMBER | 0 |  |  | 0 | 0 | 0 | 9 |  |  |  |  | Green (Over 5% headroom) | 7843 | 7 | 15.53 | 586 | 10 | 295581 | [9 empty] | Legacy | LEGACY | 5 | 1714 | 1714 | 0 | 0 | 0 | 2024-08 | 100071534173 | Storage or Distribution | 402 | C | Grid Supplied Electricity | 3 |  | Heating and Natural Ventilation | 2026-04-28 |  | 1 | FALSE | 52.9111 | -2.8977 | SPM-ELLESMERE_T1_MMB_ELLESMERE_T1 | 5885934000 | SP Energy Networks open data (API key): NDP SPM primary-group polygons + Capacity Heatmaps Information Model SPM + LTDS appendices 3/6 + NSHR
2052 | 41.5 | THE SAWMILLS, CARGOTEC INDUSTRIAL PARK | ELLESMERE | SY12 9JW | Shropshire |  | Factory And Premises | industrial | 1 | 7662.32 | 82476 | GIA | 175000 | Ellesmere T1 / Mmb Ellesmere T1 | inside-area | 1.96 | OSWESTRY GT5 / WHITCHURCH GT1 | LEGACY | SPM | 1.1 | primary | 1.144 | Green | 9 | 7.802 | thermal | 0.1 | 0.7 | 0 | 0.8 | 0 | OSWESTRY GT5 / WHITCHURCH GT1 / WEM GT1 | 3.1024 | AMBER | 0 |  |  | 0 | 0 | 0 | 9 |  |  |  |  | Green (Over 5% headroom) | 7843 | 10 | 12.18 | 460 | 10 | 318304 | [9 empty] | Legacy | LEGACY | 5 | 1714 | 1714 | 0 | 0 | 0 | 2024-08 | [12 empty] | 52.916 | -2.9168 | SPM-ELLESMERE_T1_MMB_ELLESMERE_T1 | 10697559000 | SP Energy Networks open data (API key): NDP SPM primary-group polygons + Capacity Heatmaps Information Model SPM + LTDS appendices 3/6 + NSHR
2053 | 41.5 | GRANGE ROAD | ELLESMERE | SY12 0AU | Shropshire | FABDEC LTD | Factory And Premises | industrial | 1 | 6220.13 | 66953 | GIA | 168000 | Ellesmere T1 / Mmb Ellesmere T1 | inside-area | 0.66 | OSWESTRY GT5 / WHITCHURCH GT1 | LEGACY | SPM | 1.1 | primary | 1.144 | Green | 9 | 7.802 | thermal | 0.1 | 0.7 | 0 | 0.8 | 0 | OSWESTRY GT5 / WHITCHURCH GT1 / WEM GT1 | 3.1024 | AMBER | 0 |  |  | 0 | 0 | 0 | 9 |  |  |  |  | Green (Over 5% headroom) | 7843 | 12 | 9.88 | 373 | 10 | 333827 | [9 empty] | Legacy | LEGACY | 5 | 1714 | 1714 | 0 | 0 | 0 | 2024-08 | 10013130969 | Others - Emergency services | 102 | D | Natural Gas | 3 |  | Heating and Natural Ventilation | 2014-04-02 |  | 1 | FALSE | 52.9104 | -2.8946 | SPM-ELLESMERE_T1_MMB_ELLESMERE_T1 | 393966000 | SP Energy Networks open data (API key): NDP SPM primary-group polygons + Capacity Heatmaps Information Model SPM + LTDS appendices 3/6 + NSHR
2054 | 41.5 | UNIT E, CARGOTEC INDUSTRIAL PARK | ELLESMERE | SY12 9JW | Shropshire |  | Factory And Premises | industrial | 1 | 2671.28 | 28753 | GIA | 79500 | Ellesmere T1 / Mmb Ellesmere T1 | inside-area | 1.96 | OSWESTRY GT5 / WHITCHURCH GT1 | LEGACY | SPM | 1.1 | primary | 1.144 | Green | 9 | 7.802 | thermal | 0.1 | 0.7 | 0 | 0.8 | 0 | OSWESTRY GT5 / WHITCHURCH GT1 / WEM GT1 | 3.1024 | AMBER | 0 |  |  | 0 | 0 | 0 | 9 |  |  |  |  | Green (Over 5% headroom) | 7843 | 27 | 4.24 | 160 | 10 | 372027 | [9 empty] | Legacy | LEGACY | 5 | 1714 | 1714 | 0 | 0 | 0 | 2024-08 | 10014526592 | B2 to B7 General Industrial and Special Industrial Groups | 763 | E | LPG | 3 |  | Heating and Natural Ventilation | 2012-06-11 |  | 0.5 | FALSE | 52.916 | -2.9168 | SPM-ELLESMERE_T1_MMB_ELLESMERE_T1 | 1988093000 | SP Energy Networks open data (API key): NDP SPM primary-group polygons + Capacity Heatmaps Information Model SPM + LTDS appendices 3/6 + NSHR
2055 | 41.3 | UNIT C30A, CHAMPIONS BUSINESS PARK, ARROWE BROOK ROAD | WIRRAL | CH49 0UQ | Wirral |  | Warehouse And Premises | industrial | 1 | 1779.6 | 19155 | GIA | 75500 | Greasby T1 / Saughall Massie T1 / Upton T1 | inside-area | 0.46 | HESWALL GT1 / HOYLAKE GT2 / PRENTON GRID GT3 | BIRKENHEAD | SPM | 8.5 | primary | 8.46 | Green | 20 | 11.54 | thermal | 0 | 0 | 0.2 | 0 | 4.9 | HESWALL GT1 / HOYLAKE GT2 / PRENTON GRID GT3 | 21.2835 | GREEN | 0 |  |  | 0 | 0 | 0 | 20 |  |  |  |  | Green (Over 5% headroom) | 60606 | 100 | 2.83 | 44 | 6 | 370351 | [9 empty] | Birkenhead | BIRKENHEAD | 0 | 0 | 0 | 0 | 0 | 90 | [13 empty] | 53.3803 | -3.0987 | SPM-GREASBY_T1_SAUGHALL_MASSIE_T1_UPTON_T1 | 7524481000 | SP Energy Networks open data (API key): NDP SPM primary-group polygons + Capacity Heatmaps Information Model SPM + LTDS appendices 3/6 + NSHR
2056 | 41.3 | WYNNSTAY AGRICULTURE SUPPLIES LTD SHAWBURY ROAD | SHREWSBURY | SY4 4BU | Shropshire |  | Warehouse And Premises | industrial | 1 | 8982.38 | 96685 | GIA | 221000 | Baschurch T1 | nearest-substation | 12.2 | OSWESTRY GT5 / WHITCHURCH GT1 | LEGACY | SPM | 1 | primary | 0.998 | Green | 7.5 | 6.232 | thermal | 0.3 | 0.5 | 0.5 | 0.8 | 0.1 | OSWESTRY GT5 / WHITCHURCH GT1 / WEM GT1 | 3.1024 | AMBER | 0 |  |  | 0 | 0 | 0 | 7.5 |  |  |  |  | Green (Over 5% headroom) | 7130 | 7 | 14.27 | 225 | 64 | 1955524 | [9 empty] | Legacy | LEGACY | 5 | 1714 | 1714 | 0 | 0 | 0 | 2024-08 | [12 empty] | 52.7534 | -2.6982 | SPM-BASCHURCH_T1 | 14948665000 | SP Energy Networks open data (API key): NDP SPM primary-group polygons + Capacity Heatmaps Information Model SPM + LTDS appendices 3/6 + NSHR
2057 | 41.3 | SALOP DESIGN AND ENGINEERING LTD, BRIXTON WAY | SHREWSBURY | SY1 3LB | Shropshire |  | Factory And Premises | industrial | 1 | 8179.44 | 88043 | GIA | 260000 | Baschurch T1 | nearest-substation | 11.51 | OSWESTRY GT5 / WHITCHURCH GT1 | LEGACY | SPM | 1 | primary | 0.998 | Green | 7.5 | 6.232 | thermal | 0.3 | 0.5 | 0.5 | 0.8 | 0.1 | OSWESTRY GT5 / WHITCHURCH GT1 / WEM GT1 | 3.1024 | AMBER | 0 |  |  | 0 | 0 | 0 | 7.5 |  |  |  |  | Green (Over 5% headroom) | 7130 | 8 | 13 | 491 | 64 | 1964166 | [9 empty] | Legacy | LEGACY | 5 | 1714 | 1714 | 0 | 0 | 0 | 2024-08 | 100071531828 | B2 to B7 General Industrial and Special Industrial Groups | 428 | C | Natural Gas | 3 |  | Heating and Natural Ventilation | 2015-06-26 |  | 1 | FALSE | 52.7354 | -2.732 | SPM-BASCHURCH_T1 | 1374618000 | SP Energy Networks open data (API key): NDP SPM primary-group polygons + Capacity Heatmaps Information Model SPM + LTDS appendices 3/6 + NSHR
2058 | 41.3 | PHOENIX HOUSE, STAFFORD DRIVE, BATTLEFIELD ENTERPRISE PARK | SHREWSBURY | SY1 3BF | Shropshire |  | Warehouse, Office And Premises | industrial | 1 | 7826.95 | 84249 | GIA | 320000 | Baschurch T1 | nearest-substation | 10.51 | OSWESTRY GT5 / WHITCHURCH GT1 | LEGACY | SPM | 1 | primary | 0.998 | Green | 7.5 | 6.232 | thermal | 0.3 | 0.5 | 0.5 | 0.8 | 0.1 | OSWESTRY GT5 / WHITCHURCH GT1 / WEM GT1 | 3.1024 | AMBER | 0 |  |  | 0 | 0 | 0 | 7.5 |  |  |  |  | Green (Over 5% headroom) | 7130 | 8 | 12.44 | 548 | 64 | 1967960 | [9 empty] | Legacy | LEGACY | 5 | 1714 | 1714 | 0 | 0 | 0 | 2024-08 | 10011840321 | Storage or Distribution | 8083 | B | Grid Supplied Electricity | 3 |  | Air Conditioning | 2026-03-09 |  | 1 | FALSE | 52.746 | -2.7365 | SPM-BASCHURCH_T1 | 8169228000 | SP Energy Networks open data (API key): NDP SPM primary-group polygons + Capacity Heatmaps Information Model SPM + LTDS appendices 3/6 + NSHR
2059 | 41.3 | H W COATES, HARLESCOTT LANE | SHREWSBURY | SY1 3AS | Shropshire |  | Warehouse And Premises | industrial | 1 | 7415.6 | 79821 | GIA | 226000 | Baschurch T1 | nearest-substation | 11.1 | OSWESTRY GT5 / WHITCHURCH GT1 | LEGACY | SPM | 1 | primary | 0.998 | Green | 7.5 | 6.232 | thermal | 0.3 | 0.5 | 0.5 | 0.8 | 0.1 | OSWESTRY GT5 / WHITCHURCH GT1 / WEM GT1 | 3.1024 | AMBER | 0 |  |  | 0 | 0 | 0 | 7.5 |  |  |  |  | Green (Over 5% headroom) | 7130 | 9 | 11.78 | 185 | 64 | 1972388 | [9 empty] | Legacy | LEGACY | 5 | 1714 | 1714 | 0 | 0 | 0 | 2024-08 | [12 empty] | 52.741 | -2.7319 | SPM-BASCHURCH_T1 | 11806906000 | SP Energy Networks open data (API key): NDP SPM primary-group polygons + Capacity Heatmaps Information Model SPM + LTDS appendices 3/6 + NSHR
2060 | 41.3 | ARCHERS WAY, BATTLEFIELD ENTERPRISE PARK | SHREWSBURY | SY1 3AF | Shropshire | FLEXISTORE | Warehouse And Premises | industrial | 1 | 5058.78 | 54452 | GIA | 150000 | Baschurch T1 | nearest-substation | 10.18 | OSWESTRY GT5 / WHITCHURCH GT1 | LEGACY | SPM | 1 | primary | 0.998 | Green | 7.5 | 6.232 | thermal | 0.3 | 0.5 | 0.5 | 0.8 | 0.1 | OSWESTRY GT5 / WHITCHURCH GT1 / WEM GT1 | 3.1024 | AMBER | 0 |  |  | 0 | 0 | 0 | 7.5 |  |  |  |  | Green (Over 5% headroom) | 7130 | 13 | 8.04 | 126 | 64 | 1997757 | [9 empty] | Legacy | LEGACY | 5 | 1714 | 1714 | 0 | 0 | 0 | 2024-08 | [12 empty] | 52.7454 | -2.7437 | SPM-BASCHURCH_T1 | 3129417000 | SP Energy Networks open data (API key): NDP SPM primary-group polygons + Capacity Heatmaps Information Model SPM + LTDS appendices 3/6 + NSHR
2061 | 41.3 | UNITS 1 & 2 THE HANGAR WORKSHOP, PAINSBROOK LANE | SHREWSBURY | SY4 4BB | Shropshire |  | Workshop And Premises | industrial | 1 | 4367.78 | 47014 | GIA | 87500 | Baschurch T1 | inside-area | 11.9 | OSWESTRY GT5 / WHITCHURCH GT1 | LEGACY | SPM | 1 | primary | 0.998 | Green | 7.5 | 6.232 | thermal | 0.3 | 0.5 | 0.5 | 0.8 | 0.1 | OSWESTRY GT5 / WHITCHURCH GT1 / WEM GT1 | 3.1024 | AMBER | 0 |  |  | 0 | 0 | 0 | 7.5 |  |  |  |  | Green (Over 5% headroom) | 7130 | 15 | 6.94 | 197 | 64 | 2005195 | [9 empty] | Legacy | LEGACY | 5 | 1714 | 1714 | 0 | 0 | 0 | 2024-08 | 10013130171 | B1 Offices and Workshop businesses | 4811 | B | Biomass | 3 |  | Heating and Natural Ventilation | 2015-12-10 |  | 0.5 | FALSE | 52.7876 | -2.6835 | SPM-BASCHURCH_T1 | 8898241000 | SP Energy Networks open data (API key): NDP SPM primary-group polygons + Capacity Heatmaps Information Model SPM + LTDS appendices 3/6 + NSHR
2062 | 41.3 | UNIT A, SUNDORNE INDUSTRIAL PARK | SHREWSBURY | SY1 4YA | Shropshire | BOOKER WHOLESALE | Warehouse And Premises | industrial | 1 | 3875.46 | 41715 | GIA | 237000 | Baschurch T1 | nearest-substation | 11.95 | OSWESTRY GT5 / WHITCHURCH GT1 | LEGACY | SPM | 1 | primary | 0.998 | Green | 7.5 | 6.232 | thermal | 0.3 | 0.5 | 0.5 | 0.8 | 0.1 | OSWESTRY GT5 / WHITCHURCH GT1 / WEM GT1 | 3.1024 | AMBER | 0 |  |  | 0 | 0 | 0 | 7.5 |  |  |  |  | Green (Over 5% headroom) | 7130 | 17 | 6.16 | 97 | 64 | 2010494 | [9 empty] | Legacy | LEGACY | 5 | 1714 | 1714 | 0 | 0 | 0 | 2024-08 | 100071531950 | Retail/Financial and Professional Services | 4208 | D | Natural Gas | 3 |  | Heating and Natural Ventilation | 2023-05-26 |  | 1 | FALSE | 52.7384 | -2.7191 | SPM-BASCHURCH_T1 | 8085457000 | SP Energy Networks open data (API key): NDP SPM primary-group polygons + Capacity Heatmaps Information Model SPM + LTDS appendices 3/6 + NSHR
2063 | 41.3 | GND FLR UNIT 1 HARLESCOTT BUSINESS PARK, HARLESCOTT LANE | SHREWSBURY | SY1 3FG | Shropshire |  | Factory And Premises | industrial | 1 | 3852.1 | 41464 | GIA | 119000 | Baschurch T1 | nearest-substation | 11.65 | OSWESTRY GT5 / WHITCHURCH GT1 | LEGACY | SPM | 1 | primary | 0.998 | Green | 7.5 | 6.232 | thermal | 0.3 | 0.5 | 0.5 | 0.8 | 0.1 | OSWESTRY GT5 / WHITCHURCH GT1 / WEM GT1 | 3.1024 | AMBER | 0 |  |  | 0 | 0 | 0 | 7.5 |  |  |  |  | Green (Over 5% headroom) | 7130 | 17 | 6.12 | 231 | 64 | 2010745 | [9 empty] | Legacy | LEGACY | 5 | 1714 | 1714 | 0 | 0 | 0 | 2024-08 | 10014532971 | General Industrial and Special Industrial Groups | 4276 | A | Natural Gas | 3 |  | Air Conditioning | 2025-09-26 |  | 1 | FALSE | 52.7367 | -2.7274 | SPM-BASCHURCH_T1 | 12290966000 | SP Energy Networks open data (API key): NDP SPM primary-group polygons + Capacity Heatmaps Information Model SPM + LTDS appendices 3/6 + NSHR
2064 | 41.3 | UNIT 9 & 10A, VANGUARD WAY, NINE BRIDGES BUSINESS PARK, BATTLEFIELD ENTERPRISE PARK | SHREWSBURY | SY1 3AS | Shropshire |  | Warehouse And Premises | industrial | 1 | 3802.59 | 40931 | GIA | 194000 | Baschurch T1 | nearest-substation | 11.1 | OSWESTRY GT5 / WHITCHURCH GT1 | LEGACY | SPM | 1 | primary | 0.998 | Green | 7.5 | 6.232 | thermal | 0.3 | 0.5 | 0.5 | 0.8 | 0.1 | OSWESTRY GT5 / WHITCHURCH GT1 / WEM GT1 | 3.1024 | AMBER | 0 |  |  | 0 | 0 | 0 | 7.5 |  |  |  |  | Green (Over 5% headroom) | 7130 | 17 | 6.04 | 95 | 64 | 2011278 | [9 empty] | Legacy | LEGACY | 5 | 1714 | 1714 | 0 | 0 | 0 | 2024-08 |  | Storage or Distribution | 1259 | A | Grid Supplied Electricity | 3 |  | Heating and Mechanical Ventilation | 2022-12-21 |  | 0.67 | FALSE | 52.741 | -2.7319 | SPM-BASCHURCH_T1 | 14496946000 | SP Energy Networks open data (API key): NDP SPM primary-group polygons + Capacity Heatmaps Information Model SPM + LTDS appendices 3/6 + NSHR
2065 | 41.3 | ARCHERS WAY, BATTLEFIELD ENTERPRISE PARK | SHREWSBURY | SY1 3GA | Shropshire | THE OAKS | Warehouse And Premises | industrial | 1 | 3666.41 | 39465 | GIA | 163000 | Baschurch T1 | nearest-substation | 10.32 | OSWESTRY GT5 / WHITCHURCH GT1 | LEGACY | SPM | 1 | primary | 0.998 | Green | 7.5 | 6.232 | thermal | 0.3 | 0.5 | 0.5 | 0.8 | 0.1 | OSWESTRY GT5 / WHITCHURCH GT1 / WEM GT1 | 3.1024 | AMBER | 0 |  |  | 0 | 0 | 0 | 7.5 |  |  |  |  | Green (Over 5% headroom) | 7130 | 18 | 5.83 | 92 | 64 | 2012744 | [9 empty] | Legacy | LEGACY | 5 | 1714 | 1714 | 0 | 0 | 0 | 2024-08 | 10014527970 | Storage or Distribution | 791 | C | Grid Supplied Electricity | 3 |  | Heating and Natural Ventilation | 2025-09-26 |  | 1 | FALSE | 52.7447 | -2.742 | SPM-BASCHURCH_T1 | 3129419000 | SP Energy Networks open data (API key): NDP SPM primary-group polygons + Capacity Heatmaps Information Model SPM + LTDS appendices 3/6 + NSHR
2066 | 41.3 | UNIT 36A, VANGUARD WAY, BATTLEFIELD ENTERPRISE PARK | SHREWSBURY | SY1 3TG | Shropshire |  | Warehouse And Premises | industrial | 1 | 3369.72 | 36271 | GIA | 250000 | Baschurch T1 | nearest-substation | 11.23 | OSWESTRY GT5 / WHITCHURCH GT1 | LEGACY | SPM | 1 | primary | 0.998 | Green | 7.5 | 6.232 | thermal | 0.3 | 0.5 | 0.5 | 0.8 | 0.1 | OSWESTRY GT5 / WHITCHURCH GT1 / WEM GT1 | 3.1024 | AMBER | 0 |  |  | 0 | 0 | 0 | 7.5 |  |  |  |  | Green (Over 5% headroom) | 7130 | 20 | 5.35 | 84 | 64 | 2015938 | [9 empty] | Legacy | LEGACY | 5 | 1714 | 1714 | 0 | 0 | 0 | 2024-08 | [12 empty] | 52.7415 | -2.7287 | SPM-BASCHURCH_T1 | 14294996000 | SP Energy Networks open data (API key): NDP SPM primary-group polygons + Capacity Heatmaps Information Model SPM + LTDS appendices 3/6 + NSHR
2067 | 41.3 | UNIT 1, SUNDORNE TRADE PARK, FEATHERBED LANE | SHREWSBURY | SY1 4NS | Shropshire |  | Warehouse And Premises | industrial | 2 | 2849.91 | 30676 | GIA | 115000 | Baschurch T1 | nearest-substation | 12.08 | OSWESTRY GT5 / WHITCHURCH GT1 | LEGACY | SPM | 1 | primary | 0.998 | Green | 7.5 | 6.232 | thermal | 0.3 | 0.5 | 0.5 | 0.8 | 0.1 | OSWESTRY GT5 / WHITCHURCH GT1 / WEM GT1 | 3.1024 | AMBER | 0 |  |  | 0 | 0 | 0 | 7.5 |  |  |  |  | Green (Over 5% headroom) | 7130 | 23 | 4.53 | 71 | 64 | 2021533 | [9 empty] | Legacy | LEGACY | 5 | 1714 | 1714 | 0 | 0 | 0 | 2024-08 | 10011841314 | Offices and Workshop Businesses | 1260 | D | Grid Supplied Electricity | 3 |  | Heating and Natural Ventilation | 2026-03-03 |  | 1 | FALSE | 52.7361 | -2.7197 | SPM-BASCHURCH_T1 | 7460076000;8219889000 | SP Energy Networks open data (API key): NDP SPM primary-group polygons + Capacity Heatmaps Information Model SPM + LTDS appendices 3/6 + NSHR
2068 | 41.3 | UNIT 1, THE SIDINGS, HARLESCOTT LANE | SHREWSBURY | SY1 3AH | Shropshire |  | Workshop And Premises | industrial | 1 | 2667.4 | 28712 | GIA | 101000 | Baschurch T1 | nearest-substation | 11.66 | OSWESTRY GT5 / WHITCHURCH GT1 | LEGACY | SPM | 1 | primary | 0.998 | Green | 7.5 | 6.232 | thermal | 0.3 | 0.5 | 0.5 | 0.8 | 0.1 | OSWESTRY GT5 / WHITCHURCH GT1 / WEM GT1 | 3.1024 | AMBER | 0 |  |  | 0 | 0 | 0 | 7.5 |  |  |  |  | Green (Over 5% headroom) | 7130 | 25 | 4.24 | 120 | 64 | 2023497 | [9 empty] | Legacy | LEGACY | 5 | 1714 | 1714 | 0 | 0 | 0 | 2024-08 | 10014541365 | Storage or Distribution | 2574 | B | Grid Supplied Electricity | 3 |  | Heating and Natural Ventilation | 2023-03-09 |  | 1 | FALSE | 52.737 | -2.7266 | SPM-BASCHURCH_T1 | 10597783000 | SP Energy Networks open data (API key): NDP SPM primary-group polygons + Capacity Heatmaps Information Model SPM + LTDS appendices 3/6 + NSHR
2069 | 41.3 | DAIRI-PAK AT PLATT MILL FARM | SHREWSBURY | SY4 1LS | Shropshire |  | Workshop And Premises | industrial | 1 | 2454.3 | 26418 | GIA | 70000 | Baschurch T1 | inside-area | 2.21 | OSWESTRY GT5 / WHITCHURCH GT1 | LEGACY | SPM | 1 | primary | 0.998 | Green | 7.5 | 6.232 | thermal | 0.3 | 0.5 | 0.5 | 0.8 | 0.1 | OSWESTRY GT5 / WHITCHURCH GT1 / WEM GT1 | 3.1024 | AMBER | 0 |  |  | 0 | 0 | 0 | 7.5 |  |  |  |  | Green (Over 5% headroom) | 7130 | 27 | 3.9 | 110 | 64 | 2025791 | [9 empty] | Legacy | LEGACY | 5 | 1714 | 1714 | 0 | 0 | 0 | 2024-08 | [12 empty] | 52.7948 | -2.8858 | SPM-BASCHURCH_T1 | 1825490000 | SP Energy Networks open data (API key): NDP SPM primary-group polygons + Capacity Heatmaps Information Model SPM + LTDS appendices 3/6 + NSHR
2070 | 41.3 | LONDON HOUSE, SHAWBURY INDUSTRIAL ESTATE | SHREWSBURY | SY4 4EA | Shropshire | BUILT OFF SITE | Workshop, Office Storage Land And Premises | industrial | 1 | 2329.39 | 25073 | GIA | 70500 | Baschurch T1 | inside-area | 12.66 | OSWESTRY GT5 / WHITCHURCH GT1 | LEGACY | SPM | 1 | primary | 0.998 | Green | 7.5 | 6.232 | thermal | 0.3 | 0.5 | 0.5 | 0.8 | 0.1 | OSWESTRY GT5 / WHITCHURCH GT1 / WEM GT1 | 3.1024 | AMBER | 0 |  |  | 0 | 0 | 0 | 7.5 |  |  |  |  | Green (Over 5% headroom) | 7130 | 28 | 3.7 | 105 | 64 | 2027136 | [9 empty] | Legacy | LEGACY | 5 | 1714 | 1714 | 0 | 0 | 0 | 2024-08 |  | B1 Offices and Workshop businesses | 898 | D | Grid Supplied Electricity | 4 | 2 | Air Conditioning | 2014-10-27 |  | 1 | FALSE | 52.774 | -2.677 | SPM-BASCHURCH_T1 | 8604144000 | SP Energy Networks open data (API key): NDP SPM primary-group polygons + Capacity Heatmaps Information Model SPM + LTDS appendices 3/6 + NSHR
2071 | 41.3 | KENDAL ROAD | SHREWSBURY | SY1 4EP | Shropshire | SUNLIGHT INDUSTRIAL SERVICES LIMITED | Workshop And Premises | industrial | 1 | 2320.53 | 24978 | GIA | 86500 | Baschurch T1 | nearest-substation | 11.61 | OSWESTRY GT5 / WHITCHURCH GT1 | LEGACY | SPM | 1 | primary | 0.998 | Green | 7.5 | 6.232 | thermal | 0.3 | 0.5 | 0.5 | 0.8 | 0.1 | OSWESTRY GT5 / WHITCHURCH GT1 / WEM GT1 | 3.1024 | AMBER | 0 |  |  | 0 | 0 | 0 | 7.5 |  |  |  |  | Green (Over 5% headroom) | 7130 | 29 | 3.69 | 104 | 64 | 2027231 | [9 empty] | Legacy | LEGACY | 5 | 1714 | 1714 | 0 | 0 | 0 | 2024-08 | [12 empty] | 52.7359 | -2.7292 | SPM-BASCHURCH_T1 | 72190234 | SP Energy Networks open data (API key): NDP SPM primary-group polygons + Capacity Heatmaps Information Model SPM + LTDS appendices 3/6 + NSHR
2072 | 41.3 | UNITS 1-11, HAUGHMOND BUSINESS CENTRE, BATTLEFIELD ENTERPRISE PARK | SHREWSBURY | SY1 3JE | Shropshire |  | Warehouse And Premises | industrial | 1 | 2299.05 | 24747 | GIA | 87500 | Baschurch T1 | nearest-substation | 10.58 | OSWESTRY GT5 / WHITCHURCH GT1 | LEGACY | SPM | 1 | primary | 0.998 | Green | 7.5 | 6.232 | thermal | 0.3 | 0.5 | 0.5 | 0.8 | 0.1 | OSWESTRY GT5 / WHITCHURCH GT1 / WEM GT1 | 3.1024 | AMBER | 0 |  |  | 0 | 0 | 0 | 7.5 |  |  |  |  | Green (Over 5% headroom) | 7130 | 29 | 3.65 | 57 | 64 | 2027462 | [9 empty] | Legacy | LEGACY | 5 | 1714 | 1714 | 0 | 0 | 0 | 2024-08 | 10011838112 | B1 Offices and Workshop businesses | 1633 | D | Grid Supplied Electricity | 3 |  | Heating and Natural Ventilation | 2012-05-19 |  | 0.5 | FALSE | 52.744 | -2.7378 | SPM-BASCHURCH_T1 | 14575230000 | SP Energy Networks open data (API key): NDP SPM primary-group polygons + Capacity Heatmaps Information Model SPM + LTDS appendices 3/6 + NSHR
2073 | 41.3 | OLD STATION YARD, STATION ROAD | SHREWSBURY | SY4 3DD | Shropshire |  | Warehouse Brewery Office And Premises | industrial | 1 | 1931.72 | 20793 | GIA | 64500 | Baschurch T1 | inside-area | 10.28 | OSWESTRY GT5 / WHITCHURCH GT1 | LEGACY | SPM | 1 | primary | 0.998 | Green | 7.5 | 6.232 | thermal | 0.3 | 0.5 | 0.5 | 0.8 | 0.1 | OSWESTRY GT5 / WHITCHURCH GT1 / WEM GT1 | 3.1024 | AMBER | 0 |  |  | 0 | 0 | 0 | 7.5 |  |  |  |  | Green (Over 5% headroom) | 7130 | 34 | 3.07 | 135 | 64 | 2031416 | [9 empty] | Legacy | LEGACY | 5 | 1714 | 1714 | 0 | 0 | 0 | 2024-08 | 10014535902 | B2 to B7 General Industrial and Special Industrial Groups | 2097 | D | Oil | 3 |  | Heating and Natural Ventilation | 2022-01-30 |  | 1 | FALSE | 52.7741 | -2.7141 | SPM-BASCHURCH_T1 | 9772607000 | SP Energy Networks open data (API key): NDP SPM primary-group polygons + Capacity Heatmaps Information Model SPM + LTDS appendices 3/6 + NSHR
2074 | 41.3 | WAREHOUSE UNIT 13, KNIGHTS WAY, BATTLEFIELD ENTERPRISE PARK | SHREWSBURY | SY1 3AB | Shropshire |  | Warehouse And Premises | industrial | 1 | 1928.54 | 20759 | GIA | 87500 | Baschurch T1 | nearest-substation | 10.44 | OSWESTRY GT5 / WHITCHURCH GT1 | LEGACY | SPM | 1 | primary | 0.998 | Green | 7.5 | 6.232 | thermal | 0.3 | 0.5 | 0.5 | 0.8 | 0.1 | OSWESTRY GT5 / WHITCHURCH GT1 / WEM GT1 | 3.1024 | AMBER | 0 |  |  | 0 | 0 | 0 | 7.5 |  |  |  |  | Green (Over 5% headroom) | 7130 | 34 | 3.06 | 48 | 64 | 2031450 | [9 empty] | Legacy | LEGACY | 5 | 1714 | 1714 | 0 | 0 | 0 | 2024-08 | 10011838430 | Retail/Financial and Professional Services | 1745 | B | Natural Gas | 4 |  | Heating and Natural Ventilation | 2023-04-02 |  | 0.75 | FALSE | 52.7453 | -2.7387 | SPM-BASCHURCH_T1 | 13517179000 | SP Energy Networks open data (API key): NDP SPM primary-group polygons + Capacity Heatmaps Information Model SPM + LTDS appendices 3/6 + NSHR
2075 | 41.3 | UNIT 8, VANGUARD WAY, NINE BRIDGES BUSINESS PARK, BATTLEFIELD ENTERPRISE PARK | SHREWSBURY | SY1 3FJ | Shropshire |  | Warehouse And Premises | industrial | 1 | 1904.01 | 20495 | GIA | 126000 | Baschurch T1 | nearest-substation | 11.11 | OSWESTRY GT5 / WHITCHURCH GT1 | LEGACY | SPM | 1 | primary | 0.998 | Green | 7.5 | 6.232 | thermal | 0.3 | 0.5 | 0.5 | 0.8 | 0.1 | OSWESTRY GT5 / WHITCHURCH GT1 / WEM GT1 | 3.1024 | AMBER | 0 |  |  | 0 | 0 | 0 | 7.5 |  |  |  |  | Green (Over 5% headroom) | 7130 | 35 | 3.03 | 48 | 64 | 2031714 | [9 empty] | Legacy | LEGACY | 5 | 1714 | 1714 | 0 | 0 | 0 | 2024-08 | [12 empty] | 52.7413 | -2.7313 | SPM-BASCHURCH_T1 | 14124827000 | SP Energy Networks open data (API key): NDP SPM primary-group polygons + Capacity Heatmaps Information Model SPM + LTDS appendices 3/6 + NSHR
2076 | 41.3 | FLEX E RENT HOUSE, KNIGHTS WAY, BATTLEFIELD ENTERPRISE PARK | SHREWSBURY | SY1 3AB | Shropshire |  | Workshop And Premises | industrial | 1 | 1873.13 | 20162 | GIA | 88000 | Baschurch T1 | nearest-substation | 10.44 | OSWESTRY GT5 / WHITCHURCH GT1 | LEGACY | SPM | 1 | primary | 0.998 | Green | 7.5 | 6.232 | thermal | 0.3 | 0.5 | 0.5 | 0.8 | 0.1 | OSWESTRY GT5 / WHITCHURCH GT1 / WEM GT1 | 3.1024 | AMBER | 0 |  |  | 0 | 0 | 0 | 7.5 |  |  |  |  | Green (Over 5% headroom) | 7130 | 35 | 2.98 | 84 | 64 | 2032047 | [9 empty] | Legacy | LEGACY | 5 | 1714 | 1714 | 0 | 0 | 0 | 2024-08 | 10011838429 | B1 Offices and Workshop businesses | 1499 | C | Natural Gas | 3 | 2 | Air Conditioning | 2018-02-11 |  | 1 | FALSE | 52.7453 | -2.7387 | SPM-BASCHURCH_T1 | 10332935000 | SP Energy Networks open data (API key): NDP SPM primary-group polygons + Capacity Heatmaps Information Model SPM + LTDS appendices 3/6 + NSHR
2077 | 41.2 | OAKENHOLT PAPER MILL, CHESTER ROAD | FLINT | CH6 5PU | Flintshire | NORTH WALES TISSUE | Paper Mill And Premises | industrial | 1 | 19780.5 | 212915 | GIA | 462500 | North Wales Paper T1 / North Wales Paper T2 / Woodfield Ave T1 | inside-area | 0.14 | BRYMBO GT2 / HAWARDEN GT2 / HOLYWELL GT2 | CONNAHS QUAY - PENTIR - ST ASAPH | SPM | 8.4 | primary | 8.38 | Green | 20 | 11.62 | thermal | 0 | 0 | 0 | 0 | -3.7 | BRYMBO GT2 / HAWARDEN GT2 / HOLYWELL GT2 | 19.9178 | GREEN | 0 |  |  | 0 | 0 | 0 | 20 |  |  |  |  | Green (Over 5% headroom) | 59893 | 28 | 31.43 | 1187 | 1 | 27097 | [9 empty] | Connahs Quay / SASA | [20 empty] | 53.2363 | -3.1053 | SPM-NORTH_WALES_PAPER_T1_NORTH_WALES_PAPER_T2_WOODFIELD_AVE_T1 | 2359274000 | SP Energy Networks open data (API key): NDP SPM primary-group polygons + Capacity Heatmaps Information Model SPM + LTDS appendices 3/6 + NSHR
2078 | 41.2 | COUNTY OFFICES, CHAPEL STREET | FLINT | CH6 5AY | Flintshire |  | Offices And Premises | office | 1 | 2517.43 | 27097 | NIA | 176000 | North Wales Paper T1 / North Wales Paper T2 / Woodfield Ave T1 | inside-area | 2.34 | BRYMBO GT2 / HAWARDEN GT2 / HOLYWELL GT2 | CONNAHS QUAY - PENTIR - ST ASAPH | SPM | 8.4 | primary | 8.38 | Green | 20 | 11.62 | thermal | 0 | 0 | 0 | 0 | -3.7 | BRYMBO GT2 / HAWARDEN GT2 / HOLYWELL GT2 | 19.9178 | GREEN | 0 |  |  | 0 | 0 | 0 | 20 |  |  |  |  | Green (Over 5% headroom) | 59893 | 100 | 4 | 176 | 1 | 212915 | [9 empty] | Connahs Quay / SASA | [20 empty] | 53.2482 | -3.136 | SPM-NORTH_WALES_PAPER_T1_NORTH_WALES_PAPER_T2_WOODFIELD_AVE_T1 | 10076800000 | SP Energy Networks open data (API key): NDP SPM primary-group polygons + Capacity Heatmaps Information Model SPM + LTDS appendices 3/6 + NSHR
2079 | 41.1 | 4TH FLOOR CUNARD BUILDING, WATER STREET | LIVERPOOL | L3 1EG | Liverpool |  | Offices And Premises | office | 1 | 3075.84 | 33108 | NIA | 450000 | Royal Insurance (New Quay) T1 / Royal Insurance (New Quay) T2 | inside-area | 0.05 | BURLINGTON ST GT2 / LISTER DV B GT1 / PARADISE ST GT1 | LISTER DRIVE | SPM | 8.3 | primary | 8.312 | Green | 8.7 | 0.388 | thermal | 0 | 0 | 0 | 0 | 8 | BURLINGTON ST GT2 / LISTER DV B GT1 / PARADISE ST GT1 | 59.6 | GREEN | 0 |  |  | 0 | 0 | 0 | 8.7 |  |  |  |  | Green (Over 5% headroom) | 59180 | 100 | 4.89 | 215 | 9 | 404827 | [9 empty] | Lister Drive | LISTER DRIVE | 2 | 114 | 114 | 0 | 57 | 20 | 2026-09 | [12 empty] | 53.4052 | -2.9948 | SPM-ROYAL_INSURANCE_NEW_QUAY_T1_ROYAL_INSURANCE_NEW_QUAY_T2 | 11381623000 | SP Energy Networks open data (API key): NDP SPM primary-group polygons + Capacity Heatmaps Information Model SPM + LTDS appendices 3/6 + NSHR
2080 | 41.1 | ST HELENS WINDOWS UNIT 1, EASTSIDE INDUSTRIAL ESTATE, JACKSON STREET | ST HELENS | WA9 3AS | St Helens |  | Workshop And Premises | industrial | 1 | 1648.8 | 17748 | GIA | 62500 | British Sidac T1 / Sherdley Rd T1 / St Helens Linkway T1 / Watery La T1 | inside-area | 0.73 | BOLD G2B / RAVENHEAD G1A2 / ST HELENS GT2A | RAINHILL | SPM | 8.3 | primary | 8.276 | Green | 18.2 | 9.924 | thermal | 0 | 5 | 0.9 | 5 | 6 | BOLD G4B / RAVENHEAD G1A2 / ST HELENS GT2A | 20.6708 | GREEN | 0 |  |  | 0 | 0 | 0 | 18.2 |  |  |  |  | Green (Over 5% headroom) | 59180 | 100 | 2.62 | 74 | 21 | 2091111 | [9 empty] | Rainhill | RAINHILL | 1 | 85.5 | 85.5 | 0 | 0 | 57 | 2026-09 | [12 empty] | 53.4476 | -2.7192 | SPM-BRITISH_SIDAC_T1_SHERDLEY_RD_T1_ST_HELENS_LINKWAY_T1_WATERY_ | 5254597000 | SP Energy Networks open data (API key): NDP SPM primary-group polygons + Capacity Heatmaps Information Model SPM + LTDS appendices 3/6 + NSHR
2081 | 41.1 | UNIVERSAL ARCHES, PEASLEY CROSS LANE | ST HELENS | WA9 3AL | St Helens |  | Factory And Premises | industrial | 1 | 1624.2 | 17483 | GIA | 64500 | British Sidac T1 / Sherdley Rd T1 / St Helens Linkway T1 / Watery La T1 | inside-area | 0.49 | BOLD G2B / RAVENHEAD G1A2 / ST HELENS GT2A | RAINHILL | SPM | 8.3 | primary | 8.276 | Green | 18.2 | 9.924 | thermal | 0 | 5 | 0.9 | 5 | 6 | BOLD G4B / RAVENHEAD G1A2 / ST HELENS GT2A | 20.6708 | GREEN | 0 |  |  | 0 | 0 | 0 | 18.2 |  |  |  |  | Green (Over 5% headroom) | 59180 | 100 | 2.58 | 97 | 21 | 2091376 | [9 empty] | Rainhill | RAINHILL | 1 | 85.5 | 85.5 | 0 | 0 | 57 | 2026-09 | 39091725 | Offices and Workshop Businesses | 484 | C | Natural Gas | 3 |  | Heating and Natural Ventilation | 2026-01-27 |  | 1 | FALSE | 53.4467 | -2.723 | SPM-BRITISH_SIDAC_T1_SHERDLEY_RD_T1_ST_HELENS_LINKWAY_T1_WATERY_ | 2787767000 | SP Energy Networks open data (API key): NDP SPM primary-group polygons + Capacity Heatmaps Information Model SPM + LTDS appendices 3/6 + NSHR
2082 | 41.1 | LANGTREE STREET CONSTRUCTION CENTRE, LANGTREE STREET | ST HELENS | WA9 1AR | St Helens |  | Workshop And Premises | industrial | 1 | 1517.2 | 16331 | GIA | 59500 | British Sidac T1 / Sherdley Rd T1 / St Helens Linkway T1 / Watery La T1 | inside-area | 1.03 | BOLD G2B / RAVENHEAD G1A2 / ST HELENS GT2A | RAINHILL | SPM | 8.3 | primary | 8.276 | Green | 18.2 | 9.924 | thermal | 0 | 5 | 0.9 | 5 | 6 | BOLD G4B / RAVENHEAD G1A2 / ST HELENS GT2A | 20.6708 | GREEN | 0 |  |  | 0 | 0 | 0 | 18.2 |  |  |  |  | Green (Over 5% headroom) | 59180 | 100 | 2.41 | 68 | 21 | 2092528 | [9 empty] | Rainhill | RAINHILL | 1 | 85.5 | 85.5 | 0 | 0 | 57 | 2026-09 | 39082733 | B1 Offices and Workshop businesses | 1516 | C | Natural Gas | 3 |  | Heating and Natural Ventilation | 2014-12-03 |  | 1 | FALSE | 53.4517 | -2.7217 | SPM-BRITISH_SIDAC_T1_SHERDLEY_RD_T1_ST_HELENS_LINKWAY_T1_WATERY_ | 8640524000 | SP Energy Networks open data (API key): NDP SPM primary-group polygons + Capacity Heatmaps Information Model SPM + LTDS appendices 3/6 + NSHR
2083 | 41.1 | UNIT 9-11, EASTSIDE INDUSTRIAL ESTATE, JACKSON STREET | ST HELENS | WA9 3AS | St Helens |  | Warehouse And Premises | industrial | 1 | 1252.43 | 13481 | GIA | 54500 | British Sidac T1 / Sherdley Rd T1 / St Helens Linkway T1 / Watery La T1 | inside-area | 0.73 | BOLD G2B / RAVENHEAD G1A2 / ST HELENS GT2A | RAINHILL | SPM | 8.3 | primary | 8.276 | Green | 18.2 | 9.924 | thermal | 0 | 5 | 0.9 | 5 | 6 | BOLD G4B / RAVENHEAD G1A2 / ST HELENS GT2A | 20.6708 | GREEN | 0 |  |  | 0 | 0 | 0 | 18.2 |  |  |  |  | Green (Over 5% headroom) | 59180 | 100 | 1.99 | 31 | 21 | 2095378 | [9 empty] | Rainhill | RAINHILL | 1 | 85.5 | 85.5 | 0 | 0 | 57 | 2026-09 | [12 empty] | 53.4476 | -2.7192 | SPM-BRITISH_SIDAC_T1_SHERDLEY_RD_T1_ST_HELENS_LINKWAY_T1_WATERY_ | 6731040000 | SP Energy Networks open data (API key): NDP SPM primary-group polygons + Capacity Heatmaps Information Model SPM + LTDS appendices 3/6 + NSHR
2084 | 41.1 | BST STORE 73-74, CUNARD BUILDING, WATER STREET | LIVERPOOL | L3 1DS | Liverpool |  | Basement Store | industrial | 1 | 1235.57 | 13300 | GIA | 54000 | Royal Insurance (New Quay) T1 / Royal Insurance (New Quay) T2 | inside-area | 0.05 | BURLINGTON ST GT2 / LISTER DV B GT1 / PARADISE ST GT1 | LISTER DRIVE | SPM | 8.3 | primary | 8.312 | Green | 8.7 | 0.388 | thermal | 0 | 0 | 0 | 0 | 8 | BURLINGTON ST GT2 / LISTER DV B GT1 / PARADISE ST GT1 | 59.6 | GREEN | 0 |  |  | 0 | 0 | 0 | 8.7 |  |  |  |  | Green (Over 5% headroom) | 59180 | 100 | 1.96 | 31 | 9 | 424635 | [9 empty] | Lister Drive | LISTER DRIVE | 2 | 114 | 114 | 0 | 57 | 20 | 2026-09 |  | Retail/Financial and Professional Services | 683 | C | Grid Supplied Electricity | 3 | 2 | Air Conditioning | 2023-02-08 |  | 0.5 | FALSE | 53.4052 | -2.9948 | SPM-ROYAL_INSURANCE_NEW_QUAY_T1_ROYAL_INSURANCE_NEW_QUAY_T2 | 1954898000 | SP Energy Networks open data (API key): NDP SPM primary-group polygons + Capacity Heatmaps Information Model SPM + LTDS appendices 3/6 + NSHR
2085 | 41.1 | UNIT 1A, DELPHWOOD DRIVE | ST HELENS | WA9 5JE | St Helens |  | Workshop And Premises | industrial | 1 | 1125.6 | 12116 | GIA | 56500 | British Sidac T1 / Sherdley Rd T1 / St Helens Linkway T1 / Watery La T1 | inside-area | 0.08 | BOLD G2B / RAVENHEAD G1A2 / ST HELENS GT2A | RAINHILL | SPM | 8.3 | primary | 8.276 | Green | 18.2 | 9.924 | thermal | 0 | 5 | 0.9 | 5 | 6 | BOLD G4B / RAVENHEAD G1A2 / ST HELENS GT2A | 20.6708 | GREEN | 0 |  |  | 0 | 0 | 0 | 18.2 |  |  |  |  | Green (Over 5% headroom) | 59180 | 100 | 1.79 | 51 | 21 | 2096743 | [9 empty] | Rainhill | RAINHILL | 1 | 85.5 | 85.5 | 0 | 0 | 57 | 2026-09 | 39067681 | A1/A2 Retail and Financial/Professional services | 550 | D | Natural Gas | 3 |  | Heating and Natural Ventilation | 2020-11-10 |  | 0.5 | FALSE | 53.4435 | -2.7276 | SPM-BRITISH_SIDAC_T1_SHERDLEY_RD_T1_ST_HELENS_LINKWAY_T1_WATERY_ | 606174137 | SP Energy Networks open data (API key): NDP SPM primary-group polygons + Capacity Heatmaps Information Model SPM + LTDS appendices 3/6 + NSHR
2086 | 41.1 | E BARTON, LASCELLES STREET | ST HELENS | WA9 1BA | St Helens |  | Workshop And Premises | industrial | 1 | 1076.6 | 11588 | GIA | 27500 | British Sidac T1 / Sherdley Rd T1 / St Helens Linkway T1 / Watery La T1 | inside-area | 1.1 | BOLD G2B / RAVENHEAD G1A2 / ST HELENS GT2A | RAINHILL | SPM | 8.3 | primary | 8.276 | Green | 18.2 | 9.924 | thermal | 0 | 5 | 0.9 | 5 | 6 | BOLD G4B / RAVENHEAD G1A2 / ST HELENS GT2A | 20.6708 | GREEN | 0 |  |  | 0 | 0 | 0 | 18.2 |  |  |  |  | Green (Over 5% headroom) | 59180 | 100 | 1.71 | 48 | 21 | 2097271 | [9 empty] | Rainhill | RAINHILL | 1 | 85.5 | 85.5 | 0 | 0 | 57 | 2026-09 | [12 empty] | 53.4519 | -2.7197 | SPM-BRITISH_SIDAC_T1_SHERDLEY_RD_T1_ST_HELENS_LINKWAY_T1_WATERY_ | 2222764000 | SP Energy Networks open data (API key): NDP SPM primary-group polygons + Capacity Heatmaps Information Model SPM + LTDS appendices 3/6 + NSHR
2087 | 41.1 | UNIT 1B, DELPHWOOD DRIVE | ST HELENS | WA9 5JE | St Helens |  | Warehouse And Premises | industrial | 1 | 1032.4 | 11113 | GIA | 53000 | British Sidac T1 / Sherdley Rd T1 / St Helens Linkway T1 / Watery La T1 | inside-area | 0.08 | BOLD G2B / RAVENHEAD G1A2 / ST HELENS GT2A | RAINHILL | SPM | 8.3 | primary | 8.276 | Green | 18.2 | 9.924 | thermal | 0 | 5 | 0.9 | 5 | 6 | BOLD G4B / RAVENHEAD G1A2 / ST HELENS GT2A | 20.6708 | GREEN | 0 |  |  | 0 | 0 | 0 | 18.2 |  |  |  |  | Green (Over 5% headroom) | 59180 | 100 | 1.64 | 26 | 21 | 2097746 | [9 empty] | Rainhill | RAINHILL | 1 | 85.5 | 85.5 | 0 | 0 | 57 | 2026-09 | 39067676 | Storage or Distribution | 1258 | C | Grid Supplied Electricity | 3 |  | Heating and Natural Ventilation | 2026-09-23 |  | 1 | FALSE | 53.4435 | -2.7276 | SPM-BRITISH_SIDAC_T1_SHERDLEY_RD_T1_ST_HELENS_LINKWAY_T1_WATERY_ | 575735137 | SP Energy Networks open data (API key): NDP SPM primary-group polygons + Capacity Heatmaps Information Model SPM + LTDS appendices 3/6 + NSHR
2088 | 41.1 | TASKERS 42-64, WAVERTREE ROAD | LIVERPOOL | L7 1PH | Liverpool |  | Retail Warehouse And Premises | bigbox | 1 | 11071.72 | 119175 | GIA | 227000 | Beech St T1 / Lister Dv A T2 | inside-area | 0.98 | LISTER DV B GT3 / SPARLING ST GT1 / WAVERTREE GT2 | LISTER DRIVE | SPM | 4.6 | primary | 4.6446 | Green | 8.7 | 4.0554 | thermal | 0 | 2.1 | 1.4 | 2.1 | 3.6 | LISTER DV B GT3 / SPARLING ST GT1 / WAVERTREE GT2 | 51.671 | GREEN | 0 |  |  | 0 | 0 | 0 | 8.7 |  |  |  |  | Green (Over 5% headroom) | 32799 | 28 | 17.59 | 996 | 3 | 137812 | [9 empty] | Lister Drive | LISTER DRIVE | 2 | 114 | 114 | 0 | 57 | 20 | 2026-09 | 38160892 | Retail/Financial and Professional Services | 26756 | C | Grid Supplied Electricity | 3 |  | Heating and Natural Ventilation | 2024-07-15 |  | 0.67 | FALSE | 53.405 | -2.9541 | SPM-BEECH_ST_T1_LISTER_DV_A_T2 | 7618826000 | SP Energy Networks open data (API key): NDP SPM primary-group polygons + Capacity Heatmaps Information Model SPM + LTDS appendices 3/6 + NSHR
2089 | 41.1 | NEW FARM, ASHTON LANE | CHESTER | CH3 8AA | Cheshire West And Chester |  | Road Haulage Depot And Premises | industrial | 3 | 4950.77 | 53290 | GIA | 189500 | Tarvin T1 | inside-area | 1.98 | CHESTER MAIN GT4 / CRANE BANK GT1 / GUILDEN SUTTON GT1 / SALTNEY G2A | CAPENHURST | SPM | 0.8 | primary | 0.822 | Green | 7.5 | 6.622 | thermal | 0.1 | 0.2 | 0 | 0.3 | -0.7 | CHESTER MAIN GT4 / CRANE BANK GT1 / GUILDEN SUTTON GT1 / SALTNEY G2A | 31.649 | GREEN | 39.8 |  |  | 0 | 0 | 0 | 7.5 |  |  |  |  | Green (Over 5% headroom) | 5704 | 11 | 7.87 | 124 | 5 | 79357 | [9 empty] | Frodsham | CAPENHURST | 4 | 896.6 | 896.6 | 0 | 0 | 304 | 2029-10 | [12 empty] | 53.2147 | -2.7453 | SPM-TARVIN_T1 | 32025132;32025132;32025132 | SP Energy Networks open data (API key): NDP SPM primary-group polygons + Capacity Heatmaps Information Model SPM + LTDS appendices 3/6 + NSHR
2090 | 41 | SCA HYGIENE PRODUCTS LTD, PIMBO ROAD | SKELMERSDALE | WN8 9PD | West Lancashire |  | Factory And Premises | industrial | 1 | 60408.9 | 650235 | GIA | 2090000 | Carborundum T1 / Houghtons La T1 / Rainford T1 / Windlehurst T2 | nearest-substation | 7.83 | RAVENHEAD G1A1 / ST HELENS GT2B / WINDLE GT1 | RAINHILL | SPM | 13.9 | primary | 13.871 | Green | 30 | 15.129 | thermal | 4 | 0 | 0 | 4 | 12.1 | RAVENHEAD G1A1 / ST HELENS GT2B / WINDLE GT1 | 26.66 | GREEN | 17.1 |  |  | 0 | 0 | 0 | 30 |  |  |  |  | Green (Over 5% headroom) | 99109 | 15 | 96 | 3625 | 80 | 6131119 | [9 empty] | Kirkby (_D) | RAINHILL | 1 | 85.5 | 85.5 | 0 | 0 | 57 | 2026-09 | [12 empty] | 53.5297 | -2.7618 | SPM-CARBORUNDUM_T1_HOUGHTONS_LA_T1_RAINFORD_T1_WINDLEHURST_T2 | 7030195000 | SP Energy Networks open data (API key): NDP SPM primary-group polygons + Capacity Heatmaps Information Model SPM + LTDS appendices 3/6 + NSHR
2091 | 41 | UNIT 3 AND UNIT 4 M58 DISTRIBUTION CENTRE, GILLIBRANDS ROAD | SKELMERSDALE | WN8 9TB | West Lancashire |  | Warehouse And Premises | industrial | 2 | 43567.2 | 468953 | GIA | 2535000 | Carborundum T1 / Houghtons La T1 / Rainford T1 / Windlehurst T2 | nearest-substation | 8.82 | RAVENHEAD G1A1 / ST HELENS GT2B / WINDLE GT1 | RAINHILL | SPM | 13.9 | primary | 13.871 | Green | 30 | 15.129 | thermal | 4 | 0 | 0 | 4 | 12.1 | RAVENHEAD G1A1 / ST HELENS GT2B / WINDLE GT1 | 26.66 | GREEN | 17.1 |  |  | 0 | 0 | 0 | 30 |  |  |  |  | Green (Over 5% headroom) | 99109 | 21 | 69.23 | 1089 | 80 | 6312401 | [9 empty] | Kirkby (_D) | RAINHILL | 1 | 85.5 | 85.5 | 0 | 0 | 57 | 2026-09 | 10012358690 | B8 Storage or Distribution | 16315 | D | Natural Gas | 3 |  | Heating and Natural Ventilation | 2017-01-13 |  | 1 | FALSE | 53.5398 | -2.778 | SPM-CARBORUNDUM_T1_HOUGHTONS_LA_T1_RAINFORD_T1_WINDLEHURST_T2 | 11646064000;10379541000 | SP Energy Networks open data (API key): NDP SPM primary-group polygons + Capacity Heatmaps Information Model SPM + LTDS appendices 3/6 + NSHR
2092 | 41 | PROCTOR AND GAMBLE, PIMBO ROAD | SKELMERSDALE | WN8 9PE | West Lancashire |  | Warehouse And Premises | industrial | 1 | 34616 | 372603 | GIA | 1300000 | Carborundum T1 / Houghtons La T1 / Rainford T1 / Windlehurst T2 | nearest-substation | 7.59 | RAVENHEAD G1A1 / ST HELENS GT2B / WINDLE GT1 | RAINHILL | SPM | 13.9 | primary | 13.871 | Green | 30 | 15.129 | thermal | 4 | 0 | 0 | 4 | 12.1 | RAVENHEAD G1A1 / ST HELENS GT2B / WINDLE GT1 | 26.66 | GREEN | 17.1 |  |  | 0 | 0 | 0 | 30 |  |  |  |  | Green (Over 5% headroom) | 99109 | 27 | 55.01 | 865 | 80 | 6408751 | [9 empty] | Kirkby (_D) | RAINHILL | 1 | 85.5 | 85.5 | 0 | 0 | 57 | 2026-09 | [12 empty] | 53.5274 | -2.7606 | SPM-CARBORUNDUM_T1_HOUGHTONS_LA_T1_RAINFORD_T1_WINDLEHURST_T2 | 6095924000 | SP Energy Networks open data (API key): NDP SPM primary-group polygons + Capacity Heatmaps Information Model SPM + LTDS appendices 3/6 + NSHR
2093 | 41 | DOBBIES GARDEN WORLD, BENTHAMS WAY | SOUTHPORT | PR8 4HX | Sefton |  | Garden Centre And Premises | bigbox | 1 | 17956.03 | 193277 | NIA | 395000 | Banastre Rd T1 / Dover Rd T1 / Grantham Cl T1 | inside-area | 1.09 | FORMBY GT2B / SOUTHPORT GT1 / SOUTHPORT GT2 | KIRKBY | SPM | 10.5 | primary | 10.476 | Green | 20 | 9.524 | thermal | 0 | 0 | 0.6 | 0 | 8.1 | FORMBY GT2B / SOUTHPORT GT1 / SOUTHPORT GT2 | 12.484 | GREEN | 0 |  |  | 0 | 0 | 0 | 20 |  |  |  |  | Green (Over 5% headroom) | 74866 | 39 | 28.53 | 1616 | 2 | 64492 | [9 empty] | Lister Drive | KIRKBY | 4 | 514 | 514 | 400 | 0 | 0 | 2027-08 | [12 empty] | 53.6287 | -2.9971 | SPM-BANASTRE_RD_T1_DOVER_RD_T1_GRANTHAM_CL_T1 | 6109181000 | SP Energy Networks open data (API key): NDP SPM primary-group polygons + Capacity Heatmaps Information Model SPM + LTDS appendices 3/6 + NSHR
2094 | 40.9 | UNIT 1, KNOWLSEY INDUSTRIAL PARK, MARL ROAD, P L P KNOWSLEY, KIRKBY | LIVERPOOL | L33 7XQ | Knowsley |  | Warehouse And Premises | industrial | 1 | 153713.71 | 1654559 | GIA | 5710000 | Acornfield Rd T1 / Dickinsons T1 / Hammond Rd T1 / Kodak T1 | inside-area | 1.03 | GILLMOSS GT1 / KIRKBY GT2 / SIMONSWOOD GT1 | KIRKBY | SPM | 13.8 | primary | 13.791 | Green | 30 | 16.209 | thermal | 0 | 0 | 0 | 0 | 10.5 | GILLMOSS GT1 / KIRKBY GT2 / SIMONSWOOD GT1 | 37.36 | GREEN | 0 |  |  | 0 | 0 | 0 | 30 |  |  |  |  | Green (Over 5% headroom) | 98396 | 6 | 244.27 | 3843 | 92 | 5643567 | [9 empty] | Kirkby (_D) | KIRKBY | 4 | 514 | 514 | 400 | 0 | 0 | 2027-08 | [12 empty] | 53.4869 | -2.8639 | SPM-ACORNFIELD_RD_T1_DICKINSONS_T1_HAMMOND_RD_T1_KODAK_T1 | 14346726000 | SP Energy Networks open data (API key): NDP SPM primary-group polygons + Capacity Heatmaps Information Model SPM + LTDS appendices 3/6 + NSHR
2095 | 40.9 | SOUTH BOUNDARY ROAD | LIVERPOOL | L33 7SF | Knowsley | Q V C | Warehouse And Premises | industrial | 1 | 72253.98 | 777735 | GIA | 4360000 | Acornfield Rd T1 / Dickinsons T1 / Hammond Rd T1 / Kodak T1 | inside-area | 1.29 | GILLMOSS GT1 / KIRKBY GT2 / SIMONSWOOD GT1 | KIRKBY | SPM | 13.8 | primary | 13.791 | Green | 30 | 16.209 | thermal | 0 | 0 | 0 | 0 | 10.5 | GILLMOSS GT1 / KIRKBY GT2 / SIMONSWOOD GT1 | 37.36 | GREEN | 0 |  |  | 0 | 0 | 0 | 30 |  |  |  |  | Green (Over 5% headroom) | 98396 | 13 | 114.82 | 1806 | 92 | 6520391 | [9 empty] | Kirkby (_D) | KIRKBY | 4 | 514 | 514 | 400 | 0 | 0 | 2027-08 | 40067110 | B1 Offices and Workshop businesses | 728 | E | Natural Gas | 3 | 1 | Air Conditioning | 2022-05-07 |  | 1 | FALSE | 53.4745 | -2.8594 | SPM-ACORNFIELD_RD_T1_DICKINSONS_T1_HAMMOND_RD_T1_KODAK_T1 | 521441134 | SP Energy Networks open data (API key): NDP SPM primary-group polygons + Capacity Heatmaps Information Model SPM + LTDS appendices 3/6 + NSHR
2096 | 40.9 | MATALAN HEAD OFFICE, PERIMETER ROAD, KNOWSLEY INDUSTRIAL PARK | LIVERPOOL | L33 7SZ | Knowsley |  | Warehouse And Premises | industrial | 1 | 68065.4 | 732649 | GIA | 4600000 | Acornfield Rd T1 / Dickinsons T1 / Hammond Rd T1 / Kodak T1 | inside-area | 0.63 | GILLMOSS GT1 / KIRKBY GT2 / SIMONSWOOD GT1 | KIRKBY | SPM | 13.8 | primary | 13.791 | Green | 30 | 16.209 | thermal | 0 | 0 | 0 | 0 | 10.5 | GILLMOSS GT1 / KIRKBY GT2 / SIMONSWOOD GT1 | 37.36 | GREEN | 0 |  |  | 0 | 0 | 0 | 30 |  |  |  |  | Green (Over 5% headroom) | 98396 | 13 | 108.16 | 1702 | 92 | 6565477 | [9 empty] | Kirkby (_D) | KIRKBY | 4 | 514 | 514 | 400 | 0 | 0 | 2027-08 | 40078560 | Offices and Workshop Businesses | 12269 | B | Natural Gas | 5 | 3 | Air Conditioning | 2023-12-13 |  | 1 | FALSE | 53.4786 | -2.8487 | SPM-ACORNFIELD_RD_T1_DICKINSONS_T1_HAMMOND_RD_T1_KODAK_T1 | 9506918000 | SP Energy Networks open data (API key): NDP SPM primary-group polygons + Capacity Heatmaps Information Model SPM + LTDS appendices 3/6 + NSHR
2097 | 40.9 | DAMS FURNITURE LTD, GORES ROAD | LIVERPOOL | L33 7XS | Knowsley |  | Factory And Premises | industrial | 1 | 30029.28 | 323232 | GIA | 1170000 | Acornfield Rd T1 / Dickinsons T1 / Hammond Rd T1 / Kodak T1 | inside-area | 1.22 | GILLMOSS GT1 / KIRKBY GT2 / SIMONSWOOD GT1 | KIRKBY | SPM | 13.8 | primary | 13.791 | Green | 30 | 16.209 | thermal | 0 | 0 | 0 | 0 | 10.5 | GILLMOSS GT1 / KIRKBY GT2 / SIMONSWOOD GT1 | 37.36 | GREEN | 0 |  |  | 0 | 0 | 0 | 30 |  |  |  |  | Green (Over 5% headroom) | 98396 | 30 | 47.72 | 1802 | 92 | 6974894 | [9 empty] | Kirkby (_D) | KIRKBY | 4 | 514 | 514 | 400 | 0 | 0 | 2027-08 | [12 empty] | 53.4757 | -2.8603 | SPM-ACORNFIELD_RD_T1_DICKINSONS_T1_HAMMOND_RD_T1_KODAK_T1 | 7152874000 | SP Energy Networks open data (API key): NDP SPM primary-group polygons + Capacity Heatmaps Information Model SPM + LTDS appendices 3/6 + NSHR
2098 | 40.9 | WALLASEY DELIVERY OFFICE, LISCARD VILLAGE | WALLASEY | CH45 4JR | Wirral |  | Offices And Premises | office | 1 | 1551.59 | 16701 | NIA | 82000 | Egremont T1 / Liscard T1 / Poulton T1 / Stone Manganese T1 | inside-area | 1.71 | WALLASEY GT1 / WALLASEY GT2 / WOODSIDE GT2 | BIRKENHEAD | SPM | 12.7 | primary | 12.66 | Green | 30 | 17.09 | thermal | 1 | 1.5 | 7.2 | 2.5 | 8.9 | WALLASEY GT1 / WALLASEY GT2 / WOODSIDE GT2 | 42.195 | GREEN | 0 |  |  | 0 | 0 | 0 | 30 |  |  |  |  | Green (Over 5% headroom) | 90553 | 100 | 2.47 | 109 | 17 | 590527 | [9 empty] | Birkenhead | BIRKENHEAD | 0 | 0 | 0 | 0 | 0 | 90 |  | 42161605 | Restaurants and Cafes/Drinking Establishments/Takeaways | 399 | C | Natural Gas | 3 |  | Heating and Natural Ventilation | 2022-09-30 |  | 0.6 | FALSE | 53.422 | -3.0429 | SPM-EGREMONT_T1_LISCARD_T1_POULTON_T1_STONE_MANGANESE_T1 | 9031834000 | SP Energy Networks open data (API key): NDP SPM primary-group polygons + Capacity Heatmaps Information Model SPM + LTDS appendices 3/6 + NSHR
2099 | 40.9 | THE WOLFSON BUILDINGS AT 15, PEMBROKE PLACE | LIVERPOOL | L3 5PH | Liverpool |  | Offices And Premises | office | 1 | 2982.72 | 32106 | NIA | 595000 | Bolton St T1 / Greek St T1 / Hpo Copperas Hill T1 / Oldham Place T1 | inside-area | 0.59 | BURLINGTON ST GT2 / LISTER DV B GT1 / PARADISE ST GT1 | LISTER DRIVE | SPM | 8.2 | primary | 8.219 | Green | 20 | 11.781 | thermal | 0 | 0 | 0 | 0 | 6.8 | BURLINGTON ST GT2 / LISTER DV B GT1 / PARADISE ST GT1 | 59.6 | GREEN | 0 |  |  | 0 | 0 | 0 | 20 |  |  |  |  | Green (Over 5% headroom) | 58467 | 100 | 4.74 | 209 | 11 | 207979 | [9 empty] | Lister Drive | LISTER DRIVE | 2 | 114 | 114 | 0 | 57 | 20 | 2026-09 | 38219289 | D1 Non-residential Institutions - Education | 3394 | C | Grid Supplied Electricity | 3 |  | Air Conditioning | 2015-06-26 |  | 1 | FALSE | 53.409 | -2.9703 | SPM-BOLTON_ST_T1_GREEK_ST_T1_HPO_COPPERAS_HILL_T1_OLDHAM_PLACE_T | 14936120000 | SP Energy Networks open data (API key): NDP SPM primary-group polygons + Capacity Heatmaps Information Model SPM + LTDS appendices 3/6 + NSHR
2100 | 40.9 | 3RD & 4TH FLRS, ACCELERATOR BUILDING, DAULBY STREET | LIVERPOOL | L7 8XZ | Liverpool |  | Offices And Premises | office | 1 | 2414.96 | 25994 | NIA | 447500 | Bolton St T1 / Greek St T1 / Hpo Copperas Hill T1 / Oldham Place T1 | inside-area | 0.78 | BURLINGTON ST GT2 / LISTER DV B GT1 / PARADISE ST GT1 | LISTER DRIVE | SPM | 8.2 | primary | 8.219 | Green | 20 | 11.781 | thermal | 0 | 0 | 0 | 0 | 6.8 | BURLINGTON ST GT2 / LISTER DV B GT1 / PARADISE ST GT1 | 59.6 | GREEN | 0 |  |  | 0 | 0 | 0 | 20 |  |  |  |  | Green (Over 5% headroom) | 58467 | 100 | 3.84 | 169 | 11 | 214091 | [9 empty] | Lister Drive | LISTER DRIVE | 2 | 114 | 114 | 0 | 57 | 20 | 2026-09 | 38314404 | B1 Offices and Workshop businesses | 7801 | B | Natural Gas | 5 | 3 | Air Conditioning | 2017-08-23 |  | 0.5 | FALSE | 53.4097 | -2.9676 | SPM-BOLTON_ST_T1_GREEK_ST_T1_HPO_COPPERAS_HILL_T1_OLDHAM_PLACE_T | 11738817000 | SP Energy Networks open data (API key): NDP SPM primary-group polygons + Capacity Heatmaps Information Model SPM + LTDS appendices 3/6 + NSHR
2101 | 40.9 | 52-54, MOUNT PLEASANT | LIVERPOOL | L3 5SD | Liverpool |  | Offices And Premises | office | 1 | 2074.02 | 22325 | NIA | 211000 | Bolton St T1 / Greek St T1 / Hpo Copperas Hill T1 / Oldham Place T1 | inside-area | 0.3 | BURLINGTON ST GT2 / LISTER DV B GT1 / PARADISE ST GT1 | LISTER DRIVE | SPM | 8.2 | primary | 8.219 | Green | 20 | 11.781 | thermal | 0 | 0 | 0 | 0 | 6.8 | BURLINGTON ST GT2 / LISTER DV B GT1 / PARADISE ST GT1 | 59.6 | GREEN | 0 |  |  | 0 | 0 | 0 | 20 |  |  |  |  | Green (Over 5% headroom) | 58467 | 100 | 3.3 | 145 | 11 | 217760 | [9 empty] | Lister Drive | LISTER DRIVE | 2 | 114 | 114 | 0 | 57 | 20 | 2026-09 | 38107581 | A1/A2 Retail and Financial/Professional services | 305 | D | Natural Gas | 3 |  | Heating and Natural Ventilation | 2021-11-03 |  | 1 | FALSE | 53.404 | -2.9751 | SPM-BOLTON_ST_T1_GREEK_ST_T1_HPO_COPPERAS_HILL_T1_OLDHAM_PLACE_T | 14555811000 | SP Energy Networks open data (API key): NDP SPM primary-group polygons + Capacity Heatmaps Information Model SPM + LTDS appendices 3/6 + NSHR
2102 | 40.9 | 3RD & 4TH FLRS, THE WATSON BUILDING 4, RENSHAW STREET | LIVERPOOL | L1 2SA | Liverpool |  | Offices And Premises | office | 1 | 1940.5 | 20887 | NIA | 290000 | Bolton St T1 / Greek St T1 / Hpo Copperas Hill T1 / Oldham Place T1 | inside-area | 0.18 | BURLINGTON ST GT2 / LISTER DV B GT1 / PARADISE ST GT1 | LISTER DRIVE | SPM | 8.2 | primary | 8.219 | Green | 20 | 11.781 | thermal | 0 | 0 | 0 | 0 | 6.8 | BURLINGTON ST GT2 / LISTER DV B GT1 / PARADISE ST GT1 | 59.6 | GREEN | 0 |  |  | 0 | 0 | 0 | 20 |  |  |  |  | Green (Over 5% headroom) | 58467 | 100 | 3.08 | 136 | 11 | 219198 | [9 empty] | Lister Drive | LISTER DRIVE | 2 | 114 | 114 | 0 | 57 | 20 | 2026-09 | [12 empty] | 53.4046 | -2.9774 | SPM-BOLTON_ST_T1_GREEK_ST_T1_HPO_COPPERAS_HILL_T1_OLDHAM_PLACE_T | 13063956000 | SP Energy Networks open data (API key): NDP SPM primary-group polygons + Capacity Heatmaps Information Model SPM + LTDS appendices 3/6 + NSHR
2103 | 40.9 | 93-101, KEMPSTON STREET | LIVERPOOL | L3 8HE | Liverpool |  | Factory And Premises | industrial | 1 | 1856.97 | 19988 | GIA | 51000 | Bolton St T1 / Greek St T1 / Hpo Copperas Hill T1 / Oldham Place T1 | inside-area | 0.72 | BURLINGTON ST GT2 / LISTER DV B GT1 / PARADISE ST GT1 | LISTER DRIVE | SPM | 8.2 | primary | 8.219 | Green | 20 | 11.781 | thermal | 0 | 0 | 0 | 0 | 6.8 | BURLINGTON ST GT2 / LISTER DV B GT1 / PARADISE ST GT1 | 59.6 | GREEN | 0 |  |  | 0 | 0 | 0 | 20 |  |  |  |  | Green (Over 5% headroom) | 58467 | 100 | 2.95 | 111 | 11 | 220097 | [9 empty] | Lister Drive | LISTER DRIVE | 2 | 114 | 114 | 0 | 57 | 20 | 2026-09 | 38292334 | B8 Storage or Distribution | 322 | C | Natural Gas | 5 |  | Heating and Natural Ventilation | 2023-03-08 |  | 1 | FALSE | 53.4109 | -2.9704 | SPM-BOLTON_ST_T1_GREEK_ST_T1_HPO_COPPERAS_HILL_T1_OLDHAM_PLACE_T | 14720776000 | SP Energy Networks open data (API key): NDP SPM primary-group polygons + Capacity Heatmaps Information Model SPM + LTDS appendices 3/6 + NSHR
2104 | 40.8 | WELSH ASSEMBLY OFFICES, RHODFA PADARN | ABERYSTWYTH | SY23 3TL | Ceredigion |  | Offices And Premises | office | 1 | 5983.29 | 64404 | NIA | 555000 | Aberystwyth T1 / North Rd T1 / Parc-Y-Llyn T1 / Parc-Y-Llyn T2 / U C Wales T1 | inside-area | 0.98 | ABERYSTWYTH GT2 / RHYDLYDAN GT1 | SWANSEA NORTH | SPM | 8.1 | bsp | 21.043 | Green | 37.5 | 16.37 | thermal | 0.4 | 20.2 | 5.6 | 20.6 | 17.8 | ABERYSTWYTH GT2 / RHYDLYDAN GT1 | 8.079 | GREEN | 0 |  |  | 0 | 0 | 0 | 37.5 |  |  |  |  | Green (Over 5% headroom) | 57754 | 90 | 9.51 | 419 | 22 | 657062 | [9 empty] | Trawsfynydd | SWANSEA NORTH | 10 | 2020.9 | 2020.9 | 400 | 0 | 61 | 2024-08 | [12 empty] | 52.4061 | -4.0687 | SPM-ABERYSTWYTH_T1_NORTH_RD_T1_PARC_Y_LLYN_T1_PARC_Y_LLYN_T2_U_C | 7089684000 | SP Energy Networks open data (API key): NDP SPM primary-group polygons + Capacity Heatmaps Information Model SPM + LTDS appendices 3/6 + NSHR
2105 | 40.8 | CANOLFAN RHEIDOL, RHODFA PADARN | ABERYSTWYTH | SY23 3UE | Ceredigion |  | Offices And Premises | office | 1 | 5878.77 | 63278 | NIA | 565000 | Aberystwyth T1 / North Rd T1 / Parc-Y-Llyn T1 / Parc-Y-Llyn T2 / U C Wales T1 | inside-area | 0.9 | ABERYSTWYTH GT2 / RHYDLYDAN GT1 | SWANSEA NORTH | SPM | 8.1 | bsp | 21.043 | Green | 37.5 | 16.37 | thermal | 0.4 | 20.2 | 5.6 | 20.6 | 17.8 | ABERYSTWYTH GT2 / RHYDLYDAN GT1 | 8.079 | GREEN | 0 |  |  | 0 | 0 | 0 | 37.5 |  |  |  |  | Green (Over 5% headroom) | 57754 | 91 | 9.34 | 412 | 22 | 658188 | [9 empty] | Trawsfynydd | SWANSEA NORTH | 10 | 2020.9 | 2020.9 | 400 | 0 | 61 | 2024-08 | 49067390 | Offices and Workshop Businesses | 8459 | B | Biomass | 4 | 2 | Heating and Natural Ventilation | 2023-05-19 |  | 0.5 | FALSE | 52.4077 | -4.07 | SPM-ABERYSTWYTH_T1_NORTH_RD_T1_PARC_Y_LLYN_T1_PARC_Y_LLYN_T2_U_C | 6993290000 | SP Energy Networks open data (API key): NDP SPM primary-group polygons + Capacity Heatmaps Information Model SPM + LTDS appendices 3/6 + NSHR
2106 | 40.8 | SWYDDFA'R SIR, MARINE TERRACE | ABERYSTWYTH | SY23 2AZ | Ceredigion | CEREDIGION COUNTY COUNCIL AND MAGISTRATE COURT | Offices And Premises | office | 1 | 2636.1 | 28375 | NIA | 101000 | Aberystwyth T1 / North Rd T1 / Parc-Y-Llyn T1 / Parc-Y-Llyn T2 / U C Wales T1 | inside-area | 1.72 | ABERYSTWYTH GT2 / RHYDLYDAN GT1 | SWANSEA NORTH | SPM | 8.1 | bsp | 21.043 | Green | 37.5 | 16.37 | thermal | 0.4 | 20.2 | 5.6 | 20.6 | 17.8 | ABERYSTWYTH GT2 / RHYDLYDAN GT1 | 8.079 | GREEN | 0 |  |  | 0 | 0 | 0 | 37.5 |  |  |  |  | Green (Over 5% headroom) | 57754 | 100 | 4.19 | 185 | 22 | 693091 | [9 empty] | Trawsfynydd | SWANSEA NORTH | 10 | 2020.9 | 2020.9 | 400 | 0 | 61 | 2024-08 | [12 empty] | 52.4158 | -4.086 | SPM-ABERYSTWYTH_T1_NORTH_RD_T1_PARC_Y_LLYN_T1_PARC_Y_LLYN_T2_U_C | 12666404000 | SP Energy Networks open data (API key): NDP SPM primary-group polygons + Capacity Heatmaps Information Model SPM + LTDS appendices 3/6 + NSHR
2107 | 40.8 | MOUNT TRADING CO LTD, GLANYRAFON INDUSTRIAL ESTATE | ABERYSTWYTH | SY23 3JQ | Ceredigion |  | Warehouse And Premises | industrial | 1 | 1646.47 | 17722 | GIA | 73000 | Aberystwyth T1 / North Rd T1 / Parc-Y-Llyn T1 / Parc-Y-Llyn T2 / U C Wales T1 | inside-area | 1.78 | ABERYSTWYTH GT2 / RHYDLYDAN GT1 | SWANSEA NORTH | SPM | 8.1 | bsp | 21.043 | Green | 37.5 | 16.37 | thermal | 0.4 | 20.2 | 5.6 | 20.6 | 17.8 | ABERYSTWYTH GT2 / RHYDLYDAN GT1 | 8.079 | GREEN | 0 |  |  | 0 | 0 | 0 | 37.5 |  |  |  |  | Green (Over 5% headroom) | 57754 | 100 | 2.62 | 41 | 22 | 703744 | [9 empty] | Trawsfynydd | SWANSEA NORTH | 10 | 2020.9 | 2020.9 | 400 | 0 | 61 | 2024-08 | [12 empty] | 52.4019 | -4.0429 | SPM-ABERYSTWYTH_T1_NORTH_RD_T1_PARC_Y_LLYN_T1_PARC_Y_LLYN_T2_U_C | 1207703000 | SP Energy Networks open data (API key): NDP SPM primary-group polygons + Capacity Heatmaps Information Model SPM + LTDS appendices 3/6 + NSHR
2108 | 40.8 | UNIT 21 A-B, GLANYRAFON INDUSTRIAL ESTATE | ABERYSTWYTH | SY23 3JQ | Ceredigion |  | Workshop And Premises | industrial | 1 | 1506.17 | 16212 | GIA | 65000 | Aberystwyth T1 / North Rd T1 / Parc-Y-Llyn T1 / Parc-Y-Llyn T2 / U C Wales T1 | inside-area | 1.78 | ABERYSTWYTH GT2 / RHYDLYDAN GT1 | SWANSEA NORTH | SPM | 8.1 | bsp | 21.043 | Green | 37.5 | 16.37 | thermal | 0.4 | 20.2 | 5.6 | 20.6 | 17.8 | ABERYSTWYTH GT2 / RHYDLYDAN GT1 | 8.079 | GREEN | 0 |  |  | 0 | 0 | 0 | 37.5 |  |  |  |  | Green (Over 5% headroom) | 57754 | 100 | 2.39 | 68 | 22 | 705254 | [9 empty] | Trawsfynydd | SWANSEA NORTH | 10 | 2020.9 | 2020.9 | 400 | 0 | 61 | 2024-08 | [12 empty] | 52.4019 | -4.0429 | SPM-ABERYSTWYTH_T1_NORTH_RD_T1_PARC_Y_LLYN_T1_PARC_Y_LLYN_T2_U_C | 14651253000 | SP Energy Networks open data (API key): NDP SPM primary-group polygons + Capacity Heatmaps Information Model SPM + LTDS appendices 3/6 + NSHR
2109 | 40.8 | PARC MERLIN, GLANYRAFON INDUSTRIAL ESTATE | ABERYSTWYTH | SY23 3FF | Ceredigion | RACHELS DAIRY WAREHOUSE | Warehouse And Premises | industrial | 1 | 1440 | 15500 | GIA | 75500 | Aberystwyth T1 / North Rd T1 / Parc-Y-Llyn T1 / Parc-Y-Llyn T2 / U C Wales T1 | inside-area | 1.65 | ABERYSTWYTH GT2 / RHYDLYDAN GT1 | SWANSEA NORTH | SPM | 8.1 | bsp | 21.043 | Green | 37.5 | 16.37 | thermal | 0.4 | 20.2 | 5.6 | 20.6 | 17.8 | ABERYSTWYTH GT2 / RHYDLYDAN GT1 | 8.079 | GREEN | 0 |  |  | 0 | 0 | 0 | 37.5 |  |  |  |  | Green (Over 5% headroom) | 57754 | 100 | 2.29 | 36 | 22 | 705966 | [9 empty] | Trawsfynydd | SWANSEA NORTH | 10 | 2020.9 | 2020.9 | 400 | 0 | 61 | 2024-08 | [12 empty] | 52.4023 | -4.0451 | SPM-ABERYSTWYTH_T1_NORTH_RD_T1_PARC_Y_LLYN_T1_PARC_Y_LLYN_T2_U_C | 8543165000 | SP Energy Networks open data (API key): NDP SPM primary-group polygons + Capacity Heatmaps Information Model SPM + LTDS appendices 3/6 + NSHR
2110 | 40.8 | STATION BUILDINGS, ALEXANDRA ROAD | ABERYSTWYTH | SY23 1LH | Ceredigion |  | Showroom, Workshop And Premises | industrial | 1 | 1285.87 | 13841 | NIA | 55000 | Aberystwyth T1 / North Rd T1 / Parc-Y-Llyn T1 / Parc-Y-Llyn T2 / U C Wales T1 | inside-area | 1.42 | ABERYSTWYTH GT2 / RHYDLYDAN GT1 | SWANSEA NORTH | SPM | 8.1 | bsp | 21.043 | Green | 37.5 | 16.37 | thermal | 0.4 | 20.2 | 5.6 | 20.6 | 17.8 | ABERYSTWYTH GT2 / RHYDLYDAN GT1 | 8.079 | GREEN | 0 |  |  | 0 | 0 | 0 | 37.5 |  |  |  |  | Green (Over 5% headroom) | 57754 | 100 | 2.04 | 58 | 22 | 707625 | [9 empty] | Trawsfynydd | SWANSEA NORTH | 10 | 2020.9 | 2020.9 | 400 | 0 | 61 | 2024-08 | 49070088 | A3/A4/A5 Restaurant and Cafes/Drinking Establishments and Hot Food takeaways | 797 | F | Natural Gas | 4 | 3 | Air Conditioning | 2014-01-07 |  | 1 | FALSE | 52.414 | -4.0819 | SPM-ABERYSTWYTH_T1_NORTH_RD_T1_PARC_Y_LLYN_T1_PARC_Y_LLYN_T2_U_C | 4861114000 | SP Energy Networks open data (API key): NDP SPM primary-group polygons + Capacity Heatmaps Information Model SPM + LTDS appendices 3/6 + NSHR
2111 | 40.8 | STATION YARD | BOW STREET | SY24 5AT | Ceredigion | MALDERN TIMBER | Warehouse And Premises | industrial | 1 | 1113.2 | 11982 | GIA | 28500 | Aberystwyth T1 / North Rd T1 / Parc-Y-Llyn T1 / Parc-Y-Llyn T2 / U C Wales T1 | inside-area | 3.75 | ABERYSTWYTH GT2 / RHYDLYDAN GT1 | SWANSEA NORTH | SPM | 8.1 | bsp | 21.043 | Green | 37.5 | 16.37 | thermal | 0.4 | 20.2 | 5.6 | 20.6 | 17.8 | ABERYSTWYTH GT2 / RHYDLYDAN GT1 | 8.079 | GREEN | 0 |  |  | 0 | 0 | 0 | 37.5 |  |  |  |  | Green (Over 5% headroom) | 57754 | 100 | 1.77 | 28 | 22 | 709484 | [9 empty] | Trawsfynydd | SWANSEA NORTH | 10 | 2020.9 | 2020.9 | 400 | 0 | 61 | 2024-08 | 49043402 | Hotels | 297 | C | Natural Gas | 3 |  | Heating and Natural Ventilation | 2023-09-29 |  | 0.5 | FALSE | 52.441 | -4.0288 | SPM-ABERYSTWYTH_T1_NORTH_RD_T1_PARC_Y_LLYN_T1_PARC_Y_LLYN_T2_U_C | 117862193 | SP Energy Networks open data (API key): NDP SPM primary-group polygons + Capacity Heatmaps Information Model SPM + LTDS appendices 3/6 + NSHR
2112 | 40.8 | ROYAL MAIL SORTING OFFICE, GLANYRAFON INDUSTRIAL ESTATE | ABERYSTWYTH | SY23 3JQ | Ceredigion |  | Sorting Office And Premises | industrial | 1 | 1045.9 | 11258 | GIA | 60000 | Aberystwyth T1 / North Rd T1 / Parc-Y-Llyn T1 / Parc-Y-Llyn T2 / U C Wales T1 | inside-area | 1.78 | ABERYSTWYTH GT2 / RHYDLYDAN GT1 | SWANSEA NORTH | SPM | 8.1 | bsp | 21.043 | Green | 37.5 | 16.37 | thermal | 0.4 | 20.2 | 5.6 | 20.6 | 17.8 | ABERYSTWYTH GT2 / RHYDLYDAN GT1 | 8.079 | GREEN | 0 |  |  | 0 | 0 | 0 | 37.5 |  |  |  |  | Green (Over 5% headroom) | 57754 | 100 | 1.66 | 73 | 22 | 710208 | [9 empty] | Trawsfynydd | SWANSEA NORTH | 10 | 2020.9 | 2020.9 | 400 | 0 | 61 | 2024-08 | [12 empty] | 52.4019 | -4.0429 | SPM-ABERYSTWYTH_T1_NORTH_RD_T1_PARC_Y_LLYN_T1_PARC_Y_LLYN_T2_U_C | 6273510000 | SP Energy Networks open data (API key): NDP SPM primary-group polygons + Capacity Heatmaps Information Model SPM + LTDS appendices 3/6 + NSHR
2113 | 40.8 | PLASTECO LTD, EXPRESSWAY BUSINESS PARK, ABERGELE ROAD | RHYL | LL18 5SQ | Denbighshire |  | Factory And Premises | industrial | 1 | 3781.83 | 40707 | GIA | 111000 | Abergele T1 / Pensarn T1 | inside-area | 2.9 | HOLYWELL GT1 / RHYL GT1 / ST ASAPH GT2 / ST ASAPH GT4 | CONNAHS QUAY - PENTIR - ST ASAPH | SPM | 0.6 | primary | 0.647 | Green | 10 | 9.153 | thermal | 0.4 | 9.7 | 1.9 | 10.1 | -1.6 | HOLYWELL GT1 / RHYL GT1 / ST ASAPH GT2 / ST ASAPH GT4 | 22.4768 | GREEN | 0 |  |  | 0 | 0 | 0 | 10 |  |  |  |  | Green (Over 5% headroom) | 4278 | 11 | 6.01 | 227 | 10 | 197973 | [9 empty] | Connahs Quay / SASA | [8 empty] | 10012914242 | General Industrial and Special Industrial Groups | 2328 | D | Natural Gas | 3 |  | Heating and Natural Ventilation | 2023-04-05 |  | 0.67 | FALSE | 53.2703 | -3.5182 | SPM-ABERGELE_T1_PENSARN_T1 | 11216600000 | SP Energy Networks open data (API key): NDP SPM primary-group polygons + Capacity Heatmaps Information Model SPM + LTDS appendices 3/6 + NSHR
2114 | 40.8 | TERFRYN | ABERGELE | LL22 9AR | Conwy |  | Warehouse And Premises | industrial | 1 | 3379.24 | 36374 | GIA | 106000 | Abergele T1 / Pensarn T1 | inside-area | 1.07 | HOLYWELL GT1 / RHYL GT1 / ST ASAPH GT2 / ST ASAPH GT4 | CONNAHS QUAY - PENTIR - ST ASAPH | SPM | 0.6 | primary | 0.647 | Green | 10 | 9.153 | thermal | 0.4 | 9.7 | 1.9 | 10.1 | -1.6 | HOLYWELL GT1 / RHYL GT1 / ST ASAPH GT2 / ST ASAPH GT4 | 22.4768 | GREEN | 0 |  |  | 0 | 0 | 0 | 10 |  |  |  |  | Green (Over 5% headroom) | 4278 | 12 | 5.37 | 84 | 10 | 202306 | [9 empty] | Connahs Quay / SASA | [20 empty] | 53.2807 | -3.5744 | SPM-ABERGELE_T1_PENSARN_T1 | 10136287000 | SP Energy Networks open data (API key): NDP SPM primary-group polygons + Capacity Heatmaps Information Model SPM + LTDS appendices 3/6 + NSHR
2115 | 40.8 | UNITS 1 & 2 BODELWYDDAN BUSINESS PARK, ABERGELE ROAD | RHYL | LL18 5SX | Denbighshire |  | Factory And Premises | industrial | 1 | 2330.85 | 25089 | GIA | 89000 | Abergele T1 / Pensarn T1 | inside-area | 3.12 | HOLYWELL GT1 / RHYL GT1 / ST ASAPH GT2 / ST ASAPH GT4 | CONNAHS QUAY - PENTIR - ST ASAPH | SPM | 0.6 | primary | 0.647 | Green | 10 | 9.153 | thermal | 0.4 | 9.7 | 1.9 | 10.1 | -1.6 | HOLYWELL GT1 / RHYL GT1 / ST ASAPH GT2 / ST ASAPH GT4 | 22.4768 | GREEN | 0 |  |  | 0 | 0 | 0 | 10 |  |  |  |  | Green (Over 5% headroom) | 4278 | 17 | 3.7 | 140 | 10 | 213591 | [9 empty] | Connahs Quay / SASA | [20 empty] | 53.2695 | -3.5151 | SPM-ABERGELE_T1_PENSARN_T1 | 8453886000 | SP Energy Networks open data (API key): NDP SPM primary-group polygons + Capacity Heatmaps Information Model SPM + LTDS appendices 3/6 + NSHR
2116 | 40.7 | CONSTABULARY HEADQUARTERS CLEMONDS HEY, OAKMERE ROAD | WINSFORD | CW7 2UA | Cheshire West And Chester |  | Offices And Premises | office | 1 | 22499.94 | 242187 | NIA | 1390000 | Church St Winsford T1 / Over T1 / Wharton Pk T1 / Woodford Pk T1 | inside-area | 2.7 | HARTFORD GT1 / LOSTOCK GT2 / WINSFORD GT1 / WINSFORD GT2 | CARRINGTON - FIDDLERS FERRY | SPM | 12.5 | primary | 12.511 | Green | 30 | 16.589 | thermal | 3.6 | 0 | 0 | 3.6 | 9.3 | HARTFORD GT1 / LOSTOCK GT2 / WINSFORD GT1 / WINSFORD GT2 | 35.88 | GREEN | 0 |  |  | 0 | 0 | 0 | 30 |  |  |  |  | Green (Over 5% headroom) | 89127 | 37 | 35.75 | 1575 | 25 | 1103596 | [9 empty] | Frodsham | CARRINGTON | 5 | 2186.9 | 2186.9 | 0 | 0 | 930 | 2026-05 | [12 empty] | 53.1888 | -2.5593 | SPM-CHURCH_ST_WINSFORD_T1_OVER_T1_WHARTON_PK_T1_WOODFORD_PK_T1 | 3242008000 | SP Energy Networks open data (API key): NDP SPM primary-group polygons + Capacity Heatmaps Information Model SPM + LTDS appendices 3/6 + NSHR
2117 | 40.7 | 80, LIGHTFOOT STREET | CHESTER | CH2 3AL | Cheshire West And Chester |  | Offices And Premises | office | 1 | 1443.94 | 15542 | NIA | 188000 | Grosvenor St T1 / Linenhall St T1 / Northgate Terrace T1 / Station View T1 / Tomular Place T1 | inside-area | 1.26 | CHESTER MAIN GT4 / CRANE BANK GT1 / GUILDEN SUTTON GT1 / SALTNEY G2A | CAPENHURST | SPM | 12.5 | primary | 12.508 | Green | 30 | 17.492 | thermal | 0 | 6.2 | 0 | 6.2 | 10.4 | CHESTER MAIN GT4 / CRANE BANK GT1 / GUILDEN SUTTON GT1 / SALTNEY G2A | 31.649 | GREEN | 39.8 |  |  | 0 | 0 | 0 | 30 |  |  |  |  | Green (Over 5% headroom) | 89127 | 100 | 2.29 | 101 | 16 | 546016 | [9 empty] | Capenhurst | CAPENHURST | 4 | 896.6 | 896.6 | 0 | 0 | 304 | 2029-10 | 200000989025 | B1 Offices and Workshop businesses | 1661 | C | Natural Gas | 3 |  | Air Conditioning | 2021-05-13 |  | 1 | FALSE | 53.1964 | -2.8745 | SPM-GROSVENOR_ST_T1_LINENHALL_ST_T1_NORTHGATE_TERRACE_T1_STATION | 7824679000 | SP Energy Networks open data (API key): NDP SPM primary-group polygons + Capacity Heatmaps Information Model SPM + LTDS appendices 3/6 + NSHR
2118 | 40.7 | 32-36, FOREGATE STREET | CHESTER | CH1 1HA | Cheshire West And Chester |  | Offices And Premises | office | 1 | 1409.85 | 15175 | NIA | 148000 | Grosvenor St T1 / Linenhall St T1 / Northgate Terrace T1 / Station View T1 / Tomular Place T1 | inside-area | 0.53 | CHESTER MAIN GT4 / CRANE BANK GT1 / GUILDEN SUTTON GT1 / SALTNEY G2A | CAPENHURST | SPM | 12.5 | primary | 12.508 | Green | 30 | 17.492 | thermal | 0 | 6.2 | 0 | 6.2 | 10.4 | CHESTER MAIN GT4 / CRANE BANK GT1 / GUILDEN SUTTON GT1 / SALTNEY G2A | 31.649 | GREEN | 39.8 |  |  | 0 | 0 | 0 | 30 |  |  |  |  | Green (Over 5% headroom) | 89127 | 100 | 2.24 | 99 | 16 | 546383 | [9 empty] | Capenhurst | CAPENHURST | 4 | 896.6 | 896.6 | 0 | 0 | 304 | 2029-10 | 100012824482 | Retail/Financial and Professional Services | 1685 | B | Grid Supplied Electricity | 3 |  | Air Conditioning | 2025-09-19 |  | 1 | FALSE | 53.1911 | -2.8868 | SPM-GROSVENOR_ST_T1_LINENHALL_ST_T1_NORTHGATE_TERRACE_T1_STATION | 13771198000 | SP Energy Networks open data (API key): NDP SPM primary-group polygons + Capacity Heatmaps Information Model SPM + LTDS appendices 3/6 + NSHR
2119 | 40.7 | AARON & PARTNERS AT 3-7, GROSVENOR COURT, FOREGATE STREET | CHESTER | CH1 1HG | Cheshire West And Chester |  | Offices And Premises | office | 1 | 1245.26 | 13404 | NIA | 171000 | Grosvenor St T1 / Linenhall St T1 / Northgate Terrace T1 / Station View T1 / Tomular Place T1 | inside-area | 0.7 | CHESTER MAIN GT4 / CRANE BANK GT1 / GUILDEN SUTTON GT1 / SALTNEY G2A | CAPENHURST | SPM | 12.5 | primary | 12.508 | Green | 30 | 17.492 | thermal | 0 | 6.2 | 0 | 6.2 | 10.4 | CHESTER MAIN GT4 / CRANE BANK GT1 / GUILDEN SUTTON GT1 / SALTNEY G2A | 31.649 | GREEN | 39.8 |  |  | 0 | 0 | 0 | 30 |  |  |  |  | Green (Over 5% headroom) | 89127 | 100 | 1.98 | 87 | 16 | 548154 | [9 empty] | Capenhurst | CAPENHURST | 4 | 896.6 | 896.6 | 0 | 0 | 304 | 2029-10 | 200000835452 | Retail/Financial and Professional Services | 325 | D | Natural Gas | 3 |  | Heating and Natural Ventilation | 2025-04-10 |  | 1 | FALSE | 53.1921 | -2.883 | SPM-GROSVENOR_ST_T1_LINENHALL_ST_T1_NORTHGATE_TERRACE_T1_STATION | 6692799000 | SP Energy Networks open data (API key): NDP SPM primary-group polygons + Capacity Heatmaps Information Model SPM + LTDS appendices 3/6 + NSHR
2120 | 40.7 | 26, NICHOLAS STREET | CHESTER | CH1 2PQ | Cheshire West And Chester |  | Offices And Premises | office | 1 | 1185.9 | 12765 | NIA | 107000 | Grosvenor St T1 / Linenhall St T1 / Northgate Terrace T1 / Station View T1 / Tomular Place T1 | inside-area | 0.61 | CHESTER MAIN GT4 / CRANE BANK GT1 / GUILDEN SUTTON GT1 / SALTNEY G2A | CAPENHURST | SPM | 12.5 | primary | 12.508 | Green | 30 | 17.492 | thermal | 0 | 6.2 | 0 | 6.2 | 10.4 | CHESTER MAIN GT4 / CRANE BANK GT1 / GUILDEN SUTTON GT1 / SALTNEY G2A | 31.649 | GREEN | 39.8 |  |  | 0 | 0 | 0 | 30 |  |  |  |  | Green (Over 5% headroom) | 89127 | 100 | 1.88 | 83 | 16 | 548793 | [9 empty] | Capenhurst | CAPENHURST | 4 | 896.6 | 896.6 | 0 | 0 | 304 | 2029-10 | 10093985476 | Offices and Workshop Businesses | 1101 | E | Natural Gas | 3 |  | Heating and Natural Ventilation | 2022-11-25 |  | 0.5 | FALSE | 53.1887 | -2.895 | SPM-GROSVENOR_ST_T1_LINENHALL_ST_T1_NORTHGATE_TERRACE_T1_STATION | 11524024000 | SP Energy Networks open data (API key): NDP SPM primary-group polygons + Capacity Heatmaps Information Model SPM + LTDS appendices 3/6 + NSHR
2121 | 40.7 | CHESHIRE COUNTY COUNCIL PHOENIX HOUSE, CLOUGH ROAD | WINSFORD | CW7 4BD | Cheshire West And Chester |  | Offices And Premises | office | 1 | 1141.7 | 12289 | GIA | 79000 | Church St Winsford T1 / Over T1 / Wharton Pk T1 / Woodford Pk T1 | inside-area | 0.45 | HARTFORD GT1 / LOSTOCK GT2 / WINSFORD GT1 / WINSFORD GT2 | CARRINGTON - FIDDLERS FERRY | SPM | 12.5 | primary | 12.511 | Green | 30 | 16.589 | thermal | 3.6 | 0 | 0 | 3.6 | 9.3 | HARTFORD GT1 / LOSTOCK GT2 / WINSFORD GT1 / WINSFORD GT2 | 35.88 | GREEN | 0 |  |  | 0 | 0 | 0 | 30 |  |  |  |  | Green (Over 5% headroom) | 89127 | 100 | 1.81 | 80 | 25 | 1333494 | [9 empty] | Frodsham | CARRINGTON | 5 | 2186.9 | 2186.9 | 0 | 0 | 930 | 2026-05 | [12 empty] | 53.1908 | -2.5237 | SPM-CHURCH_ST_WINSFORD_T1_OVER_T1_WHARTON_PK_T1_WOODFORD_PK_T1 | 4230801000 | SP Energy Networks open data (API key): NDP SPM primary-group polygons + Capacity Heatmaps Information Model SPM + LTDS appendices 3/6 + NSHR
2122 | 40.7 | BRIDGETOWN HOUSE 80, LOWER BRIDGE STREET | CHESTER | CH1 1RU | Cheshire West And Chester |  | Offices And Premises | office | 1 | 1034.5 | 11135 | NIA | 120000 | Grosvenor St T1 / Linenhall St T1 / Northgate Terrace T1 / Station View T1 / Tomular Place T1 | inside-area | 0.85 | CHESTER MAIN GT4 / CRANE BANK GT1 / GUILDEN SUTTON GT1 / SALTNEY G2A | CAPENHURST | SPM | 12.5 | primary | 12.508 | Green | 30 | 17.492 | thermal | 0 | 6.2 | 0 | 6.2 | 10.4 | CHESTER MAIN GT4 / CRANE BANK GT1 / GUILDEN SUTTON GT1 / SALTNEY G2A | 31.649 | GREEN | 39.8 |  |  | 0 | 0 | 0 | 30 |  |  |  |  | Green (Over 5% headroom) | 89127 | 100 | 1.64 | 72 | 16 | 550423 | [9 empty] | Capenhurst | CAPENHURST | 4 | 896.6 | 896.6 | 0 | 0 | 304 | 2029-10 | [12 empty] | 53.1867 | -2.89 | SPM-GROSVENOR_ST_T1_LINENHALL_ST_T1_NORTHGATE_TERRACE_T1_STATION | 12288046000 | SP Energy Networks open data (API key): NDP SPM primary-group polygons + Capacity Heatmaps Information Model SPM + LTDS appendices 3/6 + NSHR
2123 | 40.7 | COUNCIL HEADQUARTERS, CONWAY ROAD | COLWYN BAY | LL29 7AZ | Conwy |  | Offices And Premises | office | 1 | 9131.4 | 98289 | NIA | 1020000 | Ivy St T1 / Llysfaen Rd T1 / Old Mill T1 | inside-area | 0.27 | COLWYN BAY GT1 / COLWYN BAY GT2 / DOLGARROG GT2 | CONNAHS QUAY - PENTIR - ST ASAPH | SPM | 8 | primary | 8.009 | Green | 20 | 11.851 | thermal | 0.6 | 0.6 | 0.5 | 1.2 | 5.2 | COLWYN BAY GT1 / COLWYN BAY GT2 / DOLGARROG GT2 | 16.642 | GREEN | 0 |  |  | 0 | 0 | 0 | 20 |  |  |  |  | Green (Over 5% headroom) | 57041 | 58 | 14.51 | 639 | 12 | 268574 | [9 empty] | Trawsfynydd | TRAWSFYNYDD | 1 | 940 | 0 | 0 | 0 | 10 | 2037-11 | [12 empty] | 53.2955 | -3.7304 | SPM-IVY_ST_T1_LLYSFAEN_RD_T1_OLD_MILL_T1 | 11673427000 | SP Energy Networks open data (API key): NDP SPM primary-group polygons + Capacity Heatmaps Information Model SPM + LTDS appendices 3/6 + NSHR
2124 | 40.7 | NORTH WALES POLICE HQ, ABERGELE ROAD | COLWYN BAY | LL29 9YF | Conwy |  | Offices And Premises | office | 1 | 5625.32 | 60550 | NIA | 297500 | Ivy St T1 / Llysfaen Rd T1 / Old Mill T1 | inside-area | 1.49 | COLWYN BAY GT1 / COLWYN BAY GT2 / DOLGARROG GT2 | CONNAHS QUAY - PENTIR - ST ASAPH | SPM | 8 | primary | 8.009 | Green | 20 | 11.851 | thermal | 0.6 | 0.6 | 0.5 | 1.2 | 5.2 | COLWYN BAY GT1 / COLWYN BAY GT2 / DOLGARROG GT2 | 16.642 | GREEN | 0 |  |  | 0 | 0 | 0 | 20 |  |  |  |  | Green (Over 5% headroom) | 57041 | 94 | 8.94 | 394 | 12 | 306313 | [9 empty] | Trawsfynydd | TRAWSFYNYDD | 1 | 940 | 0 | 0 | 0 | 10 | 2037-11 | [12 empty] | 53.2903 | -3.7056 | SPM-IVY_ST_T1_LLYSFAEN_RD_T1_OLD_MILL_T1 | 5893937000 | SP Energy Networks open data (API key): NDP SPM primary-group polygons + Capacity Heatmaps Information Model SPM + LTDS appendices 3/6 + NSHR
2125 | 40.7 | UNITS 1-8 4, GROES ROAD | COLWYN BAY | LL29 8PU | Conwy |  | Vehicle Repair Workshop, Showroom And Premises | industrial | 1 | 1410.98 | 15188 | GIA | 20500 | Ivy St T1 / Llysfaen Rd T1 / Old Mill T1 | inside-area | 0.99 | COLWYN BAY GT1 / COLWYN BAY GT2 / DOLGARROG GT2 | CONNAHS QUAY - PENTIR - ST ASAPH | SPM | 8 | primary | 8.009 | Green | 20 | 11.851 | thermal | 0.6 | 0.6 | 0.5 | 1.2 | 5.2 | COLWYN BAY GT1 / COLWYN BAY GT2 / DOLGARROG GT2 | 16.642 | GREEN | 0 |  |  | 0 | 0 | 0 | 20 |  |  |  |  | Green (Over 5% headroom) | 57041 | 100 | 2.24 | 63 | 12 | 351675 | [9 empty] | Trawsfynydd | TRAWSFYNYDD | 1 | 940 | 0 | 0 | 0 | 10 | 2037-11 | [12 empty] | 53.2879 | -3.7175 | SPM-IVY_ST_T1_LLYSFAEN_RD_T1_OLD_MILL_T1 | 2803466000 | SP Energy Networks open data (API key): NDP SPM primary-group polygons + Capacity Heatmaps Information Model SPM + LTDS appendices 3/6 + NSHR
2126 | 40.7 | 394, ABERGELE ROAD | COLWYN BAY | LL29 9LU | Conwy |  | Large Foodstore And Premises | industrial | 1 | 1306.3 | 14061 | GIA | 209000 | Ivy St T1 / Llysfaen Rd T1 / Old Mill T1 | inside-area | 2.05 | COLWYN BAY GT1 / COLWYN BAY GT2 / DOLGARROG GT2 | CONNAHS QUAY - PENTIR - ST ASAPH | SPM | 8 | primary | 8.009 | Green | 20 | 11.851 | thermal | 0.6 | 0.6 | 0.5 | 1.2 | 5.2 | COLWYN BAY GT1 / COLWYN BAY GT2 / DOLGARROG GT2 | 16.642 | GREEN | 0 |  |  | 0 | 0 | 0 | 20 |  |  |  |  | Green (Over 5% headroom) | 57041 | 100 | 2.08 | 33 | 12 | 352802 | [9 empty] | Trawsfynydd | TRAWSFYNYDD | 1 | 940 | 0 | 0 | 0 | 10 | 2037-11 | [12 empty] | 53.2889 | -3.6974 | SPM-IVY_ST_T1_LLYSFAEN_RD_T1_OLD_MILL_T1 | 6457493000 | SP Energy Networks open data (API key): NDP SPM primary-group polygons + Capacity Heatmaps Information Model SPM + LTDS appendices 3/6 + NSHR
2127 | 40.7 | RSPCA LLWYDGOED UCHA | COLWYN BAY | LL28 5ET | Conwy |  | Warehouse And Premises | industrial | 1 | 1141.74 | 12290 | GIA | 23750 | Ivy St T1 / Llysfaen Rd T1 / Old Mill T1 | inside-area | 2.92 | COLWYN BAY GT1 / COLWYN BAY GT2 / DOLGARROG GT2 | CONNAHS QUAY - PENTIR - ST ASAPH | SPM | 8 | primary | 8.009 | Green | 20 | 11.851 | thermal | 0.6 | 0.6 | 0.5 | 1.2 | 5.2 | COLWYN BAY GT1 / COLWYN BAY GT2 / DOLGARROG GT2 | 16.642 | GREEN | 0 |  |  | 0 | 0 | 0 | 20 |  |  |  |  | Green (Over 5% headroom) | 57041 | 100 | 1.81 | 29 | 12 | 354573 | [9 empty] | Trawsfynydd | TRAWSFYNYDD | 1 | 940 | 0 | 0 | 0 | 10 | 2037-11 | [12 empty] | 53.2718 | -3.747 | SPM-IVY_ST_T1_LLYSFAEN_RD_T1_OLD_MILL_T1 | 216155202 | SP Energy Networks open data (API key): NDP SPM primary-group polygons + Capacity Heatmaps Information Model SPM + LTDS appendices 3/6 + NSHR
2128 | 40.7 | UNIT 2 TY MAWR, TANYGRAIG ROAD | COLWYN BAY | LL29 8UE | Conwy |  | Workshop And Premises | industrial | 1 | 1038.58 | 11179 | GIA | 35750 | Ivy St T1 / Llysfaen Rd T1 / Old Mill T1 | inside-area | 3.68 | COLWYN BAY GT1 / COLWYN BAY GT2 / DOLGARROG GT2 | CONNAHS QUAY - PENTIR - ST ASAPH | SPM | 8 | primary | 8.009 | Green | 20 | 11.851 | thermal | 0.6 | 0.6 | 0.5 | 1.2 | 5.2 | COLWYN BAY GT1 / COLWYN BAY GT2 / DOLGARROG GT2 | 16.642 | GREEN | 0 |  |  | 0 | 0 | 0 | 20 |  |  |  |  | Green (Over 5% headroom) | 57041 | 100 | 1.65 | 47 | 12 | 355684 | [9 empty] | Trawsfynydd | TRAWSFYNYDD | 1 | 940 | 0 | 0 | 0 | 10 | 2037-11 | 10024342171 | B1 Offices and Workshop businesses | 1127 | C | Oil | 3 |  | Heating and Natural Ventilation | 2013-09-30 |  | 0.75 | FALSE | 53.2836 | -3.6745 | SPM-IVY_ST_T1_LLYSFAEN_RD_T1_OLD_MILL_T1 | 7350888000 | SP Energy Networks open data (API key): NDP SPM primary-group polygons + Capacity Heatmaps Information Model SPM + LTDS appendices 3/6 + NSHR
2129 | 40.7 | THE OLD SLATE DEPOT AT BRYN MYNAN | COLWYN BAY | LL28 5TH | Conwy |  | Store And Premises | industrial | 1 | 1012.7 | 10901 | GIA | 15250 | Ivy St T1 / Llysfaen Rd T1 / Old Mill T1 | inside-area | 6.38 | COLWYN BAY GT1 / COLWYN BAY GT2 / DOLGARROG GT2 | CONNAHS QUAY - PENTIR - ST ASAPH | SPM | 8 | primary | 8.009 | Green | 20 | 11.851 | thermal | 0.6 | 0.6 | 0.5 | 1.2 | 5.2 | COLWYN BAY GT1 / COLWYN BAY GT2 / DOLGARROG GT2 | 16.642 | GREEN | 0 |  |  | 0 | 0 | 0 | 20 |  |  |  |  | Green (Over 5% headroom) | 57041 | 100 | 1.61 | 25 | 12 | 355962 | [9 empty] | Trawsfynydd | TRAWSFYNYDD | 1 | 940 | 0 | 0 | 0 | 10 | 2037-11 | 10035043875 | General Industrial and Special Industrial Groups | 934 | D | Grid Supplied Electricity | 3 |  | Heating and Natural Ventilation | 2025-02-10 |  | 0.75 | FALSE | 53.2525 | -3.7911 | SPM-IVY_ST_T1_LLYSFAEN_RD_T1_OLD_MILL_T1 | 4056321000 | SP Energy Networks open data (API key): NDP SPM primary-group polygons + Capacity Heatmaps Information Model SPM + LTDS appendices 3/6 + NSHR
2130 | 40.7 | TESCO, HIGH STREET | PORTHMADOG | LL49 9NU | Gwynedd |  | Superstore And Premises | bigbox | 1 | 2757.7 | 29684 | GIA | 410000 | Porthmadog T1 / Porthmadog T2 | inside-area | 0.63 | FOUR CROSSES GT2 / MAENTWROG GT1 / MAENTWROG GT2 | TRAWSFYNYDD | SPM | 4.3 | bsp | 5.478 | Green | 10 | 4.522 | thermal | 0 | 0 | 0 | 0 | 4.3 | FOUR CROSSES GT2 / MAENTWROG GT1 / MAENTWROG GT2 | 4.306 | GREEN | 0 |  |  | 0 | 0 | 0 | 10 |  |  |  |  | Green (Over 5% headroom) | 30660 | 100 | 4.38 | 248 | 8 | 250772 | [9 empty] | Trawsfynydd | TRAWSFYNYDD | 1 | 940 | 0 | 0 | 0 | 10 | 2037-11 | 10070345043 | D1 Non-residential Institutions - Education | 1681 | B | Natural Gas | 3 |  | Heating and Natural Ventilation | 2013-04-04 |  | 0.5 | FALSE | 52.9284 | -4.1348 | SPM-PORTHMADOG_T1_PORTHMADOG_T2 | 8834495000 | SP Energy Networks open data (API key): NDP SPM primary-group polygons + Capacity Heatmaps Information Model SPM + LTDS appendices 3/6 + NSHR
2131 | 40.7 | UNIT 2, PENAMSER INDUSTRIAL ESTATE | PORTHMADOG | LL49 9NY | Gwynedd |  | Retail Warehouse, Offices And Premises | bigbox | 1 | 2241.15 | 24124 | GIA | 100000 | Porthmadog T1 / Porthmadog T2 | inside-area | 0.63 | FOUR CROSSES GT2 / MAENTWROG GT1 / MAENTWROG GT2 | TRAWSFYNYDD | SPM | 4.3 | bsp | 5.478 | Green | 10 | 4.522 | thermal | 0 | 0 | 0 | 0 | 4.3 | FOUR CROSSES GT2 / MAENTWROG GT1 / MAENTWROG GT2 | 4.306 | GREEN | 0 |  |  | 0 | 0 | 0 | 10 |  |  |  |  | Green (Over 5% headroom) | 30660 | 100 | 3.56 | 202 | 8 | 256332 | [9 empty] | Trawsfynydd | TRAWSFYNYDD | 1 | 940 | 0 | 0 | 0 | 10 | 2037-11 | 10070362165 | A1/A2 Retail and Financial/Professional services | 2666 | A | Grid Supplied Electricity | 5 | 2 | Air Conditioning | 2017-06-23 |  | 0.5 | FALSE | 52.9285 | -4.137 | SPM-PORTHMADOG_T1_PORTHMADOG_T2 | 136147202 | SP Energy Networks open data (API key): NDP SPM primary-group polygons + Capacity Heatmaps Information Model SPM + LTDS appendices 3/6 + NSHR
2132 | 40.7 | UNITS C & D, PENAMSER BUSINESS PARK | PORTHMADOG | LL49 9GB | Gwynedd |  | Builders Merchants And Premises | bigbox | 1 | 2042.08 | 21981 | GIA | 111000 | Porthmadog T1 / Porthmadog T2 | inside-area | 0.74 | FOUR CROSSES GT2 / MAENTWROG GT1 / MAENTWROG GT2 | TRAWSFYNYDD | SPM | 4.3 | bsp | 5.478 | Green | 10 | 4.522 | thermal | 0 | 0 | 0 | 0 | 4.3 | FOUR CROSSES GT2 / MAENTWROG GT1 / MAENTWROG GT2 | 4.306 | GREEN | 0 |  |  | 0 | 0 | 0 | 10 |  |  |  |  | Green (Over 5% headroom) | 30660 | 100 | 3.25 | 184 | 8 | 258475 | [9 empty] | Trawsfynydd | TRAWSFYNYDD | 1 | 940 | 0 | 0 | 0 | 10 | 2037-11 |  | B2 to B7 General Industrial and Special Industrial Groups | 1161 | G | Natural Gas | 3 |  | Heating and Mechanical Ventilation | 2011-11-14 |  | 1 | FALSE | 52.9307 | -4.144 | SPM-PORTHMADOG_T1_PORTHMADOG_T2 | 6090829000 | SP Energy Networks open data (API key): NDP SPM primary-group polygons + Capacity Heatmaps Information Model SPM + LTDS appendices 3/6 + NSHR
2133 | 40.6 | FORD HALEWOOD TRANSMISSIONS LTD, SPEKE BOULEVARD | LIVERPOOL | L24 9LE | Knowsley |  | Factory And Premises | industrial | 1 | 113644.2 | 1223255 | GIA | 2120000 | Hunts Cross T1 / Kenton Rd T1 / Woodend Ave T1 / Woolton T1 | inside-area | 1.76 | HALEWOOD G1B / HALEWOOD G2B / HALEWOOD GT3 / SPEKE GT1A | RAINHILL | SPM | 13.6 | primary | 13.553 | Green | 30 | 16.447 | thermal | 0 | 0 | 0 | 0 | 9.9 | HALEWOOD GT3 / SPEKE GT1A | 37.9606 | GREEN | 0 |  |  | 0 | 0 | 0 | 30 |  |  |  |  | Green (Over 5% headroom) | 96970 | 8 | 180.59 | 6819 | 28 | 1968795 | [9 empty] | Rainhill | RAINHILL | 1 | 85.5 | 85.5 | 0 | 0 | 57 | 2026-09 | 40077044 | B2 to B7 General Industrial and Special Industrial Groups | 105958 | E | Natural Gas | 4 | 680 | Heating and Mechanical Ventilation | 2021-05-05 |  | 1 | FALSE | 53.3524 | -2.8267 | SPM-HUNTS_CROSS_T1_KENTON_RD_T1_WOODEND_AVE_T1_WOOLTON_T1 | 14420897000 | SP Energy Networks open data (API key): NDP SPM primary-group polygons + Capacity Heatmaps Information Model SPM + LTDS appendices 3/6 + NSHR
2134 | 40.6 | ELI LILLY & CO LTD, FLEMING ROAD | LIVERPOOL | L24 9LN | Liverpool |  | Factory And Premises | industrial | 1 | 51690.8 | 556395 | NIA | 1340000 | Hunts Cross T1 / Kenton Rd T1 / Woodend Ave T1 / Woolton T1 | inside-area | 0.11 | HALEWOOD G1B / HALEWOOD G2B / HALEWOOD GT3 / SPEKE GT1A | RAINHILL | SPM | 13.6 | primary | 13.553 | Green | 30 | 16.447 | thermal | 0 | 0 | 0 | 0 | 9.9 | HALEWOOD GT3 / SPEKE GT1A | 37.9606 | GREEN | 0 |  |  | 0 | 0 | 0 | 30 |  |  |  |  | Green (Over 5% headroom) | 96970 | 17 | 82.14 | 3101 | 28 | 2635655 | [9 empty] | Rainhill | RAINHILL | 1 | 85.5 | 85.5 | 0 | 0 | 57 | 2026-09 | [12 empty] | 53.3548 | -2.8522 | SPM-HUNTS_CROSS_T1_KENTON_RD_T1_WOODEND_AVE_T1_WOOLTON_T1 | 1389839000 | SP Energy Networks open data (API key): NDP SPM primary-group polygons + Capacity Heatmaps Information Model SPM + LTDS appendices 3/6 + NSHR
2135 | 40.6 | 22, GOODLASS ROAD | LIVERPOOL | L24 9HJ | Liverpool | BECKER INDUSTRIAL COATINGS LTD (INC R/O BECKER) | Factory And Premises; Warehouse And Premises | industrial | 2 | 29087.18 | 313091 | GIA | 1235000 | Hunts Cross T1 / Kenton Rd T1 / Woodend Ave T1 / Woolton T1 | inside-area | 1.15 | HALEWOOD G1B / HALEWOOD G2B / HALEWOOD GT3 / SPEKE GT1A | RAINHILL | SPM | 13.6 | primary | 13.553 | Green | 30 | 16.447 | thermal | 0 | 0 | 0 | 0 | 9.9 | HALEWOOD GT3 / SPEKE GT1A | 37.9606 | GREEN | 0 |  |  | 0 | 0 | 0 | 30 |  |  |  |  | Green (Over 5% headroom) | 96970 | 31 | 46.22 | 1745 | 28 | 2878959 | [9 empty] | Rainhill | RAINHILL | 1 | 85.5 | 85.5 | 0 | 0 | 57 | 2026-09 | 38333849 | B8 Storage or Distribution | 9272 | A | Natural Gas | 4 |  | Heating and Natural Ventilation | 2020-07-03 |  | 1 | FALSE | 53.3539 | -2.8704 | SPM-HUNTS_CROSS_T1_KENTON_RD_T1_WOODEND_AVE_T1_WOOLTON_T1 | 13342512000;3524253000 | SP Energy Networks open data (API key): NDP SPM primary-group polygons + Capacity Heatmaps Information Model SPM + LTDS appendices 3/6 + NSHR
2136 | 40.6 | ASDA, BRECKFIELD ROAD SOUTH | LIVERPOOL | L6 5DR | Liverpool |  | Superstore And Premises | bigbox | 1 | 6150.6 | 66204 | GIA | 795000 | Delamore St T1 / Kirkdale T1 / Walton T1 | inside-area | 1.27 | BOOTLE GT2A / BURLINGTON ST GT1 / LISTER DV A GT2 | LISTER DRIVE | SPM | 4.2 | primary | 4.1644 | Green | 17.4 | 13.2356 | thermal | 0 | 2.1 | 0 | 2.1 | 0.8 | BOOTLE GT2A / BURLINGTON ST GT1 / LISTER DV A GT2 | 61.868 | GREEN | 0 |  |  | 0 | 0 | 0 | 17.4 |  |  |  |  | Green (Over 5% headroom) | 29947 | 45 | 9.77 | 554 | 7 | 191808 | [9 empty] | Lister Drive | LISTER DRIVE | 2 | 114 | 114 | 0 | 57 | 20 | 2026-09 | 38174687 | Retail/Financial and Professional Services | 6023 | C | Natural Gas | 4 |  | Mixed-mode with Mechanical Ventilation | 2023-05-23 |  | 1 | FALSE | 53.4215 | -2.9584 | SPM-DELAMORE_ST_T1_KIRKDALE_T1_WALTON_T1 | 8986158000 | SP Energy Networks open data (API key): NDP SPM primary-group polygons + Capacity Heatmaps Information Model SPM + LTDS appendices 3/6 + NSHR
2137 | 40.6 | 26, JENNIFER AVENUE | LIVERPOOL | L5 5AA | Liverpool |  | Superstore And Premises | bigbox | 1 | 5979.24 | 64360 | GIA | 1140000 | Delamore St T1 / Kirkdale T1 / Walton T1 | inside-area | 0.74 | BOOTLE GT2A / BURLINGTON ST GT1 / LISTER DV A GT2 | LISTER DRIVE | SPM | 4.2 | primary | 4.1644 | Green | 17.4 | 13.2356 | thermal | 0 | 2.1 | 0 | 2.1 | 0.8 | BOOTLE GT2A / BURLINGTON ST GT1 / LISTER DV A GT2 | 61.868 | GREEN | 0 |  |  | 0 | 0 | 0 | 17.4 |  |  |  |  | Green (Over 5% headroom) | 29947 | 47 | 9.5 | 538 | 7 | 193652 | [9 empty] | Lister Drive | LISTER DRIVE | 2 | 114 | 114 | 0 | 57 | 20 | 2026-09 | 38337320 | A1/A2 Retail and Financial/Professional services | 6309 | A | Natural Gas | 5 | 2 | Heating and Mechanical Ventilation | 2017-05-26 |  | 1 | FALSE | 53.4245 | -2.98 | SPM-DELAMORE_ST_T1_KIRKDALE_T1_WALTON_T1 | 11272335000 | SP Energy Networks open data (API key): NDP SPM primary-group polygons + Capacity Heatmaps Information Model SPM + LTDS appendices 3/6 + NSHR
2138 | 40.6 | 116-118, GREAT HOMER STREET | LIVERPOOL | L5 3LQ | Liverpool |  | Retail Warehouse And Premises | bigbox | 2 | 4828.27 | 51971 | GIA | 385000 | Delamore St T1 / Kirkdale T1 / Walton T1 | inside-area | 0.86 | BOOTLE GT2A / BURLINGTON ST GT1 / LISTER DV A GT2 | LISTER DRIVE | SPM | 4.2 | primary | 4.1644 | Green | 17.4 | 13.2356 | thermal | 0 | 2.1 | 0 | 2.1 | 0.8 | BOOTLE GT2A / BURLINGTON ST GT1 / LISTER DV A GT2 | 61.868 | GREEN | 0 |  |  | 0 | 0 | 0 | 17.4 |  |  |  |  | Green (Over 5% headroom) | 29947 | 58 | 7.67 | 435 | 7 | 206041 | [9 empty] | Lister Drive | LISTER DRIVE | 2 | 114 | 114 | 0 | 57 | 20 | 2026-09 | 38311734 | Retail/Financial and Professional Services | 2005 | A | Grid Supplied Electricity | 4 |  | Air Conditioning | 2023-11-06 |  | 0.75 | FALSE | 53.4223 | -2.9777 | SPM-DELAMORE_ST_T1_KIRKDALE_T1_WALTON_T1 | 11222581000;11210129000 | SP Energy Networks open data (API key): NDP SPM primary-group polygons + Capacity Heatmaps Information Model SPM + LTDS appendices 3/6 + NSHR
2139 | 40.6 | B&Q, CHARLOTTE ROAD | LLANDUDNO | LL30 1RT | Conwy |  | Retail Warehouse And Premises | bigbox | 1 | 3665.39 | 39454 | GIA | 287500 | Llandudno T1 / Llandudno T2 | inside-area | 0.72 | COLWYN BAY GT1 / COLWYN BAY GT2 / DOLGARROG GT2 | CONNAHS QUAY - PENTIR - ST ASAPH | SPM | 4.2 | primary | 4.178 | Green | 10 | 5.822 | thermal | 0 | 0 | 0 | 0 | 3.2 | COLWYN BAY GT1 / COLWYN BAY GT2 / DOLGARROG GT2 | 16.642 | GREEN | 0 |  |  | 0 | 0 | 0 | 10 |  |  |  |  | Green (Over 5% headroom) | 29947 | 76 | 5.82 | 330 | 4 | 60347 | [9 empty] | Pentir | PENTIR | 2 | 1082 | 1082 | 1025 | 57 | 39 | 2028-10 | 100100954346 | A1/A2 Retail and Financial/Professional services | 3572 | C | Natural Gas | 3 |  | Heating and Natural Ventilation | 2021-07-19 |  | 1 | FALSE | 53.3198 | -3.82 | SPM-LLANDUDNO_T1_LLANDUDNO_T2 | 138440202 | SP Energy Networks open data (API key): NDP SPM primary-group polygons + Capacity Heatmaps Information Model SPM + LTDS appendices 3/6 + NSHR
2140 | 40.5 | RIVENDELL NURSERIES LTD 216, MILL LANE | WIDNES | WA8 0UL | Halton |  | Garden Centre And Premises | bigbox | 1 | 12857.6 | 138398 | NIA | 302500 | Appleton T1 / Hornsbridge T1 / Lugsdale T2 | inside-area | 0.45 | BOLD G2A / PRESCOT GT1B / WIDNES GT1 / WIDNES GT2 | RAINHILL | SPM | 4.1 | primary | 4.108 | Green | 20 | 15.892 | thermal | 0 | 0 | 7.5 | 0 | 1.2 | BOLD G4A / PRESCOT GT1B / WIDNES GT1 / WIDNES GT2 | 23.6331 | GREEN | 4.9 |  |  | 0 | 0 | 0 | 20 |  |  |  |  | Green (Over 5% headroom) | 29234 | 21 | 20.43 | 1157 | 14 | 581890 | [9 empty] | Fiddlers Ferry | RAINHILL | 1 | 85.5 | 85.5 | 0 | 0 | 57 | 2026-09 | [12 empty] | 53.3892 | -2.7148 | SPM-APPLETON_T1_HORNSBRIDGE_T1_LUGSDALE_T2 | 627827137 | SP Energy Networks open data (API key): NDP SPM primary-group polygons + Capacity Heatmaps Information Model SPM + LTDS appendices 3/6 + NSHR
2141 | 40.5 | TESCO EXTRA, ASHLEY GATEWAY RETAIL PARK, LUGSDALE ROAD | WIDNES | WA8 7YT | Halton |  | Superstore And Premises | bigbox | 1 | 9481.73 | 102060 | GIA | 1560000 | Appleton T1 / Hornsbridge T1 / Lugsdale T2 | inside-area | 2.4 | BOLD G2A / PRESCOT GT1B / WIDNES GT1 / WIDNES GT2 | RAINHILL | SPM | 4.1 | primary | 4.108 | Green | 20 | 15.892 | thermal | 0 | 0 | 7.5 | 0 | 1.2 | BOLD G4A / PRESCOT GT1B / WIDNES GT1 / WIDNES GT2 | 23.6331 | GREEN | 4.9 |  |  | 0 | 0 | 0 | 20 |  |  |  |  | Green (Over 5% headroom) | 29234 | 29 | 15.07 | 853 | 14 | 618228 | [9 empty] | Fiddlers Ferry | RAINHILL | 1 | 85.5 | 85.5 | 0 | 0 | 57 | 2026-09 | 10090871654 | Retail/Financial and Professional Services | 13218 | B | Natural Gas | 3 |  | Air Conditioning | 2022-08-02 |  | 1 | FALSE | 53.3643 | -2.7246 | SPM-APPLETON_T1_HORNSBRIDGE_T1_LUGSDALE_T2 | 12053842000 | SP Energy Networks open data (API key): NDP SPM primary-group polygons + Capacity Heatmaps Information Model SPM + LTDS appendices 3/6 + NSHR
2142 | 40.5 | ASDA, WIDNES ROAD | WIDNES | WA8 6AH | Halton |  | Superstore And Premises | bigbox | 1 | 8736.88 | 94043 | GIA | 1470000 | Appleton T1 / Hornsbridge T1 / Lugsdale T2 | inside-area | 2.63 | BOLD G2A / PRESCOT GT1B / WIDNES GT1 / WIDNES GT2 | RAINHILL | SPM | 4.1 | primary | 4.108 | Green | 20 | 15.892 | thermal | 0 | 0 | 7.5 | 0 | 1.2 | BOLD G4A / PRESCOT GT1B / WIDNES GT1 / WIDNES GT2 | 23.6331 | GREEN | 4.9 |  |  | 0 | 0 | 0 | 20 |  |  |  |  | Green (Over 5% headroom) | 29234 | 31 | 13.88 | 786 | 14 | 626245 | [9 empty] | Fiddlers Ferry | RAINHILL | 1 | 85.5 | 85.5 | 0 | 0 | 57 | 2026-09 | [12 empty] | 53.3634 | -2.7314 | SPM-APPLETON_T1_HORNSBRIDGE_T1_LUGSDALE_T2 | 8991505000 | SP Energy Networks open data (API key): NDP SPM primary-group polygons + Capacity Heatmaps Information Model SPM + LTDS appendices 3/6 + NSHR
2143 | 40.5 | WM MORRISON SUPERMARKETS PLC, GREENOAKS WAY | WIDNES | WA8 6UA | Halton |  | Superstore And Premises | bigbox | 1 | 7509.04 | 80827 | GIA | 1360000 | Appleton T1 / Hornsbridge T1 / Lugsdale T2 | inside-area | 2.05 | BOLD G2A / PRESCOT GT1B / WIDNES GT1 / WIDNES GT2 | RAINHILL | SPM | 4.1 | primary | 4.108 | Green | 20 | 15.892 | thermal | 0 | 0 | 7.5 | 0 | 1.2 | BOLD G4A / PRESCOT GT1B / WIDNES GT1 / WIDNES GT2 | 23.6331 | GREEN | 4.9 |  |  | 0 | 0 | 0 | 20 |  |  |  |  | Green (Over 5% headroom) | 29234 | 36 | 11.93 | 676 | 14 | 639461 | [9 empty] | Fiddlers Ferry | RAINHILL | 1 | 85.5 | 85.5 | 0 | 0 | 57 | 2026-09 | [12 empty] | 53.3674 | -2.7237 | SPM-APPLETON_T1_HORNSBRIDGE_T1_LUGSDALE_T2 | 11202602000 | SP Energy Networks open data (API key): NDP SPM primary-group polygons + Capacity Heatmaps Information Model SPM + LTDS appendices 3/6 + NSHR
2144 | 40.5 | UNIT G, MOCHDRE INDUSTRIAL ESTATE | NEWTOWN | SY16 4LE | Powys 1 (Montgomeryshire) |  | Builders Merchants And Premises | bigbox | 1 | 7071.42 | 76116 | GIA | 149000 | Mochdre T1 | inside-area | 0.23 | LEGACY LOCAL GT2 / NEWTOWN GT2 / OSWESTRY GT8 / WELSHPOOL GT1 | LEGACY | SPM | 4.1 | primary | 4.136 | Green | 7.5 | 3.364 | thermal | 0 | 0 | 0 | 0 | 3.5 | LEGACY LOCAL GT2 / NEWTOWN GT2 / OSWESTRY GT8 / WELSHPOOL GT1 | 60.6676 | GREEN | 0 |  |  | 0 | 0 | 0 | 7.5 |  |  |  |  | Green (Over 5% headroom) | 29234 | 38 | 11.24 | 636 | 9 | 684312 | [9 empty] | Legacy | LEGACY | 5 | 1714 | 1714 | 0 | 0 | 0 | 2024-08 | 10011778798 | B8 Storage or Distribution | 4617 | B | Natural Gas | 3 |  | Heating and Natural Ventilation | 2021-09-09 |  | 1 | FALSE | 52.5024 | -3.3369 | SPM-MOCHDRE_T1 | 1817933000 | SP Energy Networks open data (API key): NDP SPM primary-group polygons + Capacity Heatmaps Information Model SPM + LTDS appendices 3/6 + NSHR
2145 | 40.5 | WYEVALE GARDEN CENTRE, MILL LANE | WIDNES | WA8 3UU | St Helens |  | Garden Centre And Premises | bigbox | 1 | 6296.5 | 67775 | NIA | 140000 | Appleton T1 / Hornsbridge T1 / Lugsdale T2 | inside-area | 1.4 | BOLD G2A / PRESCOT GT1B / WIDNES GT1 / WIDNES GT2 | RAINHILL | SPM | 4.1 | primary | 4.108 | Green | 20 | 15.892 | thermal | 0 | 0 | 7.5 | 0 | 1.2 | BOLD G4A / PRESCOT GT1B / WIDNES GT1 / WIDNES GT2 | 23.6331 | GREEN | 4.9 |  |  | 0 | 0 | 0 | 20 |  |  |  |  | Green (Over 5% headroom) | 29234 | 43 | 10.01 | 567 | 14 | 652513 | [9 empty] | Fiddlers Ferry | RAINHILL | 1 | 85.5 | 85.5 | 0 | 0 | 57 | 2026-09 | 39079845 | Retail/Financial and Professional Services | 2769 | E | Natural Gas | 3 |  | Heating and Natural Ventilation | 2026-03-02 |  | 0.67 | FALSE | 53.3964 | -2.7065 | SPM-APPLETON_T1_HORNSBRIDGE_T1_LUGSDALE_T2 | 8523659000 | SP Energy Networks open data (API key): NDP SPM primary-group polygons + Capacity Heatmaps Information Model SPM + LTDS appendices 3/6 + NSHR
2146 | 40.5 | WHITE MOSS NURSERY, SOUTH LANE | WIDNES | WA8 0TX | Warrington |  | Garden Centre And Premises | bigbox | 1 | 2402.4 | 25859 | NIA | 19250 | Appleton T1 / Hornsbridge T1 / Lugsdale T2 | inside-area | 1.4 | BOLD G2A / PRESCOT GT1B / WIDNES GT1 / WIDNES GT2 | RAINHILL | SPM | 4.1 | primary | 4.108 | Green | 20 | 15.892 | thermal | 0 | 0 | 7.5 | 0 | 1.2 | BOLD G4A / PRESCOT GT1B / WIDNES GT1 / WIDNES GT2 | 23.6331 | GREEN | 4.9 |  |  | 0 | 0 | 0 | 20 |  |  |  |  | Green (Over 5% headroom) | 29234 | 100 | 3.82 | 216 | 14 | 694429 | [9 empty] | Fiddlers Ferry | RAINHILL | 1 | 85.5 | 85.5 | 0 | 0 | 57 | 2026-09 | [12 empty] | 53.3729 | -2.7133 | SPM-APPLETON_T1_HORNSBRIDGE_T1_LUGSDALE_T2 | 643661137 | SP Energy Networks open data (API key): NDP SPM primary-group polygons + Capacity Heatmaps Information Model SPM + LTDS appendices 3/6 + NSHR
2147 | 40.5 | BRYNCIR GARDEN CENTRE | GARNDOLBENMAEN | LL51 9LX | Gwynedd |  | Garden Centre And Premises (Part Exempt) | bigbox | 1 | 2161.83 | 23270 | GIA | 10500 | Rhoslan T1 | inside-area | 3.92 | FOUR CROSSES GT2 / MAENTWROG GT1 / MAENTWROG GT2 | TRAWSFYNYDD | SPM | 4.1 | primary | 4.129 | Green | 7.5 | 3.371 | thermal | 0 | 0 | 0 | 0 | 3 | FOUR CROSSES GT2 / MAENTWROG GT1 / MAENTWROG GT2 | 4.306 | GREEN | 0 |  |  | 0 | 0 | 0 | 7.5 |  |  |  |  | Green (Over 5% headroom) | 29234 | 100 | 3.44 | 195 | 2 | 50497 | [9 empty] | Pentir | TRAWSFYNYDD | 1 | 940 | 0 | 0 | 0 | 10 | 2037-11 | [12 empty] | 52.9778 | -4.2652 | SPM-RHOSLAN_T1 | 6801290000 | SP Energy Networks open data (API key): NDP SPM primary-group polygons + Capacity Heatmaps Information Model SPM + LTDS appendices 3/6 + NSHR
2148 | 40.3 | UNIT 16, KINGS BUSINESS PARK, LION COURT, KINGS DRIVE | LIVERPOOL | L34 1BN | Knowsley |  | Offices And Premises | office | 1 | 1673 | 18008 | NIA | 246000 | Bicc Huyton Quarry T1 / Tarbock T1 / Whiston T1 | inside-area | 2.29 | GATEACRE GT1 / HUYTON GT1 / KIRKBY GT3 / PRESCOT GT1A | RAINHILL | SPM | 12.2 | primary | 12.223 | Green | 20 | 7.777 | thermal | 0 | 1.2 | 0 | 1.2 | 9.5 | GATEACRE GT1 / HUYTON GT1 / KIRKBY GT3 / PRESCOT GT1A | 31.422 | GREEN | 0 |  |  | 0 | 0 | 0 | 20 |  |  |  |  | Green (Over 5% headroom) | 86988 | 100 | 2.66 | 117 | 25 | 1706479 | [9 empty] | Rainhill | RAINHILL | 1 | 85.5 | 85.5 | 0 | 0 | 57 | 2026-09 | 40076002 | B1 Offices and Workshop businesses | 2103 | C | Grid Supplied Electricity | 3 | 2 | Air Conditioning | 2019-09-18 |  | 1 | FALSE | 53.424 | -2.8238 | SPM-BICC_HUYTON_QUARRY_T1_TARBOCK_T1_WHISTON_T1 | 6865290000 | SP Energy Networks open data (API key): NDP SPM primary-group polygons + Capacity Heatmaps Information Model SPM + LTDS appendices 3/6 + NSHR
2149 | 40.3 | EXCELSIOR TECHNOLOGIES LTD, PARKWAY | DEESIDE | CH5 2NS | Flintshire |  | Factory And Premises | industrial | 1 | 15737.26 | 169394 | GIA | 525000 | Deeside Ind Pk T1 / Deeside Ind Pk 6Th Ave T1 / Raf Sealand T1 | inside-area | 0.5 | DEESIDE PK GRID GT1 / SIXTH AVE GRID GT1 | CONNAHS QUAY - PENTIR - ST ASAPH | SPM | 7.7 | primary | 7.72 | Green | 20 | 12.28 | thermal | 0 | 16.6 | 5.6 | 16.6 | 6.2 | DEESIDE PK GRID GT1 / SIXTH AVE GRID GT1 | 9.814 | GREEN | 0 |  |  | 0 | 0 | 0 | 20 |  |  |  |  | Green (Over 5% headroom) | 54902 | 32 | 25.01 | 944 | 41 | 2712151 | [9 empty] | Connahs Quay / SASA | [20 empty] | 53.2282 | -3.012 | SPM-DEESIDE_IND_PK_T1_DEESIDE_IND_PK_6TH_AVE_T1_RAF_SEALAND_T1 | 7190254000 | SP Energy Networks open data (API key): NDP SPM primary-group polygons + Capacity Heatmaps Information Model SPM + LTDS appendices 3/6 + NSHR
2150 | 40.3 | 4, FIRST AVENUE ZONE 2 | DEESIDE | CH5 2NU | Flintshire |  | Factory And Premises; Warehouse And Premises | industrial | 3 | 14981.77 | 161262 | GIA | 899500 | Deeside Ind Pk T1 / Deeside Ind Pk 6Th Ave T1 / Raf Sealand T1 | inside-area | 0.22 | DEESIDE PK GRID GT1 / SIXTH AVE GRID GT1 | CONNAHS QUAY - PENTIR - ST ASAPH | SPM | 7.7 | primary | 7.72 | Green | 20 | 12.28 | thermal | 0 | 16.6 | 5.6 | 16.6 | 6.2 | DEESIDE PK GRID GT1 / SIXTH AVE GRID GT1 | 9.814 | GREEN | 0 |  |  | 0 | 0 | 0 | 20 |  |  |  |  | Green (Over 5% headroom) | 54902 | 34 | 23.81 | 899 | 41 | 2720283 | [9 empty] | Connahs Quay / SASA | [8 empty] | 10013705638 | B2 to B7 General Industrial and Special Industrial Groups | 938 | D | Natural Gas | 3 |  | Heating and Natural Ventilation | 2018-03-31 |  | 1 | FALSE | 53.2293 | -3.0025 | SPM-DEESIDE_IND_PK_T1_DEESIDE_IND_PK_6TH_AVE_T1_RAF_SEALAND_T1 | 14448237000;14448239000;6424222000 | SP Energy Networks open data (API key): NDP SPM primary-group polygons + Capacity Heatmaps Information Model SPM + LTDS appendices 3/6 + NSHR
2151 | 40.3 | UNIT 103, PARKWAY | DEESIDE | CH5 2NS | Flintshire |  | Factory And Premises; Warehouse And Premises | industrial | 3 | 14044.17 | 151170 | GIA | 844500 | Deeside Ind Pk T1 / Deeside Ind Pk 6Th Ave T1 / Raf Sealand T1 | inside-area | 0.5 | DEESIDE PK GRID GT1 / SIXTH AVE GRID GT1 | CONNAHS QUAY - PENTIR - ST ASAPH | SPM | 7.7 | primary | 7.72 | Green | 20 | 12.28 | thermal | 0 | 16.6 | 5.6 | 16.6 | 6.2 | DEESIDE PK GRID GT1 / SIXTH AVE GRID GT1 | 9.814 | GREEN | 0 |  |  | 0 | 0 | 0 | 20 |  |  |  |  | Green (Over 5% headroom) | 54902 | 36 | 22.32 | 843 | 41 | 2730375 | [9 empty] | Connahs Quay / SASA | [20 empty] | 53.2282 | -3.012 | SPM-DEESIDE_IND_PK_T1_DEESIDE_IND_PK_6TH_AVE_T1_RAF_SEALAND_T1 | 152155206;2237551000;7340463000 | SP Energy Networks open data (API key): NDP SPM primary-group polygons + Capacity Heatmaps Information Model SPM + LTDS appendices 3/6 + NSHR
2152 | 40.3 | GDC BUILDING, FIRST AVENUE ZONE 2 | DEESIDE | CH5 2NU | Flintshire | CONVATEC | Offices And Premises | office | 2 | 7684.36 | 82714 | NIA | 510000 | Deeside Ind Pk T1 / Deeside Ind Pk 6Th Ave T1 / Raf Sealand T1 | inside-area | 0.22 | DEESIDE PK GRID GT1 / SIXTH AVE GRID GT1 | CONNAHS QUAY - PENTIR - ST ASAPH | SPM | 7.7 | primary | 7.72 | Green | 20 | 12.28 | thermal | 0 | 16.6 | 5.6 | 16.6 | 6.2 | DEESIDE PK GRID GT1 / SIXTH AVE GRID GT1 | 9.814 | GREEN | 0 |  |  | 0 | 0 | 0 | 20 |  |  |  |  | Green (Over 5% headroom) | 54902 | 66 | 12.21 | 538 | 41 | 2798831 | [9 empty] | Connahs Quay / SASA | [8 empty] | 10023847413 | Storage or Distribution | 6179 | A | Grid Supplied Electricity | 5 |  | Air Conditioning | 2025-08-06 |  | 0.75 | FALSE | 53.2293 | -3.0025 | SPM-DEESIDE_IND_PK_T1_DEESIDE_IND_PK_6TH_AVE_T1_RAF_SEALAND_T1 | 8180342000;8180342000 | SP Energy Networks open data (API key): NDP SPM primary-group polygons + Capacity Heatmaps Information Model SPM + LTDS appendices 3/6 + NSHR
2153 | 40.3 | QUAY HOUSE, PARKWAY ZONE 2 | DEESIDE | CH5 2NS | Flintshire |  | Offices And Premises | office | 1 | 3939.25 | 42402 | NIA | 282500 | Deeside Ind Pk T1 / Deeside Ind Pk 6Th Ave T1 / Raf Sealand T1 | inside-area | 0.5 | DEESIDE PK GRID GT1 / SIXTH AVE GRID GT1 | CONNAHS QUAY - PENTIR - ST ASAPH | SPM | 7.7 | primary | 7.72 | Green | 20 | 12.28 | thermal | 0 | 16.6 | 5.6 | 16.6 | 6.2 | DEESIDE PK GRID GT1 / SIXTH AVE GRID GT1 | 9.814 | GREEN | 0 |  |  | 0 | 0 | 0 | 20 |  |  |  |  | Green (Over 5% headroom) | 54902 | 100 | 6.26 | 276 | 41 | 2839143 | [9 empty] | Connahs Quay / SASA | [20 empty] | 53.2282 | -3.012 | SPM-DEESIDE_IND_PK_T1_DEESIDE_IND_PK_6TH_AVE_T1_RAF_SEALAND_T1 | 7083057000 | SP Energy Networks open data (API key): NDP SPM primary-group polygons + Capacity Heatmaps Information Model SPM + LTDS appendices 3/6 + NSHR
2154 | 40.3 | UNIT 3, NEWTECH SQUARE | DEESIDE | CH5 2NT | Flintshire |  | Offices And Premises | office | 1 | 2008.1 | 21615 | NIA | 103000 | Deeside Ind Pk T1 / Deeside Ind Pk 6Th Ave T1 / Raf Sealand T1 | inside-area | 0.18 | DEESIDE PK GRID GT1 / SIXTH AVE GRID GT1 | CONNAHS QUAY - PENTIR - ST ASAPH | SPM | 7.7 | primary | 7.72 | Green | 20 | 12.28 | thermal | 0 | 16.6 | 5.6 | 16.6 | 6.2 | DEESIDE PK GRID GT1 / SIXTH AVE GRID GT1 | 9.814 | GREEN | 0 |  |  | 0 | 0 | 0 | 20 |  |  |  |  | Green (Over 5% headroom) | 54902 | 100 | 3.19 | 141 | 41 | 2859930 | [9 empty] | Connahs Quay / SASA | [8 empty] | 10090462231 | A1/A2 Retail and Financial/Professional services | 1856 | D | Natural Gas | 3 | 2 | Heating and Natural Ventilation | 2014-02-04 |  | 1 | FALSE | 53.2292 | -3.0074 | SPM-DEESIDE_IND_PK_T1_DEESIDE_IND_PK_6TH_AVE_T1_RAF_SEALAND_T1 | 14074973000 | SP Energy Networks open data (API key): NDP SPM primary-group polygons + Capacity Heatmaps Information Model SPM + LTDS appendices 3/6 + NSHR
2155 | 40.3 | UNITS 1 & 2A/B, NEWTECH SQUARE, FIRST AVENUE | DEESIDE | CH5 2NU | Flintshire | NUPHARM LABORATORIES | Offices And Premises | office | 1 | 1966.67 | 21169 | NIA | 134000 | Deeside Ind Pk T1 / Deeside Ind Pk 6Th Ave T1 / Raf Sealand T1 | inside-area | 0.22 | DEESIDE PK GRID GT1 / SIXTH AVE GRID GT1 | CONNAHS QUAY - PENTIR - ST ASAPH | SPM | 7.7 | primary | 7.72 | Green | 20 | 12.28 | thermal | 0 | 16.6 | 5.6 | 16.6 | 6.2 | DEESIDE PK GRID GT1 / SIXTH AVE GRID GT1 | 9.814 | GREEN | 0 |  |  | 0 | 0 | 0 | 20 |  |  |  |  | Green (Over 5% headroom) | 54902 | 100 | 3.13 | 138 | 41 | 2860376 | [9 empty] | Connahs Quay / SASA | [9 empty] | B8 Storage or Distribution | 6185 | A+ | Grid Supplied Electricity | 5 | 2 | Air Conditioning | 2023-06-28 |  | 0.67 | FALSE | 53.2293 | -3.0025 | SPM-DEESIDE_IND_PK_T1_DEESIDE_IND_PK_6TH_AVE_T1_RAF_SEALAND_T1 | 7759044000 | SP Energy Networks open data (API key): NDP SPM primary-group polygons + Capacity Heatmaps Information Model SPM + LTDS appendices 3/6 + NSHR
2156 | 40.3 | UNIT 56, THIRD AVENUE | DEESIDE | CH5 2NY | Flintshire |  | Warehouse And Premises | industrial | 1 | 1825.2 | 19646 | GIA | 111000 | Deeside Ind Pk T1 / Deeside Ind Pk 6Th Ave T1 / Raf Sealand T1 | inside-area | 0.64 | DEESIDE PK GRID GT1 / SIXTH AVE GRID GT1 | CONNAHS QUAY - PENTIR - ST ASAPH | SPM | 7.7 | primary | 7.72 | Green | 20 | 12.28 | thermal | 0 | 16.6 | 5.6 | 16.6 | 6.2 | DEESIDE PK GRID GT1 / SIXTH AVE GRID GT1 | 9.814 | GREEN | 0 |  |  | 0 | 0 | 0 | 20 |  |  |  |  | Green (Over 5% headroom) | 54902 | 100 | 2.9 | 46 | 41 | 2861899 | [9 empty] | Connahs Quay / SASA | [20 empty] | 53.2272 | -2.9974 | SPM-DEESIDE_IND_PK_T1_DEESIDE_IND_PK_6TH_AVE_T1_RAF_SEALAND_T1 | 2240581000 | SP Energy Networks open data (API key): NDP SPM primary-group polygons + Capacity Heatmaps Information Model SPM + LTDS appendices 3/6 + NSHR
2157 | 40.3 | UNIT 3 DRIVE A, FIRST AVENUE | DEESIDE | CH5 2NY | Flintshire |  | Factory And Premises | industrial | 1 | 1805.55 | 19435 | GIA | 109000 | Deeside Ind Pk T1 / Deeside Ind Pk 6Th Ave T1 / Raf Sealand T1 | inside-area | 0.64 | DEESIDE PK GRID GT1 / SIXTH AVE GRID GT1 | CONNAHS QUAY - PENTIR - ST ASAPH | SPM | 7.7 | primary | 7.72 | Green | 20 | 12.28 | thermal | 0 | 16.6 | 5.6 | 16.6 | 6.2 | DEESIDE PK GRID GT1 / SIXTH AVE GRID GT1 | 9.814 | GREEN | 0 |  |  | 0 | 0 | 0 | 20 |  |  |  |  | Green (Over 5% headroom) | 54902 | 100 | 2.87 | 108 | 41 | 2862110 | [9 empty] | Connahs Quay / SASA | [20 empty] | 53.2272 | -2.9974 | SPM-DEESIDE_IND_PK_T1_DEESIDE_IND_PK_6TH_AVE_T1_RAF_SEALAND_T1 | 2263765000 | SP Energy Networks open data (API key): NDP SPM primary-group polygons + Capacity Heatmaps Information Model SPM + LTDS appendices 3/6 + NSHR
2158 | 40.3 | HANGAR 12A ZONE 1, DEESIDE INDUSTRIAL ESTATE | DEESIDE | CH5 2LR | Flintshire |  | Warehouse And Premises | industrial | 1 | 1680.53 | 18089 | GIA | 60500 | Deeside Ind Pk T1 / Deeside Ind Pk 6Th Ave T1 / Raf Sealand T1 | inside-area | 0.75 | DEESIDE PK GRID GT1 / SIXTH AVE GRID GT1 | CONNAHS QUAY - PENTIR - ST ASAPH | SPM | 7.7 | primary | 7.72 | Green | 20 | 12.28 | thermal | 0 | 16.6 | 5.6 | 16.6 | 6.2 | DEESIDE PK GRID GT1 / SIXTH AVE GRID GT1 | 9.814 | GREEN | 0 |  |  | 0 | 0 | 0 | 20 |  |  |  |  | Green (Over 5% headroom) | 54902 | 100 | 2.67 | 42 | 41 | 2863456 | [9 empty] | Connahs Quay / SASA | [8 empty] | 10090461360 | B8 Storage or Distribution | 1757 | D | Grid Supplied Electricity | 3 |  | Heating and Natural Ventilation | 2022-05-23 |  | 0.67 | FALSE | 53.2246 | -2.9996 | SPM-DEESIDE_IND_PK_T1_DEESIDE_IND_PK_6TH_AVE_T1_RAF_SEALAND_T1 | 6864940000 | SP Energy Networks open data (API key): NDP SPM primary-group polygons + Capacity Heatmaps Information Model SPM + LTDS appendices 3/6 + NSHR
2159 | 40.3 | HANGAR 12B ZONE 1, DEESIDE INDUSTRIAL ESTATE | DEESIDE | CH5 2LR | Flintshire |  | Warehouse And Premises | industrial | 1 | 1673.24 | 18011 | GIA | 59000 | Deeside Ind Pk T1 / Deeside Ind Pk 6Th Ave T1 / Raf Sealand T1 | inside-area | 0.75 | DEESIDE PK GRID GT1 / SIXTH AVE GRID GT1 | CONNAHS QUAY - PENTIR - ST ASAPH | SPM | 7.7 | primary | 7.72 | Green | 20 | 12.28 | thermal | 0 | 16.6 | 5.6 | 16.6 | 6.2 | DEESIDE PK GRID GT1 / SIXTH AVE GRID GT1 | 9.814 | GREEN | 0 |  |  | 0 | 0 | 0 | 20 |  |  |  |  | Green (Over 5% headroom) | 54902 | 100 | 2.66 | 42 | 41 | 2863534 | [9 empty] | Connahs Quay / SASA | [8 empty] | 10090461361 | General Industrial and Special Industrial Groups | 1670 | C | Grid Supplied Electricity | 3 |  | Heating and Natural Ventilation | 2025-08-12 |  | 0.75 | FALSE | 53.2246 | -2.9996 | SPM-DEESIDE_IND_PK_T1_DEESIDE_IND_PK_6TH_AVE_T1_RAF_SEALAND_T1 | 6864948000 | SP Energy Networks open data (API key): NDP SPM primary-group polygons + Capacity Heatmaps Information Model SPM + LTDS appendices 3/6 + NSHR
2160 | 40.3 | UNITS 8 -11, DROME ROAD | DEESIDE | CH5 2NY | Flintshire |  | Workshop And Premises | industrial | 1 | 1582.33 | 17032 | GIA | 103000 | Deeside Ind Pk T1 / Deeside Ind Pk 6Th Ave T1 / Raf Sealand T1 | inside-area | 0.64 | DEESIDE PK GRID GT1 / SIXTH AVE GRID GT1 | CONNAHS QUAY - PENTIR - ST ASAPH | SPM | 7.7 | primary | 7.72 | Green | 20 | 12.28 | thermal | 0 | 16.6 | 5.6 | 16.6 | 6.2 | DEESIDE PK GRID GT1 / SIXTH AVE GRID GT1 | 9.814 | GREEN | 0 |  |  | 0 | 0 | 0 | 20 |  |  |  |  | Green (Over 5% headroom) | 54902 | 100 | 2.51 | 71 | 41 | 2864513 | [9 empty] | Connahs Quay / SASA | [8 empty] | 10093285583 | General Industrial and Special Industrial Groups | 532 | B | Other | 3 |  | Unconditioned | 2025-03-10 |  | 0.67 | FALSE | 53.2272 | -2.9974 | SPM-DEESIDE_IND_PK_T1_DEESIDE_IND_PK_6TH_AVE_T1_RAF_SEALAND_T1 | 15081115000 | SP Energy Networks open data (API key): NDP SPM primary-group polygons + Capacity Heatmaps Information Model SPM + LTDS appendices 3/6 + NSHR
2161 | 40.3 | UNIT 2 DRIVE A, FIRST AVENUE ZONE 2 | DEESIDE | CH5 2NY | Flintshire |  | Factory And Premises | industrial | 1 | 1371.09 | 14758 | GIA | 83000 | Deeside Ind Pk T1 / Deeside Ind Pk 6Th Ave T1 / Raf Sealand T1 | inside-area | 0.64 | DEESIDE PK GRID GT1 / SIXTH AVE GRID GT1 | CONNAHS QUAY - PENTIR - ST ASAPH | SPM | 7.7 | primary | 7.72 | Green | 20 | 12.28 | thermal | 0 | 16.6 | 5.6 | 16.6 | 6.2 | DEESIDE PK GRID GT1 / SIXTH AVE GRID GT1 | 9.814 | GREEN | 0 |  |  | 0 | 0 | 0 | 20 |  |  |  |  | Green (Over 5% headroom) | 54902 | 100 | 2.18 | 82 | 41 | 2866787 | [9 empty] | Connahs Quay / SASA | [20 empty] | 53.2272 | -2.9974 | SPM-DEESIDE_IND_PK_T1_DEESIDE_IND_PK_6TH_AVE_T1_RAF_SEALAND_T1 | 8499163000 | SP Energy Networks open data (API key): NDP SPM primary-group polygons + Capacity Heatmaps Information Model SPM + LTDS appendices 3/6 + NSHR
2162 | 40.3 | UNIT 29 DRIVE B ZONE 2 | DEESIDE | CH5 2NU | Flintshire |  | Warehouse And Premises | industrial | 1 | 1225.29 | 13189 | GIA | 77000 | Deeside Ind Pk T1 / Deeside Ind Pk 6Th Ave T1 / Raf Sealand T1 | inside-area | 0.22 | DEESIDE PK GRID GT1 / SIXTH AVE GRID GT1 | CONNAHS QUAY - PENTIR - ST ASAPH | SPM | 7.7 | primary | 7.72 | Green | 20 | 12.28 | thermal | 0 | 16.6 | 5.6 | 16.6 | 6.2 | DEESIDE PK GRID GT1 / SIXTH AVE GRID GT1 | 9.814 | GREEN | 0 |  |  | 0 | 0 | 0 | 20 |  |  |  |  | Green (Over 5% headroom) | 54902 | 100 | 1.95 | 31 | 41 | 2868356 | [9 empty] | Connahs Quay / SASA | [20 empty] | 53.2293 | -3.0025 | SPM-DEESIDE_IND_PK_T1_DEESIDE_IND_PK_6TH_AVE_T1_RAF_SEALAND_T1 | 5909103000 | SP Energy Networks open data (API key): NDP SPM primary-group polygons + Capacity Heatmaps Information Model SPM + LTDS appendices 3/6 + NSHR
2163 | 40.3 | UNIT 6, HAWARDEN INDUSTRIAL PARK, MANOR LANE | DEESIDE | CH5 2SB | Flintshire | CLWYD WELDING SERVICES LTD | Workshop And Premises | industrial | 1 | 1019.67 | 10976 | GIA | 49500 | Deeside Ind Pk T1 / Deeside Ind Pk 6Th Ave T1 / Raf Sealand T1 | inside-area | 2.05 | DEESIDE PK GRID GT1 / SIXTH AVE GRID GT1 | CONNAHS QUAY - PENTIR - ST ASAPH | SPM | 7.7 | primary | 7.72 | Green | 20 | 12.28 | thermal | 0 | 16.6 | 5.6 | 16.6 | 6.2 | DEESIDE PK GRID GT1 / SIXTH AVE GRID GT1 | 9.814 | GREEN | 0 |  |  | 0 | 0 | 0 | 20 |  |  |  |  | Green (Over 5% headroom) | 54902 | 100 | 1.62 | 46 | 41 | 2870569 | [9 empty] | Connahs Quay / SASA | [20 empty] | 53.2129 | -2.9953 | SPM-DEESIDE_IND_PK_T1_DEESIDE_IND_PK_6TH_AVE_T1_RAF_SEALAND_T1 | 142618206 | SP Energy Networks open data (API key): NDP SPM primary-group polygons + Capacity Heatmaps Information Model SPM + LTDS appendices 3/6 + NSHR
2164 | 40.3 | THE WICKER FACTORY, POOL STREET | BIRKENHEAD | CH41 3NL | Wirral |  | Showroom And Premises | bigbox | 1 | 2799.26 | 30131 | GIA | 72500 | Mdhb Egerton Dock T1 / Mdhb Egerton Dock T2 | inside-area | 0.23 | PRENTON GRID GT1 / ROCK FERRY GT1 | BIRKENHEAD | SPM | 4 | primary | 3.956 | Green | 9.1 | 5.144 | thermal | 0 | 0 | 0 | 0 | 3.4 | PRENTON GRID GT1 / ROCK FERRY GT1 | 18.455 | GREEN | 0 |  |  | 0 | 0 | 0 | 9.1 |  |  |  |  | Green (Over 5% headroom) | 28520 | 95 | 4.45 | 252 | 12 | 432450 | [9 empty] | Birkenhead | BIRKENHEAD | 0 | 0 | 0 | 0 | 0 | 90 | [13 empty] | 53.3982 | -3.0251 | SPM-MDHB_EGERTON_DOCK_T1_MDHB_EGERTON_DOCK_T2 | 7997381000 | SP Energy Networks open data (API key): NDP SPM primary-group polygons + Capacity Heatmaps Information Model SPM + LTDS appendices 3/6 + NSHR
2165 | 40.2 | SAINSBURYS, RICE LANE | LIVERPOOL | L9 1NL | Liverpool |  | Superstore And Premises | bigbox | 2 | 21458.62 | 230978 | GIA | 2900000 | Clubmoor T1 / Dunlops Walton T1 / Walton T2 | inside-area | 0.63 | BOOTLE GT2A / BURLINGTON ST GT1 / LISTER DV A GT2 | LISTER DRIVE | SPM | 9.9 | primary | 9.9491 | Green | 17.5 | 7.5509 | thermal | 0 | 0 | 0 | 0 | 8.3 | BOOTLE GT2A / BURLINGTON ST GT1 / LISTER DV A GT2 | 61.868 | GREEN | 0 |  |  | 0 | 0 | 0 | 17.5 |  |  |  |  | Green (Over 5% headroom) | 70588 | 31 | 34.1 | 1931 | 4 | 173760 | [9 empty] | Lister Drive | LISTER DRIVE | 2 | 114 | 114 | 0 | 57 | 20 | 2026-09 | 38304197 | Retail/Financial and Professional Services | 105 | B | Grid Supplied Electricity | 3 |  | Air Conditioning | 2023-06-15 |  | 1 | FALSE | 53.4513 | -2.9617 | SPM-CLUBMOOR_T1_DUNLOPS_WALTON_T1_WALTON_T2 | 11365364000;11365364000 | SP Energy Networks open data (API key): NDP SPM primary-group polygons + Capacity Heatmaps Information Model SPM + LTDS appendices 3/6 + NSHR
2166 | 40.1 | SAINSBURYS, KINSEY ROAD | ELLESMERE PORT | CH65 9HN | Cheshire West And Chester |  | Superstore And Premises | bigbox | 1 | 8404.8 | 90468 | GIA | 1900000 | British Pipe Association T1 | inside-area | 0.49 | ELLESMERE PORT GT2 / INCE LOCAL GT1 / INCE LOCAL GT2 | FRODSHAM - INCE | SPM | 3.8 | primary | 3.807 | Green | 7.5 | 3.693 | thermal | 0 | 0 | 0 | 0 | 3.2 | ELLESMERE PORT GT2 / INCE LOCAL GT3 | 34.8577 | GREEN | 0 |  |  | 0 | 0 | 0 | 7.5 |  |  |  |  | Green (Over 5% headroom) | 27094 | 30 | 13.36 | 756 | 9 | 890559 | [9 empty] | Capenhurst | FRODSHAM | 5 | 1090 | 1090 | 0 | 0 | 0 | 2029-04 | 10095487595 | A1/A2 Retail and Financial/Professional services | 8055 | G | Grid Supplied Electricity | 3 |  | Heating and Mechanical Ventilation | 2016-08-24 |  | 1 | FALSE | 53.2632 | -2.879 | SPM-BRITISH_PIPE_ASSOCIATION_T1 | 14974200000 | SP Energy Networks open data (API key): NDP SPM primary-group polygons + Capacity Heatmaps Information Model SPM + LTDS appendices 3/6 + NSHR
2167 | 40.1 | MITCHELL, MILL LANE | CHESTER | CH2 4HY | Cheshire West And Chester |  | Car Showroom And Premises | bigbox | 1 | 3503.5 | 37711 | GIA | 372500 | British Pipe Association T1 | inside-area | 0.16 | ELLESMERE PORT GT2 / INCE LOCAL GT1 / INCE LOCAL GT2 | FRODSHAM - INCE | SPM | 3.8 | primary | 3.807 | Green | 7.5 | 3.693 | thermal | 0 | 0 | 0 | 0 | 3.2 | ELLESMERE PORT GT2 / INCE LOCAL GT3 | 34.8577 | GREEN | 0 |  |  | 0 | 0 | 0 | 7.5 |  |  |  |  | Green (Over 5% headroom) | 27094 | 72 | 5.57 | 315 | 9 | 943316 | [9 empty] | Capenhurst | FRODSHAM | 5 | 1090 | 1090 | 0 | 0 | 0 | 2029-04 | [12 empty] | 53.2642 | -2.8745 | SPM-BRITISH_PIPE_ASSOCIATION_T1 | 3824400000 | SP Energy Networks open data (API key): NDP SPM primary-group polygons + Capacity Heatmaps Information Model SPM + LTDS appendices 3/6 + NSHR
2168 | 40.1 | R N WILLIAMS, CHESTER STREET | ST ASAPH | LL17 0RE | Denbighshire |  | Builders Merchant & Premises | bigbox | 1 | 2390.87 | 25735 | GIA | 97000 | Ega Electric T1 | inside-area | 1 | HOLYWELL GT1 / RHYL GT1 / ST ASAPH GT2 / ST ASAPH GT4 | CONNAHS QUAY - PENTIR - ST ASAPH | SPM | 3.8 | primary | 3.776 | Green | 7.5 | 3.724 | thermal | 0 | 3.5 | 1.1 | 3.5 | 3.2 | HOLYWELL GT1 / RHYL GT1 / ST ASAPH GT2 / ST ASAPH GT4 | 22.4768 | GREEN | 0 |  |  | 0 | 0 | 0 | 7.5 |  |  |  |  | Green (Over 5% headroom) | 27094 | 100 | 3.8 | 215 | 5 | 216644 | [9 empty] | Connahs Quay / SASA | [20 empty] | 53.2581 | -3.4407 | SPM-EGA_ELECTRIC_T1 | 14244402000 | SP Energy Networks open data (API key): NDP SPM primary-group polygons + Capacity Heatmaps Information Model SPM + LTDS appendices 3/6 + NSHR
2169 | 40.1 | 603-609, LIVERPOOL ROAD | SOUTHPORT | PR8 3NG | Sefton |  | Car Showroom And Premises | bigbox | 1 | 2206.81 | 23754 | GIA | 180000 | Ainsdale T1 / Pinfold La T1 | inside-area | 0.41 | FORMBY GT2B / SOUTHPORT GT1 / SOUTHPORT GT2 | KIRKBY | SPM | 3.8 | primary | 3.83 | Green | 9.1 | 5.27 | thermal | 0 | 0 | 0 | 0 | 2.4 | FORMBY GT2B / SOUTHPORT GT1 / SOUTHPORT GT2 | 12.484 | GREEN | 0 |  |  | 0 | 0 | 0 | 9.1 |  |  |  |  | Green (Over 5% headroom) | 27094 | 100 | 3.51 | 199 | 0 | 0 | [9 empty] | Lister Drive | KIRKBY | 4 | 514 | 514 | 400 | 0 | 0 | 2027-08 | 41053708 | B1 Offices and Workshop businesses | 1113 | C | Natural Gas | 3 |  | Heating and Natural Ventilation | 2019-03-29 |  | 1 | FALSE | 53.5994 | -3.0338 | SPM-AINSDALE_T1_PINFOLD_LA_T1 | 9041429000 | SP Energy Networks open data (API key): NDP SPM primary-group polygons + Capacity Heatmaps Information Model SPM + LTDS appendices 3/6 + NSHR
2170 | 40 | BST PT GND PT 1ST & PT 2ND FLRS 151, DALE STREET | LIVERPOOL | L2 2JW | Liverpool | LIVERPOOL CHARITY AND VOLIUNTARY SERVICES LTD | Offices And Premises | office | 1 | 1058.07 | 11389 | NIA | 112000 | Highfield St T2 / Lime St T2 / Old Haymarket T1 | inside-area | 0.39 | BURLINGTON ST GT2 / LISTER DV B GT1 / PARADISE ST GT1 | LISTER DRIVE | SPM | 12 | primary | 11.976 | Green | 20 | 8.024 | thermal | 0 | 0 | 1.3 | 0 | 11.6 | BURLINGTON ST GT2 / LISTER DV B GT1 / PARADISE ST GT1 | 59.6 | GREEN | 0 |  |  | 0 | 0 | 0 | 20 |  |  |  |  | Green (Over 5% headroom) | 85561 | 100 | 1.68 | 74 | 7 | 279888 | [9 empty] | Lister Drive | LISTER DRIVE | 2 | 114 | 114 | 0 | 57 | 20 | 2026-09 | [12 empty] | 53.4101 | -2.9838 | SPM-HIGHFIELD_ST_T2_LIME_ST_T2_OLD_HAYMARKET_T1 | 11307040000 | SP Energy Networks open data (API key): NDP SPM primary-group polygons + Capacity Heatmaps Information Model SPM + LTDS appendices 3/6 + NSHR
2171 | 40 | SOLAR 120, EUROPA BOULEVARD | WARRINGTON | WA5 7FZ | Warrington |  | Warehouse And Premises | industrial | 1 | 12654.98 | 136217 | GIA | 805000 | Boulevard T1 / Chapelford T1 / Hawleys La T1 / Westbrook T1 / Winwick Quay T1 | inside-area | 0.9 | DALLAM GT1 / SANKEY BRIDGES GT1 / WARRINGTON GT3 | CARRINGTON - FIDDLERS FERRY | SPM | -1 | bsp | 16.448 | Green | 37.5 | 21.052 | thermal | 0 | 0 | 0 | 0 | 12.5 | DALLAM GT1 / SANKEY BRIDGES GT1 / WARRINGTON GT3 | -0.972 | RED | 0 |  |  | 0 | 0 | 0 | 37.5 |  |  |  |  | Green (Over 5% headroom) | 0 | 0 | 20.11 | 316 | 53 | 4242812 | [9 empty] | Fiddlers Ferry | CARRINGTON | 5 | 2186.9 | 2186.9 | 0 | 0 | 930 | 2026-05 | 100012806886 | Storage or Distribution | 11098 | A+ | Grid Supplied Electricity | 5 | 2 | Heating and Natural Ventilation | 2023-09-14 |  | 0.5 | FALSE | 53.4161 | -2.6122 | SPM-BOULEVARD_T1_CHAPELFORD_T1_HAWLEYS_LA_T1_WESTBROOK_T1_WINWIC | 14744535000 | SP Energy Networks open data (API key): NDP SPM primary-group polygons + Capacity Heatmaps Information Model SPM + LTDS appendices 3/6 + NSHR
2172 | 40 | G&J GREENALL AT MELBURY PARK, CLAYTON ROAD | WARRINGTON | WA3 6PH | Warrington |  | Distillery Warehouse & Premises | industrial | 1 | 12084.38 | 130075 | GIA | 850000 | Kingsland 33 T1 / Safeway T1 / Woolston T1 / Woolston T2 | nearest-substation | 3.47 | DALLAM GT1 / SANKEY BRIDGES GT1 / WARRINGTON GT3 | CARRINGTON - FIDDLERS FERRY | SPM | -1 | bsp | 11.614 | Green | 30 | 17.217 | thermal | 4.7 | 4 | 0 | 8.7 | 9.2 | DALLAM GT1 / SANKEY BRIDGES GT1 / WARRINGTON GT3 | -0.972 | RED | 0 |  |  | 0 | 0 | 0 | 30 |  |  |  |  | Green (Over 5% headroom) | 0 | 0 | 19.2 | 302 | 76 | 5078664 | [9 empty] | Fiddlers Ferry | CARRINGTON | 5 | 2186.9 | 2186.9 | 0 | 0 | 930 | 2026-05 | 10013407388 | B2 to B7 General Industrial and Special Industrial Groups | 10866 | B | Natural Gas | 3 |  | Heating and Natural Ventilation | 2021-12-09 |  | 0.5 | FALSE | 53.4328 | -2.5169 | SPM-KINGSLAND_33_T1_SAFEWAY_T1_WOOLSTON_T1_WOOLSTON_T2 | 6720031000 | SP Energy Networks open data (API key): NDP SPM primary-group polygons + Capacity Heatmaps Information Model SPM + LTDS appendices 3/6 + NSHR
2173 | 40 | UNIT 14, BRIDGE BANK CLOSE, STONE CROSS PARK | WARRINGTON | WA3 3JD | Wigan |  | Factory And Premises; Warehouse And Premises | industrial | 3 | 12053.78 | 129746 | GIA | 914500 | Boulevard T1 / Chapelford T1 / Hawleys La T1 / Westbrook T1 / Winwick Quay T1 | nearest-substation | 5.78 | DALLAM GT1 / SANKEY BRIDGES GT1 / WARRINGTON GT3 | CARRINGTON - FIDDLERS FERRY | SPM | -1 | bsp | 16.448 | Green | 37.5 | 21.052 | thermal | 0 | 0 | 0 | 0 | 12.5 | DALLAM GT1 / SANKEY BRIDGES GT1 / WARRINGTON GT3 | -0.972 | RED | 0 |  |  | 0 | 0 | 0 | 37.5 |  |  |  |  | Green (Over 5% headroom) | 0 | 0 | 19.15 | 723 | 53 | 4249283 | [9 empty] | Fiddlers Ferry | CARRINGTON | 5 | 2186.9 | 2186.9 | 0 | 0 | 930 | 2026-05 | [12 empty] | 53.4698 | -2.5911 | SPM-BOULEVARD_T1_CHAPELFORD_T1_HAWLEYS_LA_T1_WESTBROOK_T1_WINWIC | 6156210000;6156208000;6156209000 | SP Energy Networks open data (API key): NDP SPM primary-group polygons + Capacity Heatmaps Information Model SPM + LTDS appendices 3/6 + NSHR
2174 | 40 | BISHOPSGATE, BRIDGE STREET | WARRINGTON | WA3 3PX | Wigan | MASTER REMOVERS LTD | Warehouse And Premises | industrial | 1 | 11121 | 119705 | GIA | 830000 | Boulevard T1 / Chapelford T1 / Hawleys La T1 / Westbrook T1 / Winwick Quay T1 | nearest-substation | 5.79 | DALLAM GT1 / SANKEY BRIDGES GT1 / WARRINGTON GT3 | CARRINGTON - FIDDLERS FERRY | SPM | -1 | bsp | 16.448 | Green | 37.5 | 21.052 | thermal | 0 | 0 | 0 | 0 | 12.5 | DALLAM GT1 / SANKEY BRIDGES GT1 / WARRINGTON GT3 | -0.972 | RED | 0 |  |  | 0 | 0 | 0 | 37.5 |  |  |  |  | Green (Over 5% headroom) | 0 | 0 | 17.67 | 278 | 53 | 4259324 | [9 empty] | Fiddlers Ferry | CARRINGTON | 5 | 2186.9 | 2186.9 | 0 | 0 | 930 | 2026-05 | [12 empty] | 53.4702 | -2.5989 | SPM-BOULEVARD_T1_CHAPELFORD_T1_HAWLEYS_LA_T1_WESTBROOK_T1_WINWIC | 14182633000 | SP Energy Networks open data (API key): NDP SPM primary-group polygons + Capacity Heatmaps Information Model SPM + LTDS appendices 3/6 + NSHR
2175 | 40 | DOMINOS PIZZA, FAIRCHILD ROAD | WARRINGTON | WA5 3TZ | Warrington |  | Warehouse And Premises | industrial | 1 | 10851.02 | 116799 | GIA | 770000 | North West Water Campus T1 / North West Water Campus T2 / Omega T1 / Omega T2 / Orion Boulevard T1 | inside-area | 0.52 | DALLAM GT1 / SANKEY BRIDGES GT1 / WARRINGTON GT3 | CARRINGTON - FIDDLERS FERRY | SPM | -1 | bsp | 25.011 | Green | 40 | 14.989 | thermal | 0 | 0 | 0 | 0 | 23.5 | DALLAM GT1 / SANKEY BRIDGES GT1 / WARRINGTON GT3 | -0.972 | RED | 0 |  |  | 0 | 0 | 0 | 40 |  |  |  |  | Green (Over 5% headroom) | 0 | 0 | 17.24 | 271 | 11 | 5015261 | [9 empty] | Fiddlers Ferry | CARRINGTON | 5 | 2186.9 | 2186.9 | 0 | 0 | 930 | 2026-05 | 10092997451 | B8 Storage or Distribution | 11319 | A | Natural Gas | 5 | 2 | Air Conditioning | 2017-07-05 |  | 0.67 | FALSE | 53.412 | -2.6507 | SPM-NORTH_WEST_WATER_CAMPUS_T1_NORTH_WEST_WATER_CAMPUS_T2_OMEGA_ | 11472941000 | SP Energy Networks open data (API key): NDP SPM primary-group polygons + Capacity Heatmaps Information Model SPM + LTDS appendices 3/6 + NSHR
2176 | 40 | 6, TAURUS PARK, EUROPA BOULEVARD | WARRINGTON | WA5 7ZT | Warrington |  | Warehouse And Premises; Workshop And Premises | industrial | 6 | 10788.8 | 116130 | GIA | 861000 | Boulevard T1 / Chapelford T1 / Hawleys La T1 / Westbrook T1 / Winwick Quay T1 | inside-area | 1.64 | DALLAM GT1 / SANKEY BRIDGES GT1 / WARRINGTON GT3 | CARRINGTON - FIDDLERS FERRY | SPM | -1 | bsp | 16.448 | Green | 37.5 | 21.052 | thermal | 0 | 0 | 0 | 0 | 12.5 | DALLAM GT1 / SANKEY BRIDGES GT1 / WARRINGTON GT3 | -0.972 | RED | 0 |  |  | 0 | 0 | 0 | 37.5 |  |  |  |  | Green (Over 5% headroom) | 0 | 0 | 17.14 | 485 | 53 | 4262899 | [9 empty] | Fiddlers Ferry | CARRINGTON | 5 | 2186.9 | 2186.9 | 0 | 0 | 930 | 2026-05 | 200000972459 | B8 Storage or Distribution | 1244 | C | Natural Gas | 3 |  | Air Conditioning | 2017-03-05 |  | 1 | FALSE | 53.4185 | -2.6237 | SPM-BOULEVARD_T1_CHAPELFORD_T1_HAWLEYS_LA_T1_WESTBROOK_T1_WINWIC | 1277206000;7011171000;12675835000;9627959000;12675833000;1277203000 | SP Energy Networks open data (API key): NDP SPM primary-group polygons + Capacity Heatmaps Information Model SPM + LTDS appendices 3/6 + NSHR
2177 | 40 | UNIT 721, DATEN AVENUE, BIRCHWOOD PARK | WARRINGTON | WA3 6WU | Warrington |  | Warehouse And Premises | industrial | 2 | 10498.2 | 113002 | GIA | 722500 | Kingsland 33 T1 / Safeway T1 / Woolston T1 / Woolston T2 | nearest-substation | 2.59 | DALLAM GT1 / SANKEY BRIDGES GT1 / WARRINGTON GT3 | CARRINGTON - FIDDLERS FERRY | SPM | -1 | bsp | 11.614 | Green | 30 | 17.217 | thermal | 4.7 | 4 | 0 | 8.7 | 9.2 | DALLAM GT1 / SANKEY BRIDGES GT1 / WARRINGTON GT3 | -0.972 | RED | 0 |  |  | 0 | 0 | 0 | 30 |  |  |  |  | Green (Over 5% headroom) | 0 | 0 | 16.68 | 262 | 76 | 5095737 | [9 empty] | Fiddlers Ferry | CARRINGTON | 5 | 2186.9 | 2186.9 | 0 | 0 | 930 | 2026-05 | [12 empty] | 53.425 | -2.5177 | SPM-KINGSLAND_33_T1_SAFEWAY_T1_WOOLSTON_T1_WOOLSTON_T2 | 13034176000;13345428000 | SP Energy Networks open data (API key): NDP SPM primary-group polygons + Capacity Heatmaps Information Model SPM + LTDS appendices 3/6 + NSHR
2178 | 40 | 4, BISHOPS COURT, CALVER ROAD | WARRINGTON | WA2 8QY | Warrington |  | Factory And Premises; Warehouse And Premises | industrial | 8 | 10336.3 | 111259 | GIA | 637000 | Boulevard T1 / Chapelford T1 / Hawleys La T1 / Westbrook T1 / Winwick Quay T1 | inside-area | 0.44 | DALLAM GT1 / SANKEY BRIDGES GT1 / WARRINGTON GT3 | CARRINGTON - FIDDLERS FERRY | SPM | -1 | bsp | 16.448 | Green | 37.5 | 21.052 | thermal | 0 | 0 | 0 | 0 | 12.5 | DALLAM GT1 / SANKEY BRIDGES GT1 / WARRINGTON GT3 | -0.972 | RED | 0 |  |  | 0 | 0 | 0 | 37.5 |  |  |  |  | Green (Over 5% headroom) | 0 | 0 | 16.43 | 620 | 53 | 4267770 | [9 empty] | Fiddlers Ferry | CARRINGTON | 5 | 2186.9 | 2186.9 | 0 | 0 | 930 | 2026-05 | 100012803706 | B8 Storage or Distribution | 1152 | D | Natural Gas | 3 |  | Heating and Natural Ventilation | 2016-08-26 |  | 1 | FALSE | 53.4206 | -2.6041 | SPM-BOULEVARD_T1_CHAPELFORD_T1_HAWLEYS_LA_T1_WESTBROOK_T1_WINWIC | 173734137;170486137;13581177000;170487137;170488137;13581178000;170485137;170484137 | SP Energy Networks open data (API key): NDP SPM primary-group polygons + Capacity Heatmaps Information Model SPM + LTDS appendices 3/6 + NSHR
2179 | 40 | UNIT 5 WESTWAY 21, CHESFORD GRANGE | WARRINGTON | WA1 4RQ | Warrington |  | Warehouse And Premises; Workshop And Premises | industrial | 6 | 9983.95 | 107466 | GIA | 783000 | Kingsland 33 T1 / Safeway T1 / Woolston T1 / Woolston T2 | inside-area | 0.28 | DALLAM GT1 / SANKEY BRIDGES GT1 / WARRINGTON GT3 | CARRINGTON - FIDDLERS FERRY | SPM | -1 | bsp | 11.614 | Green | 30 | 17.217 | thermal | 4.7 | 4 | 0 | 8.7 | 9.2 | DALLAM GT1 / SANKEY BRIDGES GT1 / WARRINGTON GT3 | -0.972 | RED | 0 |  |  | 0 | 0 | 0 | 30 |  |  |  |  | Green (Over 5% headroom) | 0 | 0 | 15.87 | 449 | 76 | 5101273 | [9 empty] | Fiddlers Ferry | CARRINGTON | 5 | 2186.9 | 2186.9 | 0 | 0 | 930 | 2026-05 | [12 empty] | 53.3999 | -2.5189 | SPM-KINGSLAND_33_T1_SAFEWAY_T1_WOOLSTON_T1_WOOLSTON_T2 | 10231706000;8630709000;8630712000;7257137000;13437449000;6239245000 | SP Energy Networks open data (API key): NDP SPM primary-group polygons + Capacity Heatmaps Information Model SPM + LTDS appendices 3/6 + NSHR
2180 | 40 | SPEEDY HIRE MIX LTD, KINGSLAND GRANGE | WARRINGTON | WA1 4RW | Warrington |  | Warehouse And Premises | industrial | 1 | 9564.85 | 102955 | GIA | 447500 | Orford T1 / Padgate T1 | inside-area | 2.62 | DALLAM GT1 / SANKEY BRIDGES GT1 / WARRINGTON GT3 | CARRINGTON - FIDDLERS FERRY | SPM | -1 | bsp | 1.185 | Green | 10 | 8.815 | thermal | 0 | 0 | 0 | 0 | -1.8 | DALLAM GT1 / SANKEY BRIDGES GT1 / WARRINGTON GT3 | -0.972 | RED | 0 |  |  | 0 | 0 | 0 | 10 |  |  |  |  | Green (Over 5% headroom) | 0 | 0 | 15.2 | 239 | 57 | 2758432 | [9 empty] | Fiddlers Ferry | CARRINGTON | 5 | 2186.9 | 2186.9 | 0 | 0 | 930 | 2026-05 | 100012793735 | B8 Storage or Distribution | 8821 | D | Grid Supplied Electricity | 3 |  | Heating and Natural Ventilation | 2014-07-01 |  | 0.6 | FALSE | 53.4087 | -2.5341 | SPM-ORFORD_T1_PADGATE_T1 | 6990156000 | SP Energy Networks open data (API key): NDP SPM primary-group polygons + Capacity Heatmaps Information Model SPM + LTDS appendices 3/6 + NSHR
2181 | 40 | DALLAM 1, FOLLY LANE | WARRINGTON | WA5 0ND | Warrington |  | Factory And Premises | industrial | 2 | 9457.97 | 101805 | GIA | 362000 | Bewsey T1 / Owen St T1 / Rodney St T1 / Rylands Eldon St T1 | inside-area | 0.76 | DALLAM GT1 / SANKEY BRIDGES GT1 / WARRINGTON GT3 | CARRINGTON - FIDDLERS FERRY | SPM | -1 | bsp | 11.377 | Green | 30 | 17.123 | thermal | 6 | 12.4 | 3 | 18.4 | 8.7 | DALLAM GT1 / SANKEY BRIDGES GT1 / WARRINGTON GT3 | -0.972 | RED | 0 |  |  | 0 | 0 | 0 | 30 |  |  |  |  | Green (Over 5% headroom) | 0 | 0 | 15.03 | 567 | 39 | 2521610 | [9 empty] | Fiddlers Ferry | CARRINGTON | 5 | 2186.9 | 2186.9 | 0 | 0 | 930 | 2026-05 | 10092995827 | General Industrial and Special Industrial Groups | 4765 | E | Natural Gas | 3 |  | Heating and Natural Ventilation | 2026-04-17 |  | 1 | FALSE | 53.3997 | -2.6032 | SPM-BEWSEY_T1_OWEN_ST_T1_RODNEY_ST_T1_RYLANDS_ELDON_ST_T1 | 11663233000;9687472000 | SP Energy Networks open data (API key): NDP SPM primary-group polygons + Capacity Heatmaps Information Model SPM + LTDS appendices 3/6 + NSHR
2182 | 40 | 12, CLAYTON ROAD | WARRINGTON | WA3 6PH | Warrington |  | Warehouse And Premises; Workshop And Premises | industrial | 3 | 9266.03 | 99739 | GIA | 618000 | Kingsland 33 T1 / Safeway T1 / Woolston T1 / Woolston T2 | nearest-substation | 3.47 | DALLAM GT1 / SANKEY BRIDGES GT1 / WARRINGTON GT3 | CARRINGTON - FIDDLERS FERRY | SPM | -1 | bsp | 11.614 | Green | 30 | 17.217 | thermal | 4.7 | 4 | 0 | 8.7 | 9.2 | DALLAM GT1 / SANKEY BRIDGES GT1 / WARRINGTON GT3 | -0.972 | RED | 0 |  |  | 0 | 0 | 0 | 30 |  |  |  |  | Green (Over 5% headroom) | 0 | 0 | 14.72 | 417 | 76 | 5109000 | [9 empty] | Fiddlers Ferry | CARRINGTON | 5 | 2186.9 | 2186.9 | 0 | 0 | 930 | 2026-05 | 100012804867 | B1 Offices and Workshop businesses | 1352 | E | Natural Gas | 3 |  | Heating and Natural Ventilation | 2015-05-15 |  | 1 | FALSE | 53.4328 | -2.5169 | SPM-KINGSLAND_33_T1_SAFEWAY_T1_WOOLSTON_T1_WOOLSTON_T2 | 1345003000;1345005000;629031137 | SP Energy Networks open data (API key): NDP SPM primary-group polygons + Capacity Heatmaps Information Model SPM + LTDS appendices 3/6 + NSHR
2183 | 40 | UNIT 6B, YEW TREE WAY, STONE CROSS PARK | WARRINGTON | WA3 3JD | Wigan |  | Warehouse And Premises | industrial | 1 | 9225.11 | 99298 | GIA | 720000 | Boulevard T1 / Chapelford T1 / Hawleys La T1 / Westbrook T1 / Winwick Quay T1 | nearest-substation | 5.78 | DALLAM GT1 / SANKEY BRIDGES GT1 / WARRINGTON GT3 | CARRINGTON - FIDDLERS FERRY | SPM | -1 | bsp | 16.448 | Green | 37.5 | 21.052 | thermal | 0 | 0 | 0 | 0 | 12.5 | DALLAM GT1 / SANKEY BRIDGES GT1 / WARRINGTON GT3 | -0.972 | RED | 0 |  |  | 0 | 0 | 0 | 37.5 |  |  |  |  | Green (Over 5% headroom) | 0 | 0 | 14.66 | 231 | 53 | 4279731 | [9 empty] | Fiddlers Ferry | CARRINGTON | 5 | 2186.9 | 2186.9 | 0 | 0 | 930 | 2026-05 | [12 empty] | 53.4698 | -2.5911 | SPM-BOULEVARD_T1_CHAPELFORD_T1_HAWLEYS_LA_T1_WESTBROOK_T1_WINWIC | 6157477000 | SP Energy Networks open data (API key): NDP SPM primary-group polygons + Capacity Heatmaps Information Model SPM + LTDS appendices 3/6 + NSHR
2184 | 40 | UNIT 722 KELVIN STREET, BIRCHWOOD PARK | WARRINGTON | WA3 6DW | Warrington |  | Factory And Premises | industrial | 1 | 9181.08 | 98824 | GIA | 750000 | Orford T1 / Padgate T1 | nearest-substation | 3.89 | DALLAM GT1 / SANKEY BRIDGES GT1 / WARRINGTON GT3 | CARRINGTON - FIDDLERS FERRY | SPM | -1 | bsp | 1.185 | Green | 10 | 8.815 | thermal | 0 | 0 | 0 | 0 | -1.8 | DALLAM GT1 / SANKEY BRIDGES GT1 / WARRINGTON GT3 | -0.972 | RED | 0 |  |  | 0 | 0 | 0 | 10 |  |  |  |  | Green (Over 5% headroom) | 0 | 0 | 14.59 | 551 | 57 | 2762563 | [9 empty] | Fiddlers Ferry | CARRINGTON | 5 | 2186.9 | 2186.9 | 0 | 0 | 930 | 2026-05 | 10094963838 | B8 Storage or Distribution | 8155 | A | Grid Supplied Electricity | 4 |  | Air Conditioning | 2023-05-22 |  | 1 | FALSE | 53.429 | -2.5227 | SPM-ORFORD_T1_PADGATE_T1 | 15075619000 | SP Energy Networks open data (API key): NDP SPM primary-group polygons + Capacity Heatmaps Information Model SPM + LTDS appendices 3/6 + NSHR
2185 | 40 | ADJ MAGNESIUM ELECKTRON, THELWALL LANE | WARRINGTON | WA4 1NR | Warrington |  | Factory And Premises | industrial | 1 | 9146.5 | 98452 | GIA | 173000 | Bewsey T1 / Owen St T1 / Rodney St T1 / Rylands Eldon St T1 | inside-area | 0.91 | DALLAM GT1 / SANKEY BRIDGES GT1 / WARRINGTON GT3 | CARRINGTON - FIDDLERS FERRY | SPM | -1 | bsp | 11.377 | Green | 30 | 17.123 | thermal | 6 | 12.4 | 3 | 18.4 | 8.7 | DALLAM GT1 / SANKEY BRIDGES GT1 / WARRINGTON GT3 | -0.972 | RED | 0 |  |  | 0 | 0 | 0 | 30 |  |  |  |  | Green (Over 5% headroom) | 0 | 0 | 14.53 | 549 | 39 | 2524963 | [9 empty] | Fiddlers Ferry | CARRINGTON | 5 | 2186.9 | 2186.9 | 0 | 0 | 930 | 2026-05 | [12 empty] | 53.3896 | -2.6072 | SPM-BEWSEY_T1_OWEN_ST_T1_RODNEY_ST_T1_RYLANDS_ELDON_ST_T1 | 2905974000 | SP Energy Networks open data (API key): NDP SPM primary-group polygons + Capacity Heatmaps Information Model SPM + LTDS appendices 3/6 + NSHR
2186 | 40 | 1-4, RAGLAN COURT | WARRINGTON | WA3 6SZ | Warrington |  | Warehouse And Premises | industrial | 1 | 8831.03 | 95056 | GIA | 430000 | Kingsland 33 T1 / Safeway T1 / Woolston T1 / Woolston T2 | nearest-substation | 3.28 | DALLAM GT1 / SANKEY BRIDGES GT1 / WARRINGTON GT3 | CARRINGTON - FIDDLERS FERRY | SPM | -1 | bsp | 11.614 | Green | 30 | 17.217 | thermal | 4.7 | 4 | 0 | 8.7 | 9.2 | DALLAM GT1 / SANKEY BRIDGES GT1 / WARRINGTON GT3 | -0.972 | RED | 0 |  |  | 0 | 0 | 0 | 30 |  |  |  |  | Green (Over 5% headroom) | 0 | 0 | 14.03 | 221 | 76 | 5113683 | [9 empty] | Fiddlers Ferry | CARRINGTON | 5 | 2186.9 | 2186.9 | 0 | 0 | 930 | 2026-05 | 10008651722 | B1 Offices and Workshop businesses | 7584 | C | Grid Supplied Electricity | 3 | 3 | Air Conditioning | 2017-08-24 |  | 1 | FALSE | 53.4312 | -2.5192 | SPM-KINGSLAND_33_T1_SAFEWAY_T1_WOOLSTON_T1_WOOLSTON_T2 | 644736137 | SP Energy Networks open data (API key): NDP SPM primary-group polygons + Capacity Heatmaps Information Model SPM + LTDS appendices 3/6 + NSHR
2187 | 40 | NEXT PLC, CALVER ROAD | WARRINGTON | WA2 8RB | Warrington |  | Warehouse, Office And Premises | industrial | 1 | 8790.73 | 94623 | GIA | 580000 | Boulevard T1 / Chapelford T1 / Hawleys La T1 / Westbrook T1 / Winwick Quay T1 | inside-area | 0.31 | DALLAM GT1 / SANKEY BRIDGES GT1 / WARRINGTON GT3 | CARRINGTON - FIDDLERS FERRY | SPM | -1 | bsp | 16.448 | Green | 37.5 | 21.052 | thermal | 0 | 0 | 0 | 0 | 12.5 | DALLAM GT1 / SANKEY BRIDGES GT1 / WARRINGTON GT3 | -0.972 | RED | 0 |  |  | 0 | 0 | 0 | 37.5 |  |  |  |  | Green (Over 5% headroom) | 0 | 0 | 13.97 | 615 | 53 | 4284406 | [9 empty] | Fiddlers Ferry | CARRINGTON | 5 | 2186.9 | 2186.9 | 0 | 0 | 930 | 2026-05 | 100012803417 | B8 Storage or Distribution | 8913 | C | Natural Gas | 3 | 2 | Heating and Natural Ventilation | 2021-04-08 |  | 1 | FALSE | 53.4174 | -2.6035 | SPM-BOULEVARD_T1_CHAPELFORD_T1_HAWLEYS_LA_T1_WESTBROOK_T1_WINWIC | 7876593000 | SP Energy Networks open data (API key): NDP SPM primary-group polygons + Capacity Heatmaps Information Model SPM + LTDS appendices 3/6 + NSHR
2188 | 40 | 10-11, COLVILLE COURT, CALVER ROAD | WARRINGTON | WA2 8QT | Warrington |  | Warehouse And Premises | industrial | 3 | 8033.95 | 86477 | GIA | 434000 | Boulevard T1 / Chapelford T1 / Hawleys La T1 / Westbrook T1 / Winwick Quay T1 | inside-area | 0.13 | DALLAM GT1 / SANKEY BRIDGES GT1 / WARRINGTON GT3 | CARRINGTON - FIDDLERS FERRY | SPM | -1 | bsp | 16.448 | Green | 37.5 | 21.052 | thermal | 0 | 0 | 0 | 0 | 12.5 | DALLAM GT1 / SANKEY BRIDGES GT1 / WARRINGTON GT3 | -0.972 | RED | 0 |  |  | 0 | 0 | 0 | 37.5 |  |  |  |  | Green (Over 5% headroom) | 0 | 0 | 12.77 | 201 | 53 | 4292552 | [9 empty] | Fiddlers Ferry | CARRINGTON | 5 | 2186.9 | 2186.9 | 0 | 0 | 930 | 2026-05 | [12 empty] | 53.417 | -2.5998 | SPM-BOULEVARD_T1_CHAPELFORD_T1_HAWLEYS_LA_T1_WESTBROOK_T1_WINWIC | 12006402000;4278137;4271137 | SP Energy Networks open data (API key): NDP SPM primary-group polygons + Capacity Heatmaps Information Model SPM + LTDS appendices 3/6 + NSHR
2189 | 40 | 203, CAVENDISH PLACE | WARRINGTON | WA3 6AE | Warrington |  | Warehouse And Premises | industrial | 5 | 8005.85 | 86174 | GIA | 626500 | Orford T1 / Padgate T1 | nearest-substation | 3.6 | DALLAM GT1 / SANKEY BRIDGES GT1 / WARRINGTON GT3 | CARRINGTON - FIDDLERS FERRY | SPM | -1 | bsp | 1.185 | Green | 10 | 8.815 | thermal | 0 | 0 | 0 | 0 | -1.8 | DALLAM GT1 / SANKEY BRIDGES GT1 / WARRINGTON GT3 | -0.972 | RED | 0 |  |  | 0 | 0 | 0 | 10 |  |  |  |  | Green (Over 5% headroom) | 0 | 0 | 12.72 | 200 | 57 | 2775213 | [9 empty] | Fiddlers Ferry | CARRINGTON | 5 | 2186.9 | 2186.9 | 0 | 0 | 930 | 2026-05 | [12 empty] | 53.426 | -2.5251 | SPM-ORFORD_T1_PADGATE_T1 | 1460099000;2290651000;2183636000;2183639000;1460102000 | SP Energy Networks open data (API key): NDP SPM primary-group polygons + Capacity Heatmaps Information Model SPM + LTDS appendices 3/6 + NSHR
2190 | 40 | FARMFOODS, LEACROFT ROAD | WARRINGTON | WA3 6PJ | Warrington |  | Warehouse And Premises | industrial | 1 | 7975.5 | 85847 | GIA | 525000 | Kingsland 33 T1 / Safeway T1 / Woolston T1 / Woolston T2 | nearest-substation | 3.42 | DALLAM GT1 / SANKEY BRIDGES GT1 / WARRINGTON GT3 | CARRINGTON - FIDDLERS FERRY | SPM | -1 | bsp | 11.614 | Green | 30 | 17.217 | thermal | 4.7 | 4 | 0 | 8.7 | 9.2 | DALLAM GT1 / SANKEY BRIDGES GT1 / WARRINGTON GT3 | -0.972 | RED | 0 |  |  | 0 | 0 | 0 | 30 |  |  |  |  | Green (Over 5% headroom) | 0 | 0 | 12.67 | 199 | 76 | 5122892 | [9 empty] | Fiddlers Ferry | CARRINGTON | 5 | 2186.9 | 2186.9 | 0 | 0 | 930 | 2026-05 | 100012804974 | B8 Storage or Distribution | 2248 | C | Grid Supplied Electricity | 4 |  | Air Conditioning | 2021-07-23 |  | 0.5 | FALSE | 53.4317 | -2.5098 | SPM-KINGSLAND_33_T1_SAFEWAY_T1_WOOLSTON_T1_WOOLSTON_T2 | 4901550000 | SP Energy Networks open data (API key): NDP SPM primary-group polygons + Capacity Heatmaps Information Model SPM + LTDS appendices 3/6 + NSHR
2191 | 40 | EVO 89 OMEGA BUSINESS PARK, SKYLINE DRIVE | WARRINGTON | WA5 3LP | Warrington |  | Warehouse And Premises | industrial | 1 | 7812.31 | 84091 | GIA | 525000 | Great Sankey T1 / Penketh T1 / Widnes Rd T1 | inside-area | 2.96 | DALLAM GT1 / SANKEY BRIDGES GT1 / WARRINGTON GT3 | CARRINGTON - FIDDLERS FERRY | SPM | -1 | bsp | 4.75 | Green | 20 | 11 | thermal | 12.8 | 35.1 | 0 | 47.9 | 6.1 | DALLAM GT1 / SANKEY BRIDGES GT1 / WARRINGTON GT3 | -0.972 | RED | 0 |  |  | 0 | 0 | 0 | 20 |  |  |  |  | Green (Over 5% headroom) | 0 | 0 | 12.41 | 195 | 7 | 516382 | [9 empty] | Fiddlers Ferry | CARRINGTON | 5 | 2186.9 | 2186.9 | 0 | 0 | 930 | 2026-05 | [12 empty] | 53.4025 | -2.6676 | SPM-GREAT_SANKEY_T1_PENKETH_T1_WIDNES_RD_T1 | 14944391000 | SP Energy Networks open data (API key): NDP SPM primary-group polygons + Capacity Heatmaps Information Model SPM + LTDS appendices 3/6 + NSHR
2192 | 40 | EUROPA PLACE 1050, EUROPA BOULEVARD | WARRINGTON | WA5 7YU | Warrington |  | Warehouse And Premises | industrial | 1 | 7383.72 | 79478 | GIA | 555000 | Boulevard T1 / Chapelford T1 / Hawleys La T1 / Westbrook T1 / Winwick Quay T1 | inside-area | 2.11 | DALLAM GT1 / SANKEY BRIDGES GT1 / WARRINGTON GT3 | CARRINGTON - FIDDLERS FERRY | SPM | -1 | bsp | 16.448 | Green | 37.5 | 21.052 | thermal | 0 | 0 | 0 | 0 | 12.5 | DALLAM GT1 / SANKEY BRIDGES GT1 / WARRINGTON GT3 | -0.972 | RED | 0 |  |  | 0 | 0 | 0 | 37.5 |  |  |  |  | Green (Over 5% headroom) | 0 | 0 | 11.73 | 185 | 53 | 4299551 | [9 empty] | Fiddlers Ferry | CARRINGTON | 5 | 2186.9 | 2186.9 | 0 | 0 | 930 | 2026-05 | 100012806879 | B1 Offices and Workshop businesses | 12484 | C | Grid Supplied Electricity | 3 |  | Air Conditioning | 2021-12-20 |  | 0.5 | FALSE | 53.413 | -2.6296 | SPM-BOULEVARD_T1_CHAPELFORD_T1_HAWLEYS_LA_T1_WESTBROOK_T1_WINWIC | 9348562000 | SP Energy Networks open data (API key): NDP SPM primary-group polygons + Capacity Heatmaps Information Model SPM + LTDS appendices 3/6 + NSHR
2193 | 40 | 1, KINGSLAND GRANGE | WARRINGTON | WA1 4RA | Warrington |  | Warehouse And Premises | industrial | 1 | 7094.62 | 76366 | GIA | 402500 | Orford T1 / Padgate T1 | inside-area | 2.86 | DALLAM GT1 / SANKEY BRIDGES GT1 / WARRINGTON GT3 | CARRINGTON - FIDDLERS FERRY | SPM | -1 | bsp | 1.185 | Green | 10 | 8.815 | thermal | 0 | 0 | 0 | 0 | -1.8 | DALLAM GT1 / SANKEY BRIDGES GT1 / WARRINGTON GT3 | -0.972 | RED | 0 |  |  | 0 | 0 | 0 | 10 |  |  |  |  | Green (Over 5% headroom) | 0 | 0 | 11.27 | 177 | 57 | 2785021 | [9 empty] | Fiddlers Ferry | CARRINGTON | 5 | 2186.9 | 2186.9 | 0 | 0 | 930 | 2026-05 | 100012793747 | B1 Offices and Workshop businesses | 307 | G | Grid Supplied Electricity | 3 |  | Heating and Natural Ventilation | 2017-05-17 |  | 1 | FALSE | 53.4086 | -2.5303 | SPM-ORFORD_T1_PADGATE_T1 | 170605137 | SP Energy Networks open data (API key): NDP SPM primary-group polygons + Capacity Heatmaps Information Model SPM + LTDS appendices 3/6 + NSHR
2194 | 40 | CALVER ROAD | WARRINGTON | WA2 8RA | Warrington | SURRIDGE DAWSON | Warehouse And Premises | industrial | 2 | 6722.47 | 72360 | GIA | 455500 | Boulevard T1 / Chapelford T1 / Hawleys La T1 / Westbrook T1 / Winwick Quay T1 | inside-area | 0.46 | DALLAM GT1 / SANKEY BRIDGES GT1 / WARRINGTON GT3 | CARRINGTON - FIDDLERS FERRY | SPM | -1 | bsp | 16.448 | Green | 37.5 | 21.052 | thermal | 0 | 0 | 0 | 0 | 12.5 | DALLAM GT1 / SANKEY BRIDGES GT1 / WARRINGTON GT3 | -0.972 | RED | 0 |  |  | 0 | 0 | 0 | 37.5 |  |  |  |  | Green (Over 5% headroom) | 0 | 0 | 10.68 | 168 | 53 | 4306669 | [9 empty] | Fiddlers Ferry | CARRINGTON | 5 | 2186.9 | 2186.9 | 0 | 0 | 930 | 2026-05 | [12 empty] | 53.4216 | -2.6027 | SPM-BOULEVARD_T1_CHAPELFORD_T1_HAWLEYS_LA_T1_WESTBROOK_T1_WINWIC | 638528137;8278016000 | SP Energy Networks open data (API key): NDP SPM primary-group polygons + Capacity Heatmaps Information Model SPM + LTDS appendices 3/6 + NSHR
2195 | 40 | LANSING LINDE STERLING LTD, WINWICK ROAD | WARRINGTON | WA2 8JF | Warrington |  | Workshop And Premises | industrial | 1 | 6648.94 | 71569 | GIA | 287500 | Bewsey T1 / Owen St T1 / Rodney St T1 / Rylands Eldon St T1 | inside-area | 1.62 | DALLAM GT1 / SANKEY BRIDGES GT1 / WARRINGTON GT3 | CARRINGTON - FIDDLERS FERRY | SPM | -1 | bsp | 11.377 | Green | 30 | 17.123 | thermal | 6 | 12.4 | 3 | 18.4 | 8.7 | DALLAM GT1 / SANKEY BRIDGES GT1 / WARRINGTON GT3 | -0.972 | RED | 0 |  |  | 0 | 0 | 0 | 30 |  |  |  |  | Green (Over 5% headroom) | 0 | 0 | 10.57 | 299 | 39 | 2551846 | [9 empty] | Fiddlers Ferry | CARRINGTON | 5 | 2186.9 | 2186.9 | 0 | 0 | 930 | 2026-05 | [12 empty] | 53.4067 | -2.5956 | SPM-BEWSEY_T1_OWEN_ST_T1_RODNEY_ST_T1_RYLANDS_ELDON_ST_T1 | 5522548000 | SP Energy Networks open data (API key): NDP SPM primary-group polygons + Capacity Heatmaps Information Model SPM + LTDS appendices 3/6 + NSHR
2196 | 40 | CALDWELLS GROUP OF COMPANIES, DALLAM LANE | WARRINGTON | WA2 7PZ | Warrington |  | Workshop And Premises | industrial | 1 | 6087.3 | 65523 | GIA | 257500 | Bewsey T1 / Owen St T1 / Rodney St T1 / Rylands Eldon St T1 | inside-area | 1.14 | DALLAM GT1 / SANKEY BRIDGES GT1 / WARRINGTON GT3 | CARRINGTON - FIDDLERS FERRY | SPM | -1 | bsp | 11.377 | Green | 30 | 17.123 | thermal | 6 | 12.4 | 3 | 18.4 | 8.7 | DALLAM GT1 / SANKEY BRIDGES GT1 / WARRINGTON GT3 | -0.972 | RED | 0 |  |  | 0 | 0 | 0 | 30 |  |  |  |  | Green (Over 5% headroom) | 0 | 0 | 9.67 | 274 | 39 | 2557892 | [9 empty] | Fiddlers Ferry | CARRINGTON | 5 | 2186.9 | 2186.9 | 0 | 0 | 930 | 2026-05 | [12 empty] | 53.3988 | -2.5967 | SPM-BEWSEY_T1_OWEN_ST_T1_RODNEY_ST_T1_RYLANDS_ELDON_ST_T1 | 6449538000 | SP Energy Networks open data (API key): NDP SPM primary-group polygons + Capacity Heatmaps Information Model SPM + LTDS appendices 3/6 + NSHR
2197 | 40 | 531-532, EUROPA BOULEVARD | WARRINGTON | WA5 7TP | Warrington |  | Warehouse And Premises | industrial | 2 | 5771.49 | 62124 | GIA | 408500 | Boulevard T1 / Chapelford T1 / Hawleys La T1 / Westbrook T1 / Winwick Quay T1 | inside-area | 1.24 | DALLAM GT1 / SANKEY BRIDGES GT1 / WARRINGTON GT3 | CARRINGTON - FIDDLERS FERRY | SPM | -1 | bsp | 16.448 | Green | 37.5 | 21.052 | thermal | 0 | 0 | 0 | 0 | 12.5 | DALLAM GT1 / SANKEY BRIDGES GT1 / WARRINGTON GT3 | -0.972 | RED | 0 |  |  | 0 | 0 | 0 | 37.5 |  |  |  |  | Green (Over 5% headroom) | 0 | 0 | 9.17 | 144 | 53 | 4316905 | [9 empty] | Fiddlers Ferry | CARRINGTON | 5 | 2186.9 | 2186.9 | 0 | 0 | 930 | 2026-05 | 100012807114 | Storage or Distribution | 4340 | B | Grid Supplied Electricity | 3 | 2 | Air Conditioning | 2024-02-20 |  | 0.5 | FALSE | 53.4175 | -2.6176 | SPM-BOULEVARD_T1_CHAPELFORD_T1_HAWLEYS_LA_T1_WESTBROOK_T1_WINWIC | 211375000;174401137 | SP Energy Networks open data (API key): NDP SPM primary-group polygons + Capacity Heatmaps Information Model SPM + LTDS appendices 3/6 + NSHR
2198 | 40 | 711, THE QUADRANT, CAVENDISH AVENUE | WARRINGTON | WA3 6DE | Warrington |  | Warehouse And Premises | industrial | 3 | 5752.17 | 61916 | GIA | 561000 | Kingsland 33 T1 / Safeway T1 / Woolston T1 / Woolston T2 | nearest-substation | 2.81 | DALLAM GT1 / SANKEY BRIDGES GT1 / WARRINGTON GT3 | CARRINGTON - FIDDLERS FERRY | SPM | -1 | bsp | 11.614 | Green | 30 | 17.217 | thermal | 4.7 | 4 | 0 | 8.7 | 9.2 | DALLAM GT1 / SANKEY BRIDGES GT1 / WARRINGTON GT3 | -0.972 | RED | 0 |  |  | 0 | 0 | 0 | 30 |  |  |  |  | Green (Over 5% headroom) | 0 | 0 | 9.14 | 144 | 76 | 5146823 | [9 empty] | Fiddlers Ferry | CARRINGTON | 5 | 2186.9 | 2186.9 | 0 | 0 | 930 | 2026-05 | 10092996690 | Offices and Workshop Businesses | 1408 | C | Natural Gas | 3 |  | Heating and Natural Ventilation | 2026-09-16 |  | 1 | FALSE | 53.427 | -2.5183 | SPM-KINGSLAND_33_T1_SAFEWAY_T1_WOOLSTON_T1_WOOLSTON_T2 | 10851027000;10851051000;10633560000 | SP Energy Networks open data (API key): NDP SPM primary-group polygons + Capacity Heatmaps Information Model SPM + LTDS appendices 3/6 + NSHR
2199 | 40 | 1-7, ADLINGTON COURT | WARRINGTON | WA3 6PL | Warrington |  | Factory And Premises; Warehouse And Premises | industrial | 2 | 5654.53 | 60865 | GIA | 296500 | Kingsland 33 T1 / Safeway T1 / Woolston T1 / Woolston T2 | nearest-substation | 2.98 | DALLAM GT1 / SANKEY BRIDGES GT1 / WARRINGTON GT3 | CARRINGTON - FIDDLERS FERRY | SPM | -1 | bsp | 11.614 | Green | 30 | 17.217 | thermal | 4.7 | 4 | 0 | 8.7 | 9.2 | DALLAM GT1 / SANKEY BRIDGES GT1 / WARRINGTON GT3 | -0.972 | RED | 0 |  |  | 0 | 0 | 0 | 30 |  |  |  |  | Green (Over 5% headroom) | 0 | 0 | 8.99 | 339 | 76 | 5147874 | [9 empty] | Fiddlers Ferry | CARRINGTON | 5 | 2186.9 | 2186.9 | 0 | 0 | 930 | 2026-05 | [12 empty] | 53.4283 | -2.5151 | SPM-KINGSLAND_33_T1_SAFEWAY_T1_WOOLSTON_T1_WOOLSTON_T2 | 1214484000;30242137 | SP Energy Networks open data (API key): NDP SPM primary-group polygons + Capacity Heatmaps Information Model SPM + LTDS appendices 3/6 + NSHR
2200 | 40 | C6, WALTER LEIGH WAY, MOSS INDUSTRIAL ESTATE | LEIGH | WN7 3PT | Wigan |  | Warehouse And Premises | industrial | 1 | 5602.2 | 60302 | GIA | 287500 | Orford T1 / Padgate T1 | nearest-substation | 7.8 | DALLAM GT1 / SANKEY BRIDGES GT1 / WARRINGTON GT3 | CARRINGTON - FIDDLERS FERRY | SPM | -1 | bsp | 1.185 | Green | 10 | 8.815 | thermal | 0 | 0 | 0 | 0 | -1.8 | DALLAM GT1 / SANKEY BRIDGES GT1 / WARRINGTON GT3 | -0.972 | RED | 0 |  |  | 0 | 0 | 0 | 10 |  |  |  |  | Green (Over 5% headroom) | 0 | 0 | 8.9 | 140 | 57 | 2801085 | [9 empty] | Fiddlers Ferry | CARRINGTON | 5 | 2186.9 | 2186.9 | 0 | 0 | 930 | 2026-05 | [12 empty] | 53.4794 | -2.5461 | SPM-ORFORD_T1_PADGATE_T1 | 5261776000 | SP Energy Networks open data (API key): NDP SPM primary-group polygons + Capacity Heatmaps Information Model SPM + LTDS appendices 3/6 + NSHR
2201 | 40 | UNIT A, TAYLOR BUSINESS PARK | WARRINGTON | WA3 6BL | Warrington |  | Warehouse And Premises | industrial | 1 | 5429.62 | 58444 | GIA | 270000 | Orford T1 / Padgate T1 | nearest-substation | 5.3 | DALLAM GT1 / SANKEY BRIDGES GT1 / WARRINGTON GT3 | CARRINGTON - FIDDLERS FERRY | SPM | -1 | bsp | 1.185 | Green | 10 | 8.815 | thermal | 0 | 0 | 0 | 0 | -1.8 | DALLAM GT1 / SANKEY BRIDGES GT1 / WARRINGTON GT3 | -0.972 | RED | 0 |  |  | 0 | 0 | 0 | 10 |  |  |  |  | Green (Over 5% headroom) | 0 | 0 | 8.63 | 136 | 57 | 2802943 | [9 empty] | Fiddlers Ferry | CARRINGTON | 5 | 2186.9 | 2186.9 | 0 | 0 | 930 | 2026-05 | 10008652416 | Storage or Distribution | 5282 | B | Grid Supplied Electricity | 3 |  | Heating and Natural Ventilation | 2023-03-30 |  | 1 | FALSE | 53.4458 | -2.5183 | SPM-ORFORD_T1_PADGATE_T1 | 15036597000 | SP Energy Networks open data (API key): NDP SPM primary-group polygons + Capacity Heatmaps Information Model SPM + LTDS appendices 3/6 + NSHR
2202 | 40 | AUTOMATION HOUSE, NEWTON ROAD | WARRINGTON | WA3 2AN | Wigan | ATG SERVICES LTD | Workshop, Offices And Premises | industrial | 1 | 5369.7 | 57799 | GIA | 262500 | Orford T1 / Padgate T1 | nearest-substation | 6.92 | DALLAM GT1 / SANKEY BRIDGES GT1 / WARRINGTON GT3 | CARRINGTON - FIDDLERS FERRY | SPM | -1 | bsp | 1.185 | Green | 10 | 8.815 | thermal | 0 | 0 | 0 | 0 | -1.8 | DALLAM GT1 / SANKEY BRIDGES GT1 / WARRINGTON GT3 | -0.972 | RED | 0 |  |  | 0 | 0 | 0 | 10 |  |  |  |  | Green (Over 5% headroom) | 0 | 0 | 8.53 | 242 | 57 | 2803588 | [9 empty] | Fiddlers Ferry | CARRINGTON | 5 | 2186.9 | 2186.9 | 0 | 0 | 930 | 2026-05 | [12 empty] | 53.4725 | -2.5559 | SPM-ORFORD_T1_PADGATE_T1 | 15108574000 | SP Energy Networks open data (API key): NDP SPM primary-group polygons + Capacity Heatmaps Information Model SPM + LTDS appendices 3/6 + NSHR
2203 | 40 | UNITS 10 & 11, GAWSWORTH COURT | WARRINGTON | WA3 6NJ | Warrington |  | Warehouse And Premises | industrial | 3 | 5274.16 | 56771 | GIA | 315000 | Kingsland 33 T1 / Safeway T1 / Woolston T1 / Woolston T2 | nearest-substation | 2.92 | DALLAM GT1 / SANKEY BRIDGES GT1 / WARRINGTON GT3 | CARRINGTON - FIDDLERS FERRY | SPM | -1 | bsp | 11.614 | Green | 30 | 17.217 | thermal | 4.7 | 4 | 0 | 8.7 | 9.2 | DALLAM GT1 / SANKEY BRIDGES GT1 / WARRINGTON GT3 | -0.972 | RED | 0 |  |  | 0 | 0 | 0 | 30 |  |  |  |  | Green (Over 5% headroom) | 0 | 0 | 8.38 | 132 | 76 | 5151968 | [9 empty] | Fiddlers Ferry | CARRINGTON | 5 | 2186.9 | 2186.9 | 0 | 0 | 930 | 2026-05 | 200000979298 | B8 Storage or Distribution | 1669 | C | Natural Gas | 3 | 1 | Heating and Natural Ventilation | 2013-03-29 |  | 1 | FALSE | 53.428 | -2.5173 | SPM-KINGSLAND_33_T1_SAFEWAY_T1_WOOLSTON_T1_WOOLSTON_T2 | 15025093000;3646693000;169947137 | SP Energy Networks open data (API key): NDP SPM primary-group polygons + Capacity Heatmaps Information Model SPM + LTDS appendices 3/6 + NSHR
2204 | 40 | 9-12, MELFORD COURT, HARDWICK GRANGE | WARRINGTON | WA1 4RZ | Warrington |  | Warehouse And Premises; Warehouse Offices And Premises | industrial | 3 | 5239.68 | 56399 | GIA | 413500 | Kingsland 33 T1 / Safeway T1 / Woolston T1 / Woolston T2 | inside-area | 0.62 | DALLAM GT1 / SANKEY BRIDGES GT1 / WARRINGTON GT3 | CARRINGTON - FIDDLERS FERRY | SPM | -1 | bsp | 11.614 | Green | 30 | 17.217 | thermal | 4.7 | 4 | 0 | 8.7 | 9.2 | DALLAM GT1 / SANKEY BRIDGES GT1 / WARRINGTON GT3 | -0.972 | RED | 0 |  |  | 0 | 0 | 0 | 30 |  |  |  |  | Green (Over 5% headroom) | 0 | 0 | 8.33 | 367 | 76 | 5152340 | [9 empty] | Fiddlers Ferry | CARRINGTON | 5 | 2186.9 | 2186.9 | 0 | 0 | 930 | 2026-05 | [12 empty] | 53.4039 | -2.5304 | SPM-KINGSLAND_33_T1_SAFEWAY_T1_WOOLSTON_T1_WOOLSTON_T2 | 5639650000;5900510000;76425137 | SP Energy Networks open data (API key): NDP SPM primary-group polygons + Capacity Heatmaps Information Model SPM + LTDS appendices 3/6 + NSHR
2205 | 40 | UNITS 1-3 CHESFORD DISTRIBUTION CENTRE, CHESFORD GRANGE | WARRINGTON | WA1 4RQ | Warrington |  | Warehouse And Premises | industrial | 1 | 5129.9 | 55218 | GIA | 375000 | Kingsland 33 T1 / Safeway T1 / Woolston T1 / Woolston T2 | inside-area | 0.28 | DALLAM GT1 / SANKEY BRIDGES GT1 / WARRINGTON GT3 | CARRINGTON - FIDDLERS FERRY | SPM | -1 | bsp | 11.614 | Green | 30 | 17.217 | thermal | 4.7 | 4 | 0 | 8.7 | 9.2 | DALLAM GT1 / SANKEY BRIDGES GT1 / WARRINGTON GT3 | -0.972 | RED | 0 |  |  | 0 | 0 | 0 | 30 |  |  |  |  | Green (Over 5% headroom) | 0 | 0 | 8.15 | 128 | 76 | 5153521 | [9 empty] | Fiddlers Ferry | CARRINGTON | 5 | 2186.9 | 2186.9 | 0 | 0 | 930 | 2026-05 | 10013399860 | General Industrial and Special Industrial Groups | 4677 | A | Grid Supplied Electricity | 5 |  | Air Conditioning | 2026-04-22 |  | 0.75 | FALSE | 53.3999 | -2.5189 | SPM-KINGSLAND_33_T1_SAFEWAY_T1_WOOLSTON_T1_WOOLSTON_T2 | 7428239000 | SP Energy Networks open data (API key): NDP SPM primary-group polygons + Capacity Heatmaps Information Model SPM + LTDS appendices 3/6 + NSHR
2206 | 40 | CNG LTD, SKYLINE DRIVE | WARRINGTON | WA5 3TP | Warrington |  | Compressed Natural Gas Depot And Premises | industrial | 1 | 5122.65 | 55140 | GIA | 73500 | North West Water Campus T1 / North West Water Campus T2 / Omega T1 / Omega T2 / Orion Boulevard T1 | inside-area | 1.02 | DALLAM GT1 / SANKEY BRIDGES GT1 / WARRINGTON GT3 | CARRINGTON - FIDDLERS FERRY | SPM | -1 | bsp | 25.011 | Green | 40 | 14.989 | thermal | 0 | 0 | 0 | 0 | 23.5 | DALLAM GT1 / SANKEY BRIDGES GT1 / WARRINGTON GT3 | -0.972 | RED | 0 |  |  | 0 | 0 | 0 | 40 |  |  |  |  | Green (Over 5% headroom) | 0 | 0 | 8.14 | 128 | 11 | 5076920 | [9 empty] | Fiddlers Ferry | CARRINGTON | 5 | 2186.9 | 2186.9 | 0 | 0 | 930 | 2026-05 | [12 empty] | 53.4119 | -2.6595 | SPM-NORTH_WEST_WATER_CAMPUS_T1_NORTH_WEST_WATER_CAMPUS_T2_OMEGA_ | 12719347000 | SP Energy Networks open data (API key): NDP SPM primary-group polygons + Capacity Heatmaps Information Model SPM + LTDS appendices 3/6 + NSHR
2207 | 40 | 3, HEATON COURT | WARRINGTON | WA3 6QU | Warrington |  | Warehouse And Premises | industrial | 3 | 5092.72 | 54818 | GIA | 305000 | Kingsland 33 T1 / Safeway T1 / Woolston T1 / Woolston T2 | nearest-substation | 3.15 | DALLAM GT1 / SANKEY BRIDGES GT1 / WARRINGTON GT3 | CARRINGTON - FIDDLERS FERRY | SPM | -1 | bsp | 11.614 | Green | 30 | 17.217 | thermal | 4.7 | 4 | 0 | 8.7 | 9.2 | DALLAM GT1 / SANKEY BRIDGES GT1 / WARRINGTON GT3 | -0.972 | RED | 0 |  |  | 0 | 0 | 0 | 30 |  |  |  |  | Green (Over 5% headroom) | 0 | 0 | 8.09 | 127 | 76 | 5153921 | [9 empty] | Fiddlers Ferry | CARRINGTON | 5 | 2186.9 | 2186.9 | 0 | 0 | 930 | 2026-05 |  | Storage or Distribution | 1660 | E | Natural Gas | 5 | 2 | Heating and Natural Ventilation | 2023-02-08 |  | 1 | FALSE | 53.4301 | -2.5182 | SPM-KINGSLAND_33_T1_SAFEWAY_T1_WOOLSTON_T1_WOOLSTON_T2 | 5407902000;32425137;5407901000 | SP Energy Networks open data (API key): NDP SPM primary-group polygons + Capacity Heatmaps Information Model SPM + LTDS appendices 3/6 + NSHR
2208 | 40 | ALFRED JONES BUILDING UNIT 1, FARRELL STREET | WARRINGTON | WA1 2EE | Warrington |  | Warehouse And Premises; Workshop And Premises | industrial | 2 | 4977.39 | 53576 | GIA | 180000 | Bewsey T1 / Owen St T1 / Rodney St T1 / Rylands Eldon St T1 | inside-area | 2.28 | DALLAM GT1 / SANKEY BRIDGES GT1 / WARRINGTON GT3 | CARRINGTON - FIDDLERS FERRY | SPM | -1 | bsp | 11.377 | Green | 30 | 17.123 | thermal | 6 | 12.4 | 3 | 18.4 | 8.7 | DALLAM GT1 / SANKEY BRIDGES GT1 / WARRINGTON GT3 | -0.972 | RED | 0 |  |  | 0 | 0 | 0 | 30 |  |  |  |  | Green (Over 5% headroom) | 0 | 0 | 7.91 | 224 | 39 | 2569839 | [9 empty] | Fiddlers Ferry | CARRINGTON | 5 | 2186.9 | 2186.9 | 0 | 0 | 930 | 2026-05 | 100010280399 | B1 Offices and Workshop businesses | 1792 | C | Grid Supplied Electricity | 3 |  | Heating and Natural Ventilation | 2012-10-22 |  | 0.5 | FALSE | 53.3894 | -2.5815 | SPM-BEWSEY_T1_OWEN_ST_T1_RODNEY_ST_T1_RYLANDS_ELDON_ST_T1 | 1832009000;9274968000 | SP Energy Networks open data (API key): NDP SPM primary-group polygons + Capacity Heatmaps Information Model SPM + LTDS appendices 3/6 + NSHR
2209 | 40 | 73, MANCHESTER ROAD | WARRINGTON | WA1 4AE | Warrington |  | Warehouse And Premises | industrial | 1 | 4920.08 | 52959 | GIA | 158000 | Kingsland 33 T1 / Safeway T1 / Woolston T1 / Woolston T2 | inside-area | 1.49 | DALLAM GT1 / SANKEY BRIDGES GT1 / WARRINGTON GT3 | CARRINGTON - FIDDLERS FERRY | SPM | -1 | bsp | 11.614 | Green | 30 | 17.217 | thermal | 4.7 | 4 | 0 | 8.7 | 9.2 | DALLAM GT1 / SANKEY BRIDGES GT1 / WARRINGTON GT3 | -0.972 | RED | 0 |  |  | 0 | 0 | 0 | 30 |  |  |  |  | Green (Over 5% headroom) | 0 | 0 | 7.82 | 123 | 76 | 5155780 | [9 empty] | Fiddlers Ferry | CARRINGTON | 5 | 2186.9 | 2186.9 | 0 | 0 | 930 | 2026-05 | 10090371859 | Storage or Distribution | 6633 | B | Grid Supplied Electricity | 5 |  | Heating and Natural Ventilation | 2025-07-10 |  | 1 | FALSE | 53.3984 | -2.5434 | SPM-KINGSLAND_33_T1_SAFEWAY_T1_WOOLSTON_T1_WOOLSTON_T2 | 174567137 | SP Energy Networks open data (API key): NDP SPM primary-group polygons + Capacity Heatmaps Information Model SPM + LTDS appendices 3/6 + NSHR
2210 | 40 | VBG LTD, LOWTON BUSINESS PARK, ENTERPRISE WAY | WARRINGTON | WA3 2AG | Wigan |  | Factory And Premises | industrial | 1 | 4715.1 | 50753 | GIA | 260000 | Orford T1 / Padgate T1 | nearest-substation | 6.76 | DALLAM GT1 / SANKEY BRIDGES GT1 / WARRINGTON GT3 | CARRINGTON - FIDDLERS FERRY | SPM | -1 | bsp | 1.185 | Green | 10 | 8.815 | thermal | 0 | 0 | 0 | 0 | -1.8 | DALLAM GT1 / SANKEY BRIDGES GT1 / WARRINGTON GT3 | -0.972 | RED | 0 |  |  | 0 | 0 | 0 | 10 |  |  |  |  | Green (Over 5% headroom) | 0 | 0 | 7.49 | 283 | 57 | 2810634 | [9 empty] | Fiddlers Ferry | CARRINGTON | 5 | 2186.9 | 2186.9 | 0 | 0 | 930 | 2026-05 | [12 empty] | 53.4711 | -2.5564 | SPM-ORFORD_T1_PADGATE_T1 | 187178000 | SP Energy Networks open data (API key): NDP SPM primary-group polygons + Capacity Heatmaps Information Model SPM + LTDS appendices 3/6 + NSHR
2211 | 40 | UNITS 5 - 7 MELBURY COURT, CLAYTON ROAD | WARRINGTON | WA3 6PH | Warrington |  | Warehouse And Premises | industrial | 2 | 4612.1 | 49644 | GIA | 257000 | Kingsland 33 T1 / Safeway T1 / Woolston T1 / Woolston T2 | nearest-substation | 3.47 | DALLAM GT1 / SANKEY BRIDGES GT1 / WARRINGTON GT3 | CARRINGTON - FIDDLERS FERRY | SPM | -1 | bsp | 11.614 | Green | 30 | 17.217 | thermal | 4.7 | 4 | 0 | 8.7 | 9.2 | DALLAM GT1 / SANKEY BRIDGES GT1 / WARRINGTON GT3 | -0.972 | RED | 0 |  |  | 0 | 0 | 0 | 30 |  |  |  |  | Green (Over 5% headroom) | 0 | 0 | 7.33 | 115 | 76 | 5159095 | [9 empty] | Fiddlers Ferry | CARRINGTON | 5 | 2186.9 | 2186.9 | 0 | 0 | 930 | 2026-05 | 100012828851 | B8 Storage or Distribution | 5338 | D | Grid Supplied Electricity | 3 |  | Heating and Natural Ventilation | 2021-07-24 |  | 0.6 | FALSE | 53.4328 | -2.5169 | SPM-KINGSLAND_33_T1_SAFEWAY_T1_WOOLSTON_T1_WOOLSTON_T2 | 15076691000;15076690000 | SP Energy Networks open data (API key): NDP SPM primary-group polygons + Capacity Heatmaps Information Model SPM + LTDS appendices 3/6 + NSHR
2212 | 40 | 14-17, RAVENHURST COURT | WARRINGTON | WA3 6PN | Warrington |  | Warehouse And Premises; Warehouses And Premises | industrial | 2 | 4576 | 49256 | GIA | 262500 | Kingsland 33 T1 / Safeway T1 / Woolston T1 / Woolston T2 | nearest-substation | 2.77 | DALLAM GT1 / SANKEY BRIDGES GT1 / WARRINGTON GT3 | CARRINGTON - FIDDLERS FERRY | SPM | -1 | bsp | 11.614 | Green | 30 | 17.217 | thermal | 4.7 | 4 | 0 | 8.7 | 9.2 | DALLAM GT1 / SANKEY BRIDGES GT1 / WARRINGTON GT3 | -0.972 | RED | 0 |  |  | 0 | 0 | 0 | 30 |  |  |  |  | Green (Over 5% headroom) | 0 | 0 | 7.27 | 114 | 76 | 5159483 | [9 empty] | Fiddlers Ferry | CARRINGTON | 5 | 2186.9 | 2186.9 | 0 | 0 | 930 | 2026-05 | 10008651732 | Storage or Distribution | 4718 | E | Natural Gas | 3 |  | Heating and Natural Ventilation | 2022-06-22 |  | 0.75 | FALSE | 53.4265 | -2.5157 | SPM-KINGSLAND_33_T1_SAFEWAY_T1_WOOLSTON_T1_WOOLSTON_T2 | 647267137;1854088000 | SP Energy Networks open data (API key): NDP SPM primary-group polygons + Capacity Heatmaps Information Model SPM + LTDS appendices 3/6 + NSHR
2213 | 40 | 30-33, TATTON COURT, KINGSLAND GRANGE | WARRINGTON | WA1 4RR | Warrington |  | Workshop And Premises | industrial | 2 | 4530.26 | 48763 | GIA | 347000 | Kingsland 33 T1 / Safeway T1 / Woolston T1 / Woolston T2 | inside-area | 0.85 | DALLAM GT1 / SANKEY BRIDGES GT1 / WARRINGTON GT3 | CARRINGTON - FIDDLERS FERRY | SPM | -1 | bsp | 11.614 | Green | 30 | 17.217 | thermal | 4.7 | 4 | 0 | 8.7 | 9.2 | DALLAM GT1 / SANKEY BRIDGES GT1 / WARRINGTON GT3 | -0.972 | RED | 0 |  |  | 0 | 0 | 0 | 30 |  |  |  |  | Green (Over 5% headroom) | 0 | 0 | 7.2 | 204 | 76 | 5159976 | [9 empty] | Fiddlers Ferry | CARRINGTON | 5 | 2186.9 | 2186.9 | 0 | 0 | 930 | 2026-05 | 200000981326 | General Industrial and Special Industrial Groups | 2293 | D | Natural Gas | 3 |  | Heating and Natural Ventilation | 2023-09-25 |  | 0.83 | FALSE | 53.4051 | -2.5332 | SPM-KINGSLAND_33_T1_SAFEWAY_T1_WOOLSTON_T1_WOOLSTON_T2 | 14986868000;14986298000 | SP Energy Networks open data (API key): NDP SPM primary-group polygons + Capacity Heatmaps Information Model SPM + LTDS appendices 3/6 + NSHR
2214 | 40 | QAS GROUP LTD, CALVER ROAD | WARRINGTON | WA2 8RA | Warrington |  | Warehouse And Premises | industrial | 1 | 4491.1 | 48342 | GIA | 317500 | Boulevard T1 / Chapelford T1 / Hawleys La T1 / Westbrook T1 / Winwick Quay T1 | inside-area | 0.46 | DALLAM GT1 / SANKEY BRIDGES GT1 / WARRINGTON GT3 | CARRINGTON - FIDDLERS FERRY | SPM | -1 | bsp | 16.448 | Green | 37.5 | 21.052 | thermal | 0 | 0 | 0 | 0 | 12.5 | DALLAM GT1 / SANKEY BRIDGES GT1 / WARRINGTON GT3 | -0.972 | RED | 0 |  |  | 0 | 0 | 0 | 37.5 |  |  |  |  | Green (Over 5% headroom) | 0 | 0 | 7.14 | 112 | 53 | 4330687 | [9 empty] | Fiddlers Ferry | CARRINGTON | 5 | 2186.9 | 2186.9 | 0 | 0 | 930 | 2026-05 | [12 empty] | 53.4216 | -2.6027 | SPM-BOULEVARD_T1_CHAPELFORD_T1_HAWLEYS_LA_T1_WESTBROOK_T1_WINWIC | 14587043000 | SP Energy Networks open data (API key): NDP SPM primary-group polygons + Capacity Heatmaps Information Model SPM + LTDS appendices 3/6 + NSHR
2215 | 40 | 30-31, RUFFORD COURT, HARDWICK GRANGE | WARRINGTON | WA1 4RF | Warrington |  | Warehouse And Premises; Workshop And Premises | industrial | 2 | 4482.47 | 48249 | GIA | 352000 | Kingsland 33 T1 / Safeway T1 / Woolston T1 / Woolston T2 | inside-area | 0.4 | DALLAM GT1 / SANKEY BRIDGES GT1 / WARRINGTON GT3 | CARRINGTON - FIDDLERS FERRY | SPM | -1 | bsp | 11.614 | Green | 30 | 17.217 | thermal | 4.7 | 4 | 0 | 8.7 | 9.2 | DALLAM GT1 / SANKEY BRIDGES GT1 / WARRINGTON GT3 | -0.972 | RED | 0 |  |  | 0 | 0 | 0 | 30 |  |  |  |  | Green (Over 5% headroom) | 0 | 0 | 7.12 | 202 | 76 | 5160490 | [9 empty] | Fiddlers Ferry | CARRINGTON | 5 | 2186.9 | 2186.9 | 0 | 0 | 930 | 2026-05 | [12 empty] | 53.4036 | -2.5269 | SPM-KINGSLAND_33_T1_SAFEWAY_T1_WOOLSTON_T1_WOOLSTON_T2 | 620089137;9004866000 | SP Energy Networks open data (API key): NDP SPM primary-group polygons + Capacity Heatmaps Information Model SPM + LTDS appendices 3/6 + NSHR
2216 | 40 | UNIT 1A 18, CHESFORD GRANGE | WARRINGTON | WA1 4RQ | Warrington |  | Warehouse And Premises | industrial | 1 | 4472.46 | 48141 | GIA | 315000 | Kingsland 33 T1 / Safeway T1 / Woolston T1 / Woolston T2 | inside-area | 0.28 | DALLAM GT1 / SANKEY BRIDGES GT1 / WARRINGTON GT3 | CARRINGTON - FIDDLERS FERRY | SPM | -1 | bsp | 11.614 | Green | 30 | 17.217 | thermal | 4.7 | 4 | 0 | 8.7 | 9.2 | DALLAM GT1 / SANKEY BRIDGES GT1 / WARRINGTON GT3 | -0.972 | RED | 0 |  |  | 0 | 0 | 0 | 30 |  |  |  |  | Green (Over 5% headroom) | 0 | 0 | 7.11 | 112 | 76 | 5160598 | [9 empty] | Fiddlers Ferry | CARRINGTON | 5 | 2186.9 | 2186.9 | 0 | 0 | 930 | 2026-05 | [12 empty] | 53.3999 | -2.5189 | SPM-KINGSLAND_33_T1_SAFEWAY_T1_WOOLSTON_T1_WOOLSTON_T2 | 6214821000 | SP Energy Networks open data (API key): NDP SPM primary-group polygons + Capacity Heatmaps Information Model SPM + LTDS appendices 3/6 + NSHR
2217 | 40 | UNIT 719, EDDINGTON WAY, BIRCHWOOD PARK | WARRINGTON | WA3 6FQ | Warrington |  | Warehouse And Premises | industrial | 2 | 4412 | 47490 | GIA | 395000 | Kingsland 33 T1 / Safeway T1 / Woolston T1 / Woolston T2 | nearest-substation | 2.3 | DALLAM GT1 / SANKEY BRIDGES GT1 / WARRINGTON GT3 | CARRINGTON - FIDDLERS FERRY | SPM | -1 | bsp | 11.614 | Green | 30 | 17.217 | thermal | 4.7 | 4 | 0 | 8.7 | 9.2 | DALLAM GT1 / SANKEY BRIDGES GT1 / WARRINGTON GT3 | -0.972 | RED | 0 |  |  | 0 | 0 | 0 | 30 |  |  |  |  | Green (Over 5% headroom) | 0 | 0 | 7.01 | 110 | 76 | 5161249 | [9 empty] | Fiddlers Ferry | CARRINGTON | 5 | 2186.9 | 2186.9 | 0 | 0 | 930 | 2026-05 | [12 empty] | 53.4213 | -2.5101 | SPM-KINGSLAND_33_T1_SAFEWAY_T1_WOOLSTON_T1_WOOLSTON_T2 | 13345419000;13345464000 | SP Energy Networks open data (API key): NDP SPM primary-group polygons + Capacity Heatmaps Information Model SPM + LTDS appendices 3/6 + NSHR
2218 | 40 | UNIT 1A, PENKETH BUSINESS PARK, LIVERPOOL ROAD | WARRINGTON | WA5 1QX | Warrington |  | Warehouse And Premises | industrial | 1 | 4352.6 | 46851 | GIA | 188000 | Great Sankey T1 / Penketh T1 / Widnes Rd T1 | inside-area | 0.16 | DALLAM GT1 / SANKEY BRIDGES GT1 / WARRINGTON GT3 | CARRINGTON - FIDDLERS FERRY | SPM | -1 | bsp | 4.75 | Green | 20 | 11 | thermal | 12.8 | 35.1 | 0 | 47.9 | 6.1 | DALLAM GT1 / SANKEY BRIDGES GT1 / WARRINGTON GT3 | -0.972 | RED | 0 |  |  | 0 | 0 | 0 | 20 |  |  |  |  | Green (Over 5% headroom) | 0 | 0 | 6.92 | 109 | 7 | 553622 | [9 empty] | Fiddlers Ferry | CARRINGTON | 5 | 2186.9 | 2186.9 | 0 | 0 | 930 | 2026-05 | 10013402670 | General Assembly and Leisure, Night Clubs, and Theatres | 4630 | B | Grid Supplied Electricity | 3 |  | Heating and Natural Ventilation | 2025-08-04 |  | 1 | FALSE | 53.3858 | -2.6355 | SPM-GREAT_SANKEY_T1_PENKETH_T1_WIDNES_RD_T1 | 12545344000 | SP Energy Networks open data (API key): NDP SPM primary-group polygons + Capacity Heatmaps Information Model SPM + LTDS appendices 3/6 + NSHR
2219 | 40 | 640, EUROPA BOULEVARD | WARRINGTON | WA5 7YS | Warrington |  | Warehouse, Offices And Premises | industrial | 1 | 4313.64 | 46432 | GIA | 248000 | Boulevard T1 / Chapelford T1 / Hawleys La T1 / Westbrook T1 / Winwick Quay T1 | inside-area | 1.3 | DALLAM GT1 / SANKEY BRIDGES GT1 / WARRINGTON GT3 | CARRINGTON - FIDDLERS FERRY | SPM | -1 | bsp | 16.448 | Green | 37.5 | 21.052 | thermal | 0 | 0 | 0 | 0 | 12.5 | DALLAM GT1 / SANKEY BRIDGES GT1 / WARRINGTON GT3 | -0.972 | RED | 0 |  |  | 0 | 0 | 0 | 37.5 |  |  |  |  | Green (Over 5% headroom) | 0 | 0 | 6.85 | 302 | 53 | 4332597 | [9 empty] | Fiddlers Ferry | CARRINGTON | 5 | 2186.9 | 2186.9 | 0 | 0 | 930 | 2026-05 | [12 empty] | 53.417 | -2.6185 | SPM-BOULEVARD_T1_CHAPELFORD_T1_HAWLEYS_LA_T1_WESTBROOK_T1_WINWIC | 15046160000 | SP Energy Networks open data (API key): NDP SPM primary-group polygons + Capacity Heatmaps Information Model SPM + LTDS appendices 3/6 + NSHR
2220 | 40 | UNIT 14C, CHARON WAY, GEMINI RETAIL PARK | WARRINGTON | WA5 7YD | Warrington |  | Warehouse,Showroom And Premises | industrial | 1 | 4247 | 45714 | GIA | 262500 | Boulevard T1 / Chapelford T1 / Hawleys La T1 / Westbrook T1 / Winwick Quay T1 | inside-area | 2.54 | DALLAM GT1 / SANKEY BRIDGES GT1 / WARRINGTON GT3 | CARRINGTON - FIDDLERS FERRY | SPM | -1 | bsp | 16.448 | Green | 37.5 | 21.052 | thermal | 0 | 0 | 0 | 0 | 12.5 | DALLAM GT1 / SANKEY BRIDGES GT1 / WARRINGTON GT3 | -0.972 | RED | 0 |  |  | 0 | 0 | 0 | 37.5 |  |  |  |  | Green (Over 5% headroom) | 0 | 0 | 6.75 | 382 | 53 | 4333315 | [9 empty] | Fiddlers Ferry | CARRINGTON | 5 | 2186.9 | 2186.9 | 0 | 0 | 930 | 2026-05 | 10090370390 | Retail/Financial and Professional Services | 4267 | A | Grid Supplied Electricity | 4 | 2 | Air Conditioning | 2026-02-05 |  | 0.5 | FALSE | 53.414 | -2.6367 | SPM-BOULEVARD_T1_CHAPELFORD_T1_HAWLEYS_LA_T1_WESTBROOK_T1_WINWIC | 8189286000 | SP Energy Networks open data (API key): NDP SPM primary-group polygons + Capacity Heatmaps Information Model SPM + LTDS appendices 3/6 + NSHR
2221 | 40 | UNITS 2 & 3, WARRINGTON CENTRAL TRADING ESTATE, BEWSEY ROAD | WARRINGTON | WA2 7LP | Warrington |  | Workshop And Premises | industrial | 3 | 4069.55 | 43804 | GIA | 160500 | Bewsey T1 / Owen St T1 / Rodney St T1 / Rylands Eldon St T1 | inside-area | 1.07 | DALLAM GT1 / SANKEY BRIDGES GT1 / WARRINGTON GT3 | CARRINGTON - FIDDLERS FERRY | SPM | -1 | bsp | 11.377 | Green | 30 | 17.123 | thermal | 6 | 12.4 | 3 | 18.4 | 8.7 | DALLAM GT1 / SANKEY BRIDGES GT1 / WARRINGTON GT3 | -0.972 | RED | 0 |  |  | 0 | 0 | 0 | 30 |  |  |  |  | Green (Over 5% headroom) | 0 | 0 | 6.47 | 183 | 39 | 2579611 | [9 empty] | Fiddlers Ferry | CARRINGTON | 5 | 2186.9 | 2186.9 | 0 | 0 | 930 | 2026-05 | 200000973712 | Storage or Distribution | 1803 | C | Natural Gas | 3 |  | Heating and Natural Ventilation | 2023-07-03 |  | 1 | FALSE | 53.394 | -2.5983 | SPM-BEWSEY_T1_OWEN_ST_T1_RODNEY_ST_T1_RYLANDS_ELDON_ST_T1 | 8214986000;4895482000;12807781000 | SP Energy Networks open data (API key): NDP SPM primary-group polygons + Capacity Heatmaps Information Model SPM + LTDS appendices 3/6 + NSHR
2222 | 40 | EUROPA BOULEVARD | WARRINGTON | WA5 7TX | Warrington | JUNGHEINRICH (GB) LTD | Workshop, Offices And Premises | industrial | 1 | 4048.09 | 43573 | GIA | 302500 | Boulevard T1 / Chapelford T1 / Hawleys La T1 / Westbrook T1 / Winwick Quay T1 | inside-area | 1.4 | DALLAM GT1 / SANKEY BRIDGES GT1 / WARRINGTON GT3 | CARRINGTON - FIDDLERS FERRY | SPM | -1 | bsp | 16.448 | Green | 37.5 | 21.052 | thermal | 0 | 0 | 0 | 0 | 12.5 | DALLAM GT1 / SANKEY BRIDGES GT1 / WARRINGTON GT3 | -0.972 | RED | 0 |  |  | 0 | 0 | 0 | 37.5 |  |  |  |  | Green (Over 5% headroom) | 0 | 0 | 6.43 | 182 | 53 | 4335456 | [9 empty] | Fiddlers Ferry | CARRINGTON | 5 | 2186.9 | 2186.9 | 0 | 0 | 930 | 2026-05 | 100012807163 | B2 to B7 General Industrial and Special Industrial Groups | 4041 | C | Natural Gas | 3 | 2 | Heating and Natural Ventilation | 2022-05-16 |  | 1 | FALSE | 53.417 | -2.62 | SPM-BOULEVARD_T1_CHAPELFORD_T1_HAWLEYS_LA_T1_WESTBROOK_T1_WINWIC | 174734137 | SP Energy Networks open data (API key): NDP SPM primary-group polygons + Capacity Heatmaps Information Model SPM + LTDS appendices 3/6 + NSHR
2223 | 40 | 90, PRIESTLEY STREET | WARRINGTON | WA5 1TF | Warrington |  | Workshop And Premises | industrial | 1 | 3885.98 | 41828 | GIA | 146000 | Bewsey T1 / Owen St T1 / Rodney St T1 / Rylands Eldon St T1 | inside-area | 0.83 | DALLAM GT1 / SANKEY BRIDGES GT1 / WARRINGTON GT3 | CARRINGTON - FIDDLERS FERRY | SPM | -1 | bsp | 11.377 | Green | 30 | 17.123 | thermal | 6 | 12.4 | 3 | 18.4 | 8.7 | DALLAM GT1 / SANKEY BRIDGES GT1 / WARRINGTON GT3 | -0.972 | RED | 0 |  |  | 0 | 0 | 0 | 30 |  |  |  |  | Green (Over 5% headroom) | 0 | 0 | 6.18 | 175 | 39 | 2581587 | [9 empty] | Fiddlers Ferry | CARRINGTON | 5 | 2186.9 | 2186.9 | 0 | 0 | 930 | 2026-05 | [12 empty] | 53.3902 | -2.608 | SPM-BEWSEY_T1_OWEN_ST_T1_RODNEY_ST_T1_RYLANDS_ELDON_ST_T1 | 634596137 | SP Energy Networks open data (API key): NDP SPM primary-group polygons + Capacity Heatmaps Information Model SPM + LTDS appendices 3/6 + NSHR
2224 | 40 | BRIT TIP LTD, BANK HALL PARK, WHARF STREET | WARRINGTON | WA1 2DG | Warrington |  | Workshop And Premises | industrial | 1 | 3784.53 | 40736 | GIA | 167000 | Bewsey T1 / Owen St T1 / Rodney St T1 / Rylands Eldon St T1 | inside-area | 2.39 | DALLAM GT1 / SANKEY BRIDGES GT1 / WARRINGTON GT3 | CARRINGTON - FIDDLERS FERRY | SPM | -1 | bsp | 11.377 | Green | 30 | 17.123 | thermal | 6 | 12.4 | 3 | 18.4 | 8.7 | DALLAM GT1 / SANKEY BRIDGES GT1 / WARRINGTON GT3 | -0.972 | RED | 0 |  |  | 0 | 0 | 0 | 30 |  |  |  |  | Green (Over 5% headroom) | 0 | 0 | 6.01 | 170 | 39 | 2582679 | [9 empty] | Fiddlers Ferry | CARRINGTON | 5 | 2186.9 | 2186.9 | 0 | 0 | 930 | 2026-05 | [12 empty] | 53.386 | -2.5824 | SPM-BEWSEY_T1_OWEN_ST_T1_RODNEY_ST_T1_RYLANDS_ELDON_ST_T1 | 9405370000 | SP Energy Networks open data (API key): NDP SPM primary-group polygons + Capacity Heatmaps Information Model SPM + LTDS appendices 3/6 + NSHR
2225 | 40 | 420-422, EUROPA BOULEVARD | WARRINGTON | WA5 7YW | Warrington |  | Warehouse And Premises | industrial | 1 | 3765.76 | 40534 | GIA | 267500 | Boulevard T1 / Chapelford T1 / Hawleys La T1 / Westbrook T1 / Winwick Quay T1 | inside-area | 2.23 | DALLAM GT1 / SANKEY BRIDGES GT1 / WARRINGTON GT3 | CARRINGTON - FIDDLERS FERRY | SPM | -1 | bsp | 16.448 | Green | 37.5 | 21.052 | thermal | 0 | 0 | 0 | 0 | 12.5 | DALLAM GT1 / SANKEY BRIDGES GT1 / WARRINGTON GT3 | -0.972 | RED | 0 |  |  | 0 | 0 | 0 | 37.5 |  |  |  |  | Green (Over 5% headroom) | 0 | 0 | 5.98 | 94 | 53 | 4338495 | [9 empty] | Fiddlers Ferry | CARRINGTON | 5 | 2186.9 | 2186.9 | 0 | 0 | 930 | 2026-05 | 100012807136 | Offices and Workshop Businesses | 2478 | C | Natural Gas | 3 |  | Heating and Natural Ventilation | 2025-03-26 |  | 0.5 | FALSE | 53.4143 | -2.632 | SPM-BOULEVARD_T1_CHAPELFORD_T1_HAWLEYS_LA_T1_WESTBROOK_T1_WINWIC | 9140869000 | SP Energy Networks open data (API key): NDP SPM primary-group polygons + Capacity Heatmaps Information Model SPM + LTDS appendices 3/6 + NSHR
2226 | 40 | 201, CAVENDISH PLACE | WARRINGTON | WA3 6WU | Warrington |  | Warehouse And Premises | industrial | 2 | 3715.86 | 39997 | GIA | 294000 | Kingsland 33 T1 / Safeway T1 / Woolston T1 / Woolston T2 | nearest-substation | 2.59 | DALLAM GT1 / SANKEY BRIDGES GT1 / WARRINGTON GT3 | CARRINGTON - FIDDLERS FERRY | SPM | -1 | bsp | 11.614 | Green | 30 | 17.217 | thermal | 4.7 | 4 | 0 | 8.7 | 9.2 | DALLAM GT1 / SANKEY BRIDGES GT1 / WARRINGTON GT3 | -0.972 | RED | 0 |  |  | 0 | 0 | 0 | 30 |  |  |  |  | Green (Over 5% headroom) | 0 | 0 | 5.9 | 93 | 76 | 5168742 | [9 empty] | Fiddlers Ferry | CARRINGTON | 5 | 2186.9 | 2186.9 | 0 | 0 | 930 | 2026-05 | 200000979208 | Offices and Workshop Businesses | 1977 | C | Natural Gas | 3 | 2 | Heating and Natural Ventilation | 2024-03-06 |  | 1 | FALSE | 53.425 | -2.5177 | SPM-KINGSLAND_33_T1_SAFEWAY_T1_WOOLSTON_T1_WOOLSTON_T2 | 10782771000;2183637000 | SP Energy Networks open data (API key): NDP SPM primary-group polygons + Capacity Heatmaps Information Model SPM + LTDS appendices 3/6 + NSHR
2227 | 40 | ENZA HOLDINGS LTD, LEACROFT ROAD | WARRINGTON | WA3 6PJ | Warrington |  | Workshop And Premises | industrial | 1 | 3668.11 | 39483 | GIA | 248000 | Kingsland 33 T1 / Safeway T1 / Woolston T1 / Woolston T2 | nearest-substation | 3.42 | DALLAM GT1 / SANKEY BRIDGES GT1 / WARRINGTON GT3 | CARRINGTON - FIDDLERS FERRY | SPM | -1 | bsp | 11.614 | Green | 30 | 17.217 | thermal | 4.7 | 4 | 0 | 8.7 | 9.2 | DALLAM GT1 / SANKEY BRIDGES GT1 / WARRINGTON GT3 | -0.972 | RED | 0 |  |  | 0 | 0 | 0 | 30 |  |  |  |  | Green (Over 5% headroom) | 0 | 0 | 5.83 | 165 | 76 | 5169256 | [9 empty] | Fiddlers Ferry | CARRINGTON | 5 | 2186.9 | 2186.9 | 0 | 0 | 930 | 2026-05 | [12 empty] | 53.4317 | -2.5098 | SPM-KINGSLAND_33_T1_SAFEWAY_T1_WOOLSTON_T1_WOOLSTON_T2 | 4008096000 | SP Energy Networks open data (API key): NDP SPM primary-group polygons + Capacity Heatmaps Information Model SPM + LTDS appendices 3/6 + NSHR
2228 | 40 | WALTON HOUSE 404, THE QUADRANT, BIRCHWOOD PARK | WARRINGTON | WA3 6BU | Warrington |  | Workshop And Premises | industrial | 1 | 3593.6 | 38681 | GIA | 158000 | Kingsland 33 T1 / Safeway T1 / Woolston T1 / Woolston T2 | nearest-substation | 2.65 | DALLAM GT1 / SANKEY BRIDGES GT1 / WARRINGTON GT3 | CARRINGTON - FIDDLERS FERRY | SPM | -1 | bsp | 11.614 | Green | 30 | 17.217 | thermal | 4.7 | 4 | 0 | 8.7 | 9.2 | DALLAM GT1 / SANKEY BRIDGES GT1 / WARRINGTON GT3 | -0.972 | RED | 0 |  |  | 0 | 0 | 0 | 30 |  |  |  |  | Green (Over 5% headroom) | 0 | 0 | 5.71 | 162 | 76 | 5170058 | [9 empty] | Fiddlers Ferry | CARRINGTON | 5 | 2186.9 | 2186.9 | 0 | 0 | 930 | 2026-05 | [12 empty] | 53.4256 | -2.5209 | SPM-KINGSLAND_33_T1_SAFEWAY_T1_WOOLSTON_T1_WOOLSTON_T2 | 2330069000 | SP Energy Networks open data (API key): NDP SPM primary-group polygons + Capacity Heatmaps Information Model SPM + LTDS appendices 3/6 + NSHR
2229 | 40 | ROYAL MAIL, MILNER STREET | WARRINGTON | WA5 1WA | Warrington |  | Workshop And Premises | industrial | 1 | 3550.25 | 38215 | GIA | 174000 | Bewsey T1 / Owen St T1 / Rodney St T1 / Rylands Eldon St T1 | inside-area | 0.91 | DALLAM GT1 / SANKEY BRIDGES GT1 / WARRINGTON GT3 | CARRINGTON - FIDDLERS FERRY | SPM | -1 | bsp | 11.377 | Green | 30 | 17.123 | thermal | 6 | 12.4 | 3 | 18.4 | 8.7 | DALLAM GT1 / SANKEY BRIDGES GT1 / WARRINGTON GT3 | -0.972 | RED | 0 |  |  | 0 | 0 | 0 | 30 |  |  |  |  | Green (Over 5% headroom) | 0 | 0 | 5.64 | 160 | 39 | 2585200 | [9 empty] | Fiddlers Ferry | CARRINGTON | 5 | 2186.9 | 2186.9 | 0 | 0 | 930 | 2026-05 | 200000972625 | B2 to B7 General Industrial and Special Industrial Groups | 3175 | C | Natural Gas | 3 |  | Heating and Natural Ventilation | 2013-06-11 |  | 1 | FALSE | 53.3896 | -2.6072 | SPM-BEWSEY_T1_OWEN_ST_T1_RODNEY_ST_T1_RYLANDS_ELDON_ST_T1 | 634795137 | SP Energy Networks open data (API key): NDP SPM primary-group polygons + Capacity Heatmaps Information Model SPM + LTDS appendices 3/6 + NSHR
2230 | 40 | 7, CLAYTON ROAD | WARRINGTON | WA3 6QQ | Warrington |  | Warehouse And Premises | industrial | 1 | 3474.2 | 37396 | GIA | 185000 | Orford T1 / Padgate T1 | nearest-substation | 4.26 | DALLAM GT1 / SANKEY BRIDGES GT1 / WARRINGTON GT3 | CARRINGTON - FIDDLERS FERRY | SPM | -1 | bsp | 1.185 | Green | 10 | 8.815 | thermal | 0 | 0 | 0 | 0 | -1.8 | DALLAM GT1 / SANKEY BRIDGES GT1 / WARRINGTON GT3 | -0.972 | RED | 0 |  |  | 0 | 0 | 0 | 10 |  |  |  |  | Green (Over 5% headroom) | 0 | 0 | 5.52 | 87 | 57 | 2823991 | [9 empty] | Fiddlers Ferry | CARRINGTON | 5 | 2186.9 | 2186.9 | 0 | 0 | 930 | 2026-05 | [12 empty] | 53.4324 | -2.5198 | SPM-ORFORD_T1_PADGATE_T1 | 629015137 | SP Energy Networks open data (API key): NDP SPM primary-group polygons + Capacity Heatmaps Information Model SPM + LTDS appendices 3/6 + NSHR
2231 | 40 | 714, EDDINGTON WAY, BIRCHWOOD PARK | WARRINGTON | WA3 6BA | Warrington |  | Warehouse And Premises | industrial | 2 | 3470.07 | 37351 | GIA | 323000 | Kingsland 33 T1 / Safeway T1 / Woolston T1 / Woolston T2 | nearest-substation | 2.97 | DALLAM GT1 / SANKEY BRIDGES GT1 / WARRINGTON GT3 | CARRINGTON - FIDDLERS FERRY | SPM | -1 | bsp | 11.614 | Green | 30 | 17.217 | thermal | 4.7 | 4 | 0 | 8.7 | 9.2 | DALLAM GT1 / SANKEY BRIDGES GT1 / WARRINGTON GT3 | -0.972 | RED | 0 |  |  | 0 | 0 | 0 | 30 |  |  |  |  | Green (Over 5% headroom) | 0 | 0 | 5.51 | 87 | 76 | 5171388 | [9 empty] | Fiddlers Ferry | CARRINGTON | 5 | 2186.9 | 2186.9 | 0 | 0 | 930 | 2026-05 | 10094964069 | B8 Storage or Distribution | 1803 | A | Natural Gas | 4 |  | Heating and Natural Ventilation | 2023-05-22 |  | 1 | FALSE | 53.4285 | -2.5195 | SPM-KINGSLAND_33_T1_SAFEWAY_T1_WOOLSTON_T1_WOOLSTON_T2 | 14943660000;14400466000 | SP Energy Networks open data (API key): NDP SPM primary-group polygons + Capacity Heatmaps Information Model SPM + LTDS appendices 3/6 + NSHR
2232 | 40 | UNITS A & B ADJ CERT PLC, CALVER ROAD | WARRINGTON | WA2 8LT | Warrington |  | Warehouse And Premises | industrial | 1 | 3392.37 | 36515 | GIA | 170000 | Boulevard T1 / Chapelford T1 / Hawleys La T1 / Westbrook T1 / Winwick Quay T1 | inside-area | 0.24 | DALLAM GT1 / SANKEY BRIDGES GT1 / WARRINGTON GT3 | CARRINGTON - FIDDLERS FERRY | SPM | -1 | bsp | 16.448 | Green | 37.5 | 21.052 | thermal | 0 | 0 | 0 | 0 | 12.5 | DALLAM GT1 / SANKEY BRIDGES GT1 / WARRINGTON GT3 | -0.972 | RED | 0 |  |  | 0 | 0 | 0 | 37.5 |  |  |  |  | Green (Over 5% headroom) | 0 | 0 | 5.39 | 85 | 53 | 4342514 | [9 empty] | Fiddlers Ferry | CARRINGTON | 5 | 2186.9 | 2186.9 | 0 | 0 | 930 | 2026-05 | [12 empty] | 53.4185 | -2.6025 | SPM-BOULEVARD_T1_CHAPELFORD_T1_HAWLEYS_LA_T1_WESTBROOK_T1_WINWIC | 3263217000 | SP Energy Networks open data (API key): NDP SPM primary-group polygons + Capacity Heatmaps Information Model SPM + LTDS appendices 3/6 + NSHR
2233 | 40 | UNIT 2 EUROPA COURT, EUROPA BOULEVARD | WARRINGTON | WA5 7YU | Warrington |  | Warehouse And Premises | industrial | 2 | 3355 | 36113 | GIA | 289000 | Boulevard T1 / Chapelford T1 / Hawleys La T1 / Westbrook T1 / Winwick Quay T1 | inside-area | 2.11 | DALLAM GT1 / SANKEY BRIDGES GT1 / WARRINGTON GT3 | CARRINGTON - FIDDLERS FERRY | SPM | -1 | bsp | 16.448 | Green | 37.5 | 21.052 | thermal | 0 | 0 | 0 | 0 | 12.5 | DALLAM GT1 / SANKEY BRIDGES GT1 / WARRINGTON GT3 | -0.972 | RED | 0 |  |  | 0 | 0 | 0 | 37.5 |  |  |  |  | Green (Over 5% headroom) | 0 | 0 | 5.33 | 84 | 53 | 4342916 | [9 empty] | Fiddlers Ferry | CARRINGTON | 5 | 2186.9 | 2186.9 | 0 | 0 | 930 | 2026-05 | 100012806879 | B1 Offices and Workshop businesses | 12484 | C | Grid Supplied Electricity | 3 |  | Air Conditioning | 2021-12-20 |  | 0.5 | FALSE | 53.413 | -2.6296 | SPM-BOULEVARD_T1_CHAPELFORD_T1_HAWLEYS_LA_T1_WESTBROOK_T1_WINWIC | 2686631000;2686634000 | SP Energy Networks open data (API key): NDP SPM primary-group polygons + Capacity Heatmaps Information Model SPM + LTDS appendices 3/6 + NSHR
2234 | 40 | UNIT 1 AXIS, LEACROFT ROAD | WARRINGTON | WA3 6PJ | Warrington |  | Warehouse And Premises | industrial | 1 | 3189.73 | 34334 | GIA | 217000 | Kingsland 33 T1 / Safeway T1 / Woolston T1 / Woolston T2 | nearest-substation | 3.42 | DALLAM GT1 / SANKEY BRIDGES GT1 / WARRINGTON GT3 | CARRINGTON - FIDDLERS FERRY | SPM | -1 | bsp | 11.614 | Green | 30 | 17.217 | thermal | 4.7 | 4 | 0 | 8.7 | 9.2 | DALLAM GT1 / SANKEY BRIDGES GT1 / WARRINGTON GT3 | -0.972 | RED | 0 |  |  | 0 | 0 | 0 | 30 |  |  |  |  | Green (Over 5% headroom) | 0 | 0 | 5.07 | 80 | 76 | 5174405 | [9 empty] | Fiddlers Ferry | CARRINGTON | 5 | 2186.9 | 2186.9 | 0 | 0 | 930 | 2026-05 | 200000979329 | General Industrial and Special Industrial Groups | 1863 | B | Grid Supplied Electricity | 4 | 3 | Air Conditioning | 2025-04-30 |  | 0.67 | FALSE | 53.4317 | -2.5098 | SPM-KINGSLAND_33_T1_SAFEWAY_T1_WOOLSTON_T1_WOOLSTON_T2 | 583014000 | SP Energy Networks open data (API key): NDP SPM primary-group polygons + Capacity Heatmaps Information Model SPM + LTDS appendices 3/6 + NSHR
2235 | 40 | JK ROSS SAFETY HOUSE, KERFOOT STREET | WARRINGTON | WA2 8NU | Warrington |  | Warehouse And Premises | industrial | 1 | 3087.79 | 33237 | NIA | 128000 | Bewsey T1 / Owen St T1 / Rodney St T1 / Rylands Eldon St T1 | inside-area | 1.19 | DALLAM GT1 / SANKEY BRIDGES GT1 / WARRINGTON GT3 | CARRINGTON - FIDDLERS FERRY | SPM | -1 | bsp | 11.377 | Green | 30 | 17.123 | thermal | 6 | 12.4 | 3 | 18.4 | 8.7 | DALLAM GT1 / SANKEY BRIDGES GT1 / WARRINGTON GT3 | -0.972 | RED | 0 |  |  | 0 | 0 | 0 | 30 |  |  |  |  | Green (Over 5% headroom) | 0 | 0 | 4.91 | 77 | 39 | 2590178 | [9 empty] | Fiddlers Ferry | CARRINGTON | 5 | 2186.9 | 2186.9 | 0 | 0 | 930 | 2026-05 | 10013408425 | A1/A2 Retail and Financial/Professional services | 1637 | D | Natural Gas | 3 | 2 | Heating and Natural Ventilation | 2013-12-23 |  | 1 | FALSE | 53.3999 | -2.5963 | SPM-BEWSEY_T1_OWEN_ST_T1_RODNEY_ST_T1_RYLANDS_ELDON_ST_T1 | 12674071000 | SP Energy Networks open data (API key): NDP SPM primary-group polygons + Capacity Heatmaps Information Model SPM + LTDS appendices 3/6 + NSHR
2236 | 40 | MAGNESIUM ELECKTRON, THELWALL LANE | WARRINGTON | WA4 1NR | Warrington |  | Factory And Premises | industrial | 1 | 2887.6 | 31082 | GIA | 61000 | Bewsey T1 / Owen St T1 / Rodney St T1 / Rylands Eldon St T1 | inside-area | 0.91 | DALLAM GT1 / SANKEY BRIDGES GT1 / WARRINGTON GT3 | CARRINGTON - FIDDLERS FERRY | SPM | -1 | bsp | 11.377 | Green | 30 | 17.123 | thermal | 6 | 12.4 | 3 | 18.4 | 8.7 | DALLAM GT1 / SANKEY BRIDGES GT1 / WARRINGTON GT3 | -0.972 | RED | 0 |  |  | 0 | 0 | 0 | 30 |  |  |  |  | Green (Over 5% headroom) | 0 | 0 | 4.59 | 173 | 39 | 2592333 | [9 empty] | Fiddlers Ferry | CARRINGTON | 5 | 2186.9 | 2186.9 | 0 | 0 | 930 | 2026-05 | [12 empty] | 53.3896 | -2.6072 | SPM-BEWSEY_T1_OWEN_ST_T1_RODNEY_ST_T1_RYLANDS_ELDON_ST_T1 | 2905969000 | SP Energy Networks open data (API key): NDP SPM primary-group polygons + Capacity Heatmaps Information Model SPM + LTDS appendices 3/6 + NSHR
2237 | 40 | 552, EUROPA BOULEVARD | WARRINGTON | WA5 7TU | Warrington |  | Offices, Store And Premises; Warehouse And Premises | industrial | 2 | 2721.54 | 29294 | GIA | 222000 | Boulevard T1 / Chapelford T1 / Hawleys La T1 / Westbrook T1 / Winwick Quay T1 | inside-area | 1.73 | DALLAM GT1 / SANKEY BRIDGES GT1 / WARRINGTON GT3 | CARRINGTON - FIDDLERS FERRY | SPM | -1 | bsp | 16.448 | Green | 37.5 | 21.052 | thermal | 0 | 0 | 0 | 0 | 12.5 | DALLAM GT1 / SANKEY BRIDGES GT1 / WARRINGTON GT3 | -0.972 | RED | 0 |  |  | 0 | 0 | 0 | 37.5 |  |  |  |  | Green (Over 5% headroom) | 0 | 0 | 4.32 | 191 | 53 | 4349735 | [9 empty] | Fiddlers Ferry | CARRINGTON | 5 | 2186.9 | 2186.9 | 0 | 0 | 930 | 2026-05 | [12 empty] | 53.4163 | -2.625 | SPM-BOULEVARD_T1_CHAPELFORD_T1_HAWLEYS_LA_T1_WESTBROOK_T1_WINWIC | 14456238000;12373902000 | SP Energy Networks open data (API key): NDP SPM primary-group polygons + Capacity Heatmaps Information Model SPM + LTDS appendices 3/6 + NSHR
2238 | 40 | UNITS 6A 7 & 7A, WARRINGTON CENTRAL TRADING ESTATE, BEWSEY ROAD | WARRINGTON | WA2 7LP | Warrington |  | Workshop And Premises | industrial | 1 | 2673.16 | 28774 | GIA | 76000 | Bewsey T1 / Owen St T1 / Rodney St T1 / Rylands Eldon St T1 | inside-area | 1.07 | DALLAM GT1 / SANKEY BRIDGES GT1 / WARRINGTON GT3 | CARRINGTON - FIDDLERS FERRY | SPM | -1 | bsp | 11.377 | Green | 30 | 17.123 | thermal | 6 | 12.4 | 3 | 18.4 | 8.7 | DALLAM GT1 / SANKEY BRIDGES GT1 / WARRINGTON GT3 | -0.972 | RED | 0 |  |  | 0 | 0 | 0 | 30 |  |  |  |  | Green (Over 5% headroom) | 0 | 0 | 4.25 | 120 | 39 | 2594641 | [9 empty] | Fiddlers Ferry | CARRINGTON | 5 | 2186.9 | 2186.9 | 0 | 0 | 930 | 2026-05 | 100012803387 | B1 Offices and Workshop businesses | 375 | D | Grid Supplied Electricity | 3 |  | Heating and Natural Ventilation | 2017-10-16 |  | 1 | FALSE | 53.394 | -2.5983 | SPM-BEWSEY_T1_OWEN_ST_T1_RODNEY_ST_T1_RYLANDS_ELDON_ST_T1 | 14997887000 | SP Energy Networks open data (API key): NDP SPM primary-group polygons + Capacity Heatmaps Information Model SPM + LTDS appendices 3/6 + NSHR
2239 | 40 | CLARES FARM, WARRINGTON ROAD | WARRINGTON | WA3 6BE | Warrington |  | Warehouse And Premises | industrial | 1 | 2561.51 | 27572 | GIA | 124000 | Orford T1 / Padgate T1 | nearest-substation | 4.21 | DALLAM GT1 / SANKEY BRIDGES GT1 / WARRINGTON GT3 | CARRINGTON - FIDDLERS FERRY | SPM | -1 | bsp | 1.185 | Green | 10 | 8.815 | thermal | 0 | 0 | 0 | 0 | -1.8 | DALLAM GT1 / SANKEY BRIDGES GT1 / WARRINGTON GT3 | -0.972 | RED | 0 |  |  | 0 | 0 | 0 | 10 |  |  |  |  | Green (Over 5% headroom) | 0 | 0 | 4.07 | 64 | 57 | 2833815 | [9 empty] | Fiddlers Ferry | CARRINGTON | 5 | 2186.9 | 2186.9 | 0 | 0 | 930 | 2026-05 | 100012381979 | B2 to B7 General Industrial and Special Industrial Groups | 789 | E | Oil | 3 |  | Heating and Natural Ventilation | 2021-05-20 |  | 0.67 | FALSE | 53.4392 | -2.5306 | SPM-ORFORD_T1_PADGATE_T1 | 9772286000 | SP Energy Networks open data (API key): NDP SPM primary-group polygons + Capacity Heatmaps Information Model SPM + LTDS appendices 3/6 + NSHR
2240 | 40 | 620, WARRINGTON ROAD | WARRINGTON | WA3 6BE | Warrington |  | Warehouse And Premises | industrial | 1 | 2561.51 | 27572 | GIA | 124000 | Orford T1 / Padgate T1 | nearest-substation | 4.21 | DALLAM GT1 / SANKEY BRIDGES GT1 / WARRINGTON GT3 | CARRINGTON - FIDDLERS FERRY | SPM | -1 | bsp | 1.185 | Green | 10 | 8.815 | thermal | 0 | 0 | 0 | 0 | -1.8 | DALLAM GT1 / SANKEY BRIDGES GT1 / WARRINGTON GT3 | -0.972 | RED | 0 |  |  | 0 | 0 | 0 | 10 |  |  |  |  | Green (Over 5% headroom) | 0 | 0 | 4.07 | 64 | 57 | 2833815 | [9 empty] | Fiddlers Ferry | CARRINGTON | 5 | 2186.9 | 2186.9 | 0 | 0 | 930 | 2026-05 | 100012381979 | B2 to B7 General Industrial and Special Industrial Groups | 789 | E | Oil | 3 |  | Heating and Natural Ventilation | 2021-05-20 |  | 0.5 | FALSE | 53.4392 | -2.5306 | SPM-ORFORD_T1_PADGATE_T1 | 15171470000 | SP Energy Networks open data (API key): NDP SPM primary-group polygons + Capacity Heatmaps Information Model SPM + LTDS appendices 3/6 + NSHR
2241 | 40 | UNIT 1, EASTER COURT, EUROPA BOULEVARD | WARRINGTON | WA5 7YW | Warrington |  | Warehouse And Premises; Workshop And Premises | industrial | 2 | 2554.14 | 27493 | GIA | 199500 | Boulevard T1 / Chapelford T1 / Hawleys La T1 / Westbrook T1 / Winwick Quay T1 | inside-area | 2.23 | DALLAM GT1 / SANKEY BRIDGES GT1 / WARRINGTON GT3 | CARRINGTON - FIDDLERS FERRY | SPM | -1 | bsp | 16.448 | Green | 37.5 | 21.052 | thermal | 0 | 0 | 0 | 0 | 12.5 | DALLAM GT1 / SANKEY BRIDGES GT1 / WARRINGTON GT3 | -0.972 | RED | 0 |  |  | 0 | 0 | 0 | 37.5 |  |  |  |  | Green (Over 5% headroom) | 0 | 0 | 4.06 | 115 | 53 | 4351536 | [9 empty] | Fiddlers Ferry | CARRINGTON | 5 | 2186.9 | 2186.9 | 0 | 0 | 930 | 2026-05 | [12 empty] | 53.4143 | -2.632 | SPM-BOULEVARD_T1_CHAPELFORD_T1_HAWLEYS_LA_T1_WESTBROOK_T1_WINWIC | 636712137;636761137 | SP Energy Networks open data (API key): NDP SPM primary-group polygons + Capacity Heatmaps Information Model SPM + LTDS appendices 3/6 + NSHR
2242 | 40 | CHAPEL ROAD | WARRINGTON | WA5 2NB | Warrington | THE BOULTING GROUP | Factory And Premises | industrial | 1 | 2531.61 | 27250 | GIA | 101000 | Great Sankey T1 / Penketh T1 / Widnes Rd T1 | inside-area | 1.67 | DALLAM GT1 / SANKEY BRIDGES GT1 / WARRINGTON GT3 | CARRINGTON - FIDDLERS FERRY | SPM | -1 | bsp | 4.75 | Green | 20 | 11 | thermal | 12.8 | 35.1 | 0 | 47.9 | 6.1 | DALLAM GT1 / SANKEY BRIDGES GT1 / WARRINGTON GT3 | -0.972 | RED | 0 |  |  | 0 | 0 | 0 | 20 |  |  |  |  | Green (Over 5% headroom) | 0 | 0 | 4.02 | 152 | 7 | 573223 | [9 empty] | Fiddlers Ferry | CARRINGTON | 5 | 2186.9 | 2186.9 | 0 | 0 | 930 | 2026-05 | 100012806734 | D1 Non-residential Institutions - Community/Day Centre | 538 | C | Natural Gas | 3 |  | Heating and Natural Ventilation | 2013-06-26 |  | 1 | FALSE | 53.3823 | -2.6577 | SPM-GREAT_SANKEY_T1_PENKETH_T1_WIDNES_RD_T1 | 640930137 | SP Energy Networks open data (API key): NDP SPM primary-group polygons + Capacity Heatmaps Information Model SPM + LTDS appendices 3/6 + NSHR
2243 | 40 | SUN HOUSE UNITS 2-4 OPUS 9, WOBURN ROAD | WARRINGTON | WA2 8UE | Warrington |  | Warehouse And Premises | industrial | 1 | 2530.11 | 27234 | GIA | 132000 | Boulevard T1 / Chapelford T1 / Hawleys La T1 / Westbrook T1 / Winwick Quay T1 | inside-area | 0.26 | DALLAM GT1 / SANKEY BRIDGES GT1 / WARRINGTON GT3 | CARRINGTON - FIDDLERS FERRY | SPM | -1 | bsp | 16.448 | Green | 37.5 | 21.052 | thermal | 0 | 0 | 0 | 0 | 12.5 | DALLAM GT1 / SANKEY BRIDGES GT1 / WARRINGTON GT3 | -0.972 | RED | 0 |  |  | 0 | 0 | 0 | 37.5 |  |  |  |  | Green (Over 5% headroom) | 0 | 0 | 4.02 | 63 | 53 | 4351795 | [9 empty] | Fiddlers Ferry | CARRINGTON | 5 | 2186.9 | 2186.9 | 0 | 0 | 930 | 2026-05 | 200000986075 | B2 to B7 General Industrial and Special Industrial Groups | 835 | C | Natural Gas | 3 |  | Heating and Natural Ventilation | 2012-10-09 |  | 0.67 | FALSE | 53.4203 | -2.6003 | SPM-BOULEVARD_T1_CHAPELFORD_T1_HAWLEYS_LA_T1_WESTBROOK_T1_WINWIC | 1662964000 | SP Energy Networks open data (API key): NDP SPM primary-group polygons + Capacity Heatmaps Information Model SPM + LTDS appendices 3/6 + NSHR
2244 | 40 | 630, EUROPA BOULEVARD | WARRINGTON | WA5 7NT | Warrington |  | Warehouse And Premises | industrial | 1 | 2524.47 | 27173 | GIA | 198000 | Boulevard T1 / Chapelford T1 / Hawleys La T1 / Westbrook T1 / Winwick Quay T1 | inside-area | 2.23 | DALLAM GT1 / SANKEY BRIDGES GT1 / WARRINGTON GT3 | CARRINGTON - FIDDLERS FERRY | SPM | -1 | bsp | 16.448 | Green | 37.5 | 21.052 | thermal | 0 | 0 | 0 | 0 | 12.5 | DALLAM GT1 / SANKEY BRIDGES GT1 / WARRINGTON GT3 | -0.972 | RED | 0 |  |  | 0 | 0 | 0 | 37.5 |  |  |  |  | Green (Over 5% headroom) | 0 | 0 | 4.01 | 63 | 53 | 4351856 | [9 empty] | Fiddlers Ferry | CARRINGTON | 5 | 2186.9 | 2186.9 | 0 | 0 | 930 | 2026-05 | 200000972450 | Offices and Workshop Businesses | 1669 | C | Natural Gas | 4 | 107 | Air Conditioning | 2025-03-12 |  | 0.5 | FALSE | 53.4118 | -2.631 | SPM-BOULEVARD_T1_CHAPELFORD_T1_HAWLEYS_LA_T1_WESTBROOK_T1_WINWIC | 4058529000 | SP Energy Networks open data (API key): NDP SPM primary-group polygons + Capacity Heatmaps Information Model SPM + LTDS appendices 3/6 + NSHR
2245 | 40 | UNIT 9 GEMINI 8, APOLLO PARK | WARRINGTON | WA5 7AE | Warrington |  | Warehouse And Premises | industrial | 1 | 2462.85 | 26510 | GIA | 287500 | Boulevard T1 / Chapelford T1 / Hawleys La T1 / Westbrook T1 / Winwick Quay T1 | inside-area | 2.42 | DALLAM GT1 / SANKEY BRIDGES GT1 / WARRINGTON GT3 | CARRINGTON - FIDDLERS FERRY | SPM | -1 | bsp | 16.448 | Green | 37.5 | 21.052 | thermal | 0 | 0 | 0 | 0 | 12.5 | DALLAM GT1 / SANKEY BRIDGES GT1 / WARRINGTON GT3 | -0.972 | RED | 0 |  |  | 0 | 0 | 0 | 37.5 |  |  |  |  | Green (Over 5% headroom) | 0 | 0 | 3.91 | 62 | 53 | 4352519 | [9 empty] | Fiddlers Ferry | CARRINGTON | 5 | 2186.9 | 2186.9 | 0 | 0 | 930 | 2026-05 | 10094963458 | B8 Storage or Distribution | 1388 | B | Grid Supplied Electricity | 4 |  | Heating and Natural Ventilation | 2022-08-16 |  | 1 | FALSE | 53.4162 | -2.6354 | SPM-BOULEVARD_T1_CHAPELFORD_T1_HAWLEYS_LA_T1_WESTBROOK_T1_WINWIC | 14440279000 | SP Energy Networks open data (API key): NDP SPM primary-group polygons + Capacity Heatmaps Information Model SPM + LTDS appendices 3/6 + NSHR
2246 | 40 | COUNCIL DEPOT, HAWTHORNE AVENUE | WARRINGTON | WA1 4AL | Warrington | W B C | Storage Depot And Premises | industrial | 1 | 2419.29 | 26041 | GIA | 84500 | Kingsland 33 T1 / Safeway T1 / Woolston T1 / Woolston T2 | inside-area | 1.52 | DALLAM GT1 / SANKEY BRIDGES GT1 / WARRINGTON GT3 | CARRINGTON - FIDDLERS FERRY | SPM | -1 | bsp | 11.614 | Green | 30 | 17.217 | thermal | 4.7 | 4 | 0 | 8.7 | 9.2 | DALLAM GT1 / SANKEY BRIDGES GT1 / WARRINGTON GT3 | -0.972 | RED | 0 |  |  | 0 | 0 | 0 | 30 |  |  |  |  | Green (Over 5% headroom) | 0 | 0 | 3.84 | 60 | 76 | 5182698 | [9 empty] | Fiddlers Ferry | CARRINGTON | 5 | 2186.9 | 2186.9 | 0 | 0 | 930 | 2026-05 | [12 empty] | 53.398 | -2.5438 | SPM-KINGSLAND_33_T1_SAFEWAY_T1_WOOLSTON_T1_WOOLSTON_T2 | 76449137 | SP Energy Networks open data (API key): NDP SPM primary-group polygons + Capacity Heatmaps Information Model SPM + LTDS appendices 3/6 + NSHR
2247 | 40 | UNIT 6A, YEW TREE WAY, STONE CROSS PARK | WARRINGTON | WA3 3JD | Wigan |  | Factory And Premises | industrial | 1 | 2404.87 | 25886 | GIA | 205000 | Boulevard T1 / Chapelford T1 / Hawleys La T1 / Westbrook T1 / Winwick Quay T1 | nearest-substation | 5.78 | DALLAM GT1 / SANKEY BRIDGES GT1 / WARRINGTON GT3 | CARRINGTON - FIDDLERS FERRY | SPM | -1 | bsp | 16.448 | Green | 37.5 | 21.052 | thermal | 0 | 0 | 0 | 0 | 12.5 | DALLAM GT1 / SANKEY BRIDGES GT1 / WARRINGTON GT3 | -0.972 | RED | 0 |  |  | 0 | 0 | 0 | 37.5 |  |  |  |  | Green (Over 5% headroom) | 0 | 0 | 3.82 | 144 | 53 | 4353143 | [9 empty] | Fiddlers Ferry | CARRINGTON | 5 | 2186.9 | 2186.9 | 0 | 0 | 930 | 2026-05 | 100012804693 | Storage or Distribution | 2485 | C | Natural Gas | 3 |  | Air Conditioning | 2022-08-10 |  | 1 | FALSE | 53.4698 | -2.5911 | SPM-BOULEVARD_T1_CHAPELFORD_T1_HAWLEYS_LA_T1_WESTBROOK_T1_WINWIC | 6157376000 | SP Energy Networks open data (API key): NDP SPM primary-group polygons + Capacity Heatmaps Information Model SPM + LTDS appendices 3/6 + NSHR
2248 | 40 | 12, CALVER ROAD | WARRINGTON | WA2 8UD | Warrington |  | Warehouse And Premises | industrial | 1 | 2403.1 | 25867 | GIA | 174000 | Boulevard T1 / Chapelford T1 / Hawleys La T1 / Westbrook T1 / Winwick Quay T1 | inside-area | 0.49 | DALLAM GT1 / SANKEY BRIDGES GT1 / WARRINGTON GT3 | CARRINGTON - FIDDLERS FERRY | SPM | -1 | bsp | 16.448 | Green | 37.5 | 21.052 | thermal | 0 | 0 | 0 | 0 | 12.5 | DALLAM GT1 / SANKEY BRIDGES GT1 / WARRINGTON GT3 | -0.972 | RED | 0 |  |  | 0 | 0 | 0 | 37.5 |  |  |  |  | Green (Over 5% headroom) | 0 | 0 | 3.82 | 60 | 53 | 4353162 | [9 empty] | Fiddlers Ferry | CARRINGTON | 5 | 2186.9 | 2186.9 | 0 | 0 | 930 | 2026-05 | 10008648094 | B8 Storage or Distribution | 4117 | D | Natural Gas | 3 |  | Heating and Natural Ventilation | 2022-04-19 |  | 0.5 | FALSE | 53.4207 | -2.6049 | SPM-BOULEVARD_T1_CHAPELFORD_T1_HAWLEYS_LA_T1_WESTBROOK_T1_WINWIC | 9348667000 | SP Energy Networks open data (API key): NDP SPM primary-group polygons + Capacity Heatmaps Information Model SPM + LTDS appendices 3/6 + NSHR
2249 | 40 | UNIT 2A, PENKETH BUSINESS PARK, LIVERPOOL ROAD | WARRINGTON | WA5 1QX | Warrington |  | Warehouse And Premises | industrial | 1 | 2396.99 | 25801 | GIA | 103000 | Great Sankey T1 / Penketh T1 / Widnes Rd T1 | inside-area | 0.16 | DALLAM GT1 / SANKEY BRIDGES GT1 / WARRINGTON GT3 | CARRINGTON - FIDDLERS FERRY | SPM | -1 | bsp | 4.75 | Green | 20 | 11 | thermal | 12.8 | 35.1 | 0 | 47.9 | 6.1 | DALLAM GT1 / SANKEY BRIDGES GT1 / WARRINGTON GT3 | -0.972 | RED | 0 |  |  | 0 | 0 | 0 | 20 |  |  |  |  | Green (Over 5% headroom) | 0 | 0 | 3.81 | 60 | 7 | 574672 | [9 empty] | Fiddlers Ferry | CARRINGTON | 5 | 2186.9 | 2186.9 | 0 | 0 | 930 | 2026-05 | [12 empty] | 53.3858 | -2.6355 | SPM-GREAT_SANKEY_T1_PENKETH_T1_WIDNES_RD_T1 | 12550873000 | SP Energy Networks open data (API key): NDP SPM primary-group polygons + Capacity Heatmaps Information Model SPM + LTDS appendices 3/6 + NSHR
2250 | 40 | UNIT 1, PENFIELD ROAD | LEIGH | WN7 3PF | Wigan |  | Factory And Premises | industrial | 1 | 2361.7 | 25421 | GIA | 106000 | Orford T1 / Padgate T1 | nearest-substation | 7.8 | DALLAM GT1 / SANKEY BRIDGES GT1 / WARRINGTON GT3 | CARRINGTON - FIDDLERS FERRY | SPM | -1 | bsp | 1.185 | Green | 10 | 8.815 | thermal | 0 | 0 | 0 | 0 | -1.8 | DALLAM GT1 / SANKEY BRIDGES GT1 / WARRINGTON GT3 | -0.972 | RED | 0 |  |  | 0 | 0 | 0 | 10 |  |  |  |  | Green (Over 5% headroom) | 0 | 0 | 3.75 | 142 | 57 | 2835966 | [9 empty] | Fiddlers Ferry | CARRINGTON | 5 | 2186.9 | 2186.9 | 0 | 0 | 930 | 2026-05 | [12 empty] | 53.4787 | -2.5414 | SPM-ORFORD_T1_PADGATE_T1 | 7820516000 | SP Energy Networks open data (API key): NDP SPM primary-group polygons + Capacity Heatmaps Information Model SPM + LTDS appendices 3/6 + NSHR
2251 | 40 | UNIT 3-3A, NEW CUT LANE | WARRINGTON | WA1 4AG | Warrington |  | Workshop And Premises | industrial | 1 | 2339.03 | 25177 | GIA | 110000 | Kingsland 33 T1 / Safeway T1 / Woolston T1 / Woolston T2 | inside-area | 1.49 | DALLAM GT1 / SANKEY BRIDGES GT1 / WARRINGTON GT3 | CARRINGTON - FIDDLERS FERRY | SPM | -1 | bsp | 11.614 | Green | 30 | 17.217 | thermal | 4.7 | 4 | 0 | 8.7 | 9.2 | DALLAM GT1 / SANKEY BRIDGES GT1 / WARRINGTON GT3 | -0.972 | RED | 0 |  |  | 0 | 0 | 0 | 30 |  |  |  |  | Green (Over 5% headroom) | 0 | 0 | 3.72 | 105 | 76 | 5183562 | [9 empty] | Fiddlers Ferry | CARRINGTON | 5 | 2186.9 | 2186.9 | 0 | 0 | 930 | 2026-05 | 100012793751 | B1 Offices and Workshop businesses | 751 | D | Natural Gas | 3 |  | Heating and Natural Ventilation | 2020-02-13 |  | 0.5 | FALSE | 53.3973 | -2.5429 | SPM-KINGSLAND_33_T1_SAFEWAY_T1_WOOLSTON_T1_WOOLSTON_T2 | 641814137 | SP Energy Networks open data (API key): NDP SPM primary-group polygons + Capacity Heatmaps Information Model SPM + LTDS appendices 3/6 + NSHR
2252 | 40 | UNITS 1 & 3, CRANFORD COURT, HARDWICK GRANGE | WARRINGTON | WA1 4RY | Warrington |  | Warehouse Offices And Premises | industrial | 1 | 2325.91 | 25036 | GIA | 191000 | Kingsland 33 T1 / Safeway T1 / Woolston T1 / Woolston T2 | inside-area | 0.56 | DALLAM GT1 / SANKEY BRIDGES GT1 / WARRINGTON GT3 | CARRINGTON - FIDDLERS FERRY | SPM | -1 | bsp | 11.614 | Green | 30 | 17.217 | thermal | 4.7 | 4 | 0 | 8.7 | 9.2 | DALLAM GT1 / SANKEY BRIDGES GT1 / WARRINGTON GT3 | -0.972 | RED | 0 |  |  | 0 | 0 | 0 | 30 |  |  |  |  | Green (Over 5% headroom) | 0 | 0 | 3.7 | 163 | 76 | 5183703 | [9 empty] | Fiddlers Ferry | CARRINGTON | 5 | 2186.9 | 2186.9 | 0 | 0 | 930 | 2026-05 | [12 empty] | 53.4046 | -2.5287 | SPM-KINGSLAND_33_T1_SAFEWAY_T1_WOOLSTON_T1_WOOLSTON_T2 | 9076661000 | SP Energy Networks open data (API key): NDP SPM primary-group polygons + Capacity Heatmaps Information Model SPM + LTDS appendices 3/6 + NSHR
2253 | 40 | UNIT 1, GEMINI TRADE PARK, EUROPA BOULEVARD | WARRINGTON | WA5 7YU | Warrington |  | Warehouse And Premises | industrial | 1 | 2297.2 | 24727 | GIA | 181000 | Boulevard T1 / Chapelford T1 / Hawleys La T1 / Westbrook T1 / Winwick Quay T1 | inside-area | 2.11 | DALLAM GT1 / SANKEY BRIDGES GT1 / WARRINGTON GT3 | CARRINGTON - FIDDLERS FERRY | SPM | -1 | bsp | 16.448 | Green | 37.5 | 21.052 | thermal | 0 | 0 | 0 | 0 | 12.5 | DALLAM GT1 / SANKEY BRIDGES GT1 / WARRINGTON GT3 | -0.972 | RED | 0 |  |  | 0 | 0 | 0 | 37.5 |  |  |  |  | Green (Over 5% headroom) | 0 | 0 | 3.65 | 57 | 53 | 4354302 | [9 empty] | Fiddlers Ferry | CARRINGTON | 5 | 2186.9 | 2186.9 | 0 | 0 | 930 | 2026-05 | [12 empty] | 53.413 | -2.6296 | SPM-BOULEVARD_T1_CHAPELFORD_T1_HAWLEYS_LA_T1_WESTBROOK_T1_WINWIC | 13671073000 | SP Energy Networks open data (API key): NDP SPM primary-group polygons + Capacity Heatmaps Information Model SPM + LTDS appendices 3/6 + NSHR
2254 | 40 | UNITS 8A 8B & 9, WARRINGTON CENTRAL TRADING ESTATE, BEWSEY ROAD | WARRINGTON | WA2 7LP | Warrington |  | Warehouse, Workshops And Premises | industrial | 1 | 2284.3 | 24588 | GIA | 98000 | Bewsey T1 / Owen St T1 / Rodney St T1 / Rylands Eldon St T1 | inside-area | 1.07 | DALLAM GT1 / SANKEY BRIDGES GT1 / WARRINGTON GT3 | CARRINGTON - FIDDLERS FERRY | SPM | -1 | bsp | 11.377 | Green | 30 | 17.123 | thermal | 6 | 12.4 | 3 | 18.4 | 8.7 | DALLAM GT1 / SANKEY BRIDGES GT1 / WARRINGTON GT3 | -0.972 | RED | 0 |  |  | 0 | 0 | 0 | 30 |  |  |  |  | Green (Over 5% headroom) | 0 | 0 | 3.63 | 103 | 39 | 2598827 | [9 empty] | Fiddlers Ferry | CARRINGTON | 5 | 2186.9 | 2186.9 | 0 | 0 | 930 | 2026-05 | 100012803389 | B1 Offices and Workshop businesses | 540 | E | Natural Gas | 3 |  | Heating and Natural Ventilation | 2017-10-16 |  | 1 | FALSE | 53.394 | -2.5983 | SPM-BEWSEY_T1_OWEN_ST_T1_RODNEY_ST_T1_RYLANDS_ELDON_ST_T1 | 7500945000 | SP Energy Networks open data (API key): NDP SPM primary-group polygons + Capacity Heatmaps Information Model SPM + LTDS appendices 3/6 + NSHR
2255 | 40 | D2(1), WALTER LEIGH WAY, MOSS INDUSTRIAL ESTATE | LEIGH | WN7 3PT | Wigan |  | Factory And Premises; Warehouse And Premises | industrial | 2 | 2245.24 | 24168 | GIA | 135000 | Orford T1 / Padgate T1 | nearest-substation | 7.8 | DALLAM GT1 / SANKEY BRIDGES GT1 / WARRINGTON GT3 | CARRINGTON - FIDDLERS FERRY | SPM | -1 | bsp | 1.185 | Green | 10 | 8.815 | thermal | 0 | 0 | 0 | 0 | -1.8 | DALLAM GT1 / SANKEY BRIDGES GT1 / WARRINGTON GT3 | -0.972 | RED | 0 |  |  | 0 | 0 | 0 | 10 |  |  |  |  | Green (Over 5% headroom) | 0 | 0 | 3.57 | 135 | 57 | 2837219 | [9 empty] | Fiddlers Ferry | CARRINGTON | 5 | 2186.9 | 2186.9 | 0 | 0 | 930 | 2026-05 | 200004798346 | General Industrial and Special Industrial Groups | 1139 | E | Natural Gas | 3 |  | Heating and Natural Ventilation | 2023-02-27 |  | 1 | FALSE | 53.4794 | -2.5461 | SPM-ORFORD_T1_PADGATE_T1 | 5261779000;5261781000 | SP Energy Networks open data (API key): NDP SPM primary-group polygons + Capacity Heatmaps Information Model SPM + LTDS appendices 3/6 + NSHR
2256 | 40 | MILL LANE | WARRINGTON | WA2 8QU | Warrington | NORTH WEST STEEL LTD | Workshop And Premises | industrial | 1 | 2203.25 | 23716 | GIA | 155000 | Boulevard T1 / Chapelford T1 / Hawleys La T1 / Westbrook T1 / Winwick Quay T1 | inside-area | 0.68 | DALLAM GT1 / SANKEY BRIDGES GT1 / WARRINGTON GT3 | CARRINGTON - FIDDLERS FERRY | SPM | -1 | bsp | 16.448 | Green | 37.5 | 21.052 | thermal | 0 | 0 | 0 | 0 | 12.5 | DALLAM GT1 / SANKEY BRIDGES GT1 / WARRINGTON GT3 | -0.972 | RED | 0 |  |  | 0 | 0 | 0 | 37.5 |  |  |  |  | Green (Over 5% headroom) | 0 | 0 | 3.5 | 99 | 53 | 4355313 | [9 empty] | Fiddlers Ferry | CARRINGTON | 5 | 2186.9 | 2186.9 | 0 | 0 | 930 | 2026-05 | [12 empty] | 53.4208 | -2.6083 | SPM-BOULEVARD_T1_CHAPELFORD_T1_HAWLEYS_LA_T1_WESTBROOK_T1_WINWIC | 173862137 | SP Energy Networks open data (API key): NDP SPM primary-group polygons + Capacity Heatmaps Information Model SPM + LTDS appendices 3/6 + NSHR
2257 | 40 | 26-27 MELFORD COURT | WARRINGTON | WA1 4RZ | Warrington |  | Warehouse And Premises | industrial | 1 | 2090.37 | 22501 | GIA | 171000 | Kingsland 33 T1 / Safeway T1 / Woolston T1 / Woolston T2 | inside-area | 0.62 | DALLAM GT1 / SANKEY BRIDGES GT1 / WARRINGTON GT3 | CARRINGTON - FIDDLERS FERRY | SPM | -1 | bsp | 11.614 | Green | 30 | 17.217 | thermal | 4.7 | 4 | 0 | 8.7 | 9.2 | DALLAM GT1 / SANKEY BRIDGES GT1 / WARRINGTON GT3 | -0.972 | RED | 0 |  |  | 0 | 0 | 0 | 30 |  |  |  |  | Green (Over 5% headroom) | 0 | 0 | 3.32 | 52 | 76 | 5186238 | [9 empty] | Fiddlers Ferry | CARRINGTON | 5 | 2186.9 | 2186.9 | 0 | 0 | 930 | 2026-05 | 200000981254 | B8 Storage or Distribution | 1264 | A | Natural Gas | 5 |  | Heating and Natural Ventilation | 2022-06-20 |  | 1 | FALSE | 53.4039 | -2.5304 | SPM-KINGSLAND_33_T1_SAFEWAY_T1_WOOLSTON_T1_WOOLSTON_T2 | 14619041000 | SP Energy Networks open data (API key): NDP SPM primary-group polygons + Capacity Heatmaps Information Model SPM + LTDS appendices 3/6 + NSHR
2258 | 40 | B16, WALTER LEIGH WAY, MOSS INDUSTRIAL ESTATE | LEIGH | WN7 3PT | Wigan |  | Factory And Premises | industrial | 1 | 2052.46 | 22092 | GIA | 123000 | Orford T1 / Padgate T1 | nearest-substation | 7.8 | DALLAM GT1 / SANKEY BRIDGES GT1 / WARRINGTON GT3 | CARRINGTON - FIDDLERS FERRY | SPM | -1 | bsp | 1.185 | Green | 10 | 8.815 | thermal | 0 | 0 | 0 | 0 | -1.8 | DALLAM GT1 / SANKEY BRIDGES GT1 / WARRINGTON GT3 | -0.972 | RED | 0 |  |  | 0 | 0 | 0 | 10 |  |  |  |  | Green (Over 5% headroom) | 0 | 0 | 3.26 | 123 | 57 | 2839295 | [9 empty] | Fiddlers Ferry | CARRINGTON | 5 | 2186.9 | 2186.9 | 0 | 0 | 930 | 2026-05 | [12 empty] | 53.4794 | -2.5461 | SPM-ORFORD_T1_PADGATE_T1 | 5261766000 | SP Energy Networks open data (API key): NDP SPM primary-group polygons + Capacity Heatmaps Information Model SPM + LTDS appendices 3/6 + NSHR
2259 | 40 | UNIT E, TAYLOR BUSINESS PARK | WARRINGTON | WA3 6BL | Warrington |  | Warehouse And Premises | industrial | 1 | 1965.53 | 21157 | GIA | 102000 | Orford T1 / Padgate T1 | nearest-substation | 5.3 | DALLAM GT1 / SANKEY BRIDGES GT1 / WARRINGTON GT3 | CARRINGTON - FIDDLERS FERRY | SPM | -1 | bsp | 1.185 | Green | 10 | 8.815 | thermal | 0 | 0 | 0 | 0 | -1.8 | DALLAM GT1 / SANKEY BRIDGES GT1 / WARRINGTON GT3 | -0.972 | RED | 0 |  |  | 0 | 0 | 0 | 10 |  |  |  |  | Green (Over 5% headroom) | 0 | 0 | 3.12 | 49 | 57 | 2840230 | [9 empty] | Fiddlers Ferry | CARRINGTON | 5 | 2186.9 | 2186.9 | 0 | 0 | 930 | 2026-05 | 200000979342 | B2 to B7 General Industrial and Special Industrial Groups | 1832 | C | Biomass | 3 |  | Heating and Natural Ventilation | 2021-08-24 |  | 1 | FALSE | 53.4458 | -2.5183 | SPM-ORFORD_T1_PADGATE_T1 | 6641949000 | SP Energy Networks open data (API key): NDP SPM primary-group polygons + Capacity Heatmaps Information Model SPM + LTDS appendices 3/6 + NSHR
2260 | 40 | COUNCIL DEPOT, NEW CUT LANE | WARRINGTON | WA1 4AG | Warrington |  | Storage Depot And Premises | industrial | 1 | 1960 | 21097 | OTH | 17500 | Kingsland 33 T1 / Safeway T1 / Woolston T1 / Woolston T2 | inside-area | 1.49 | DALLAM GT1 / SANKEY BRIDGES GT1 / WARRINGTON GT3 | CARRINGTON - FIDDLERS FERRY | SPM | -1 | bsp | 11.614 | Green | 30 | 17.217 | thermal | 4.7 | 4 | 0 | 8.7 | 9.2 | DALLAM GT1 / SANKEY BRIDGES GT1 / WARRINGTON GT3 | -0.972 | RED | 0 |  |  | 0 | 0 | 0 | 30 |  |  |  |  | Green (Over 5% headroom) | 0 | 0 | 3.11 | 49 | 76 | 5187642 | [9 empty] | Fiddlers Ferry | CARRINGTON | 5 | 2186.9 | 2186.9 | 0 | 0 | 930 | 2026-05 | 100012793751 | B1 Offices and Workshop businesses | 751 | D | Natural Gas | 3 |  | Heating and Natural Ventilation | 2020-02-13 |  | 0.5 | FALSE | 53.3973 | -2.5429 | SPM-KINGSLAND_33_T1_SAFEWAY_T1_WOOLSTON_T1_WOOLSTON_T2 | 634151137 | SP Energy Networks open data (API key): NDP SPM primary-group polygons + Capacity Heatmaps Information Model SPM + LTDS appendices 3/6 + NSHR
2261 | 40 | M-TEC UK LTD, LILFORD STREET | WARRINGTON | WA5 0LS | Warrington |  | Warehouse And Premises | industrial | 1 | 1942.83 | 20912 | GIA | 90500 | Bewsey T1 / Owen St T1 / Rodney St T1 / Rylands Eldon St T1 | inside-area | 0.73 | DALLAM GT1 / SANKEY BRIDGES GT1 / WARRINGTON GT3 | CARRINGTON - FIDDLERS FERRY | SPM | -1 | bsp | 11.377 | Green | 30 | 17.123 | thermal | 6 | 12.4 | 3 | 18.4 | 8.7 | DALLAM GT1 / SANKEY BRIDGES GT1 / WARRINGTON GT3 | -0.972 | RED | 0 |  |  | 0 | 0 | 0 | 30 |  |  |  |  | Green (Over 5% headroom) | 0 | 0 | 3.09 | 49 | 39 | 2602503 | [9 empty] | Fiddlers Ferry | CARRINGTON | 5 | 2186.9 | 2186.9 | 0 | 0 | 930 | 2026-05 | [12 empty] | 53.3969 | -2.6026 | SPM-BEWSEY_T1_OWEN_ST_T1_RODNEY_ST_T1_RYLANDS_ELDON_ST_T1 | 2701282000 | SP Energy Networks open data (API key): NDP SPM primary-group polygons + Capacity Heatmaps Information Model SPM + LTDS appendices 3/6 + NSHR
2262 | 40 | A NOVO UK UNIT 2, LEACROFT ROAD | WARRINGTON | WA3 6PJ | Warrington |  | Factory And Premises | industrial | 1 | 1898.7 | 20437 | GIA | 149000 | Kingsland 33 T1 / Safeway T1 / Woolston T1 / Woolston T2 | nearest-substation | 3.42 | DALLAM GT1 / SANKEY BRIDGES GT1 / WARRINGTON GT3 | CARRINGTON - FIDDLERS FERRY | SPM | -1 | bsp | 11.614 | Green | 30 | 17.217 | thermal | 4.7 | 4 | 0 | 8.7 | 9.2 | DALLAM GT1 / SANKEY BRIDGES GT1 / WARRINGTON GT3 | -0.972 | RED | 0 |  |  | 0 | 0 | 0 | 30 |  |  |  |  | Green (Over 5% headroom) | 0 | 0 | 3.02 | 114 | 76 | 5188302 | [9 empty] | Fiddlers Ferry | CARRINGTON | 5 | 2186.9 | 2186.9 | 0 | 0 | 930 | 2026-05 | 10094964080 | General Industrial and Special Industrial Groups | 4529 | B | Grid Supplied Electricity | 4 |  | Heating and Natural Ventilation | 2024-11-01 |  | 0.5 | FALSE | 53.4317 | -2.5098 | SPM-KINGSLAND_33_T1_SAFEWAY_T1_WOOLSTON_T1_WOOLSTON_T2 | 8259137000 | SP Energy Networks open data (API key): NDP SPM primary-group polygons + Capacity Heatmaps Information Model SPM + LTDS appendices 3/6 + NSHR
2263 | 40 | ALEXANDER BINZEL UK LTD UNITS 2-2A, MILL LANE | WARRINGTON | WA2 8UA | Warrington |  | Warehouse And Premises | industrial | 1 | 1893.95 | 20386 | GIA | 109000 | Boulevard T1 / Chapelford T1 / Hawleys La T1 / Westbrook T1 / Winwick Quay T1 | inside-area | 0.5 | DALLAM GT1 / SANKEY BRIDGES GT1 / WARRINGTON GT3 | CARRINGTON - FIDDLERS FERRY | SPM | -1 | bsp | 16.448 | Green | 37.5 | 21.052 | thermal | 0 | 0 | 0 | 0 | 12.5 | DALLAM GT1 / SANKEY BRIDGES GT1 / WARRINGTON GT3 | -0.972 | RED | 0 |  |  | 0 | 0 | 0 | 37.5 |  |  |  |  | Green (Over 5% headroom) | 0 | 0 | 3.01 | 47 | 53 | 4358643 | [9 empty] | Fiddlers Ferry | CARRINGTON | 5 | 2186.9 | 2186.9 | 0 | 0 | 930 | 2026-05 | [12 empty] | 53.4181 | -2.6065 | SPM-BOULEVARD_T1_CHAPELFORD_T1_HAWLEYS_LA_T1_WESTBROOK_T1_WINWIC | 4648783000 | SP Energy Networks open data (API key): NDP SPM primary-group polygons + Capacity Heatmaps Information Model SPM + LTDS appendices 3/6 + NSHR
2264 | 40 | NEW CUT LANE | WARRINGTON | WA1 4AG | Warrington | FLEETPARTS LTD | Warehouse And Premises | industrial | 1 | 1865.18 | 20077 | GIA | 87500 | Kingsland 33 T1 / Safeway T1 / Woolston T1 / Woolston T2 | inside-area | 1.49 | DALLAM GT1 / SANKEY BRIDGES GT1 / WARRINGTON GT3 | CARRINGTON - FIDDLERS FERRY | SPM | -1 | bsp | 11.614 | Green | 30 | 17.217 | thermal | 4.7 | 4 | 0 | 8.7 | 9.2 | DALLAM GT1 / SANKEY BRIDGES GT1 / WARRINGTON GT3 | -0.972 | RED | 0 |  |  | 0 | 0 | 0 | 30 |  |  |  |  | Green (Over 5% headroom) | 0 | 0 | 2.96 | 47 | 76 | 5188662 | [9 empty] | Fiddlers Ferry | CARRINGTON | 5 | 2186.9 | 2186.9 | 0 | 0 | 930 | 2026-05 | 100012793751 | B1 Offices and Workshop businesses | 751 | D | Natural Gas | 3 |  | Heating and Natural Ventilation | 2020-02-13 |  | 1 | FALSE | 53.3973 | -2.5429 | SPM-KINGSLAND_33_T1_SAFEWAY_T1_WOOLSTON_T1_WOOLSTON_T2 | 77377137 | SP Energy Networks open data (API key): NDP SPM primary-group polygons + Capacity Heatmaps Information Model SPM + LTDS appendices 3/6 + NSHR
2265 | 40 | UNIT 1, FFORDD BEIBIO | HOLYHEAD | LL65 2EN | Isle Of Anglesey |  | Factory And Premises | industrial | 1 | 8139.53 | 87613 | GIA | 164000 | Holyhead T1 | inside-area | 0.76 | AMLWCH GT1 / CAERGEILIOG GT1 | WYLFA | SPM | -1.9 | bsp | 4.946 | Green | 7.5 | 2.554 | thermal | 0 | 0 | 0.3 | 0 | 4.5 | AMLWCH GT1 / CAERGEILIOG GT1 / CAERGEILIOG GT2 | -1.909 | RED | 0 |  |  | 0 | 0 | 0 | 7.5 |  |  |  |  | Green (Over 5% headroom) | 0 | 0 | 12.93 | 488 | 3 | 33665 | [9 empty] | Wylfa | WYLFA | 2 | 420 | 420 | 0 | 0 | 0 | 2028-10 | [12 empty] | 53.3073 | -4.6175 | SPM-HOLYHEAD_T1 | 7102522000 | SP Energy Networks open data (API key): NDP SPM primary-group polygons + Capacity Heatmaps Information Model SPM + LTDS appendices 3/6 + NSHR
2266 | 40 | UNIT 2, BRYN CEFNI INDUSTRIAL ESTATE | LLANGEFNI | LL77 7XA | Isle Of Anglesey |  | Factory And Premises; Warehouse And Premises | industrial | 4 | 7964.38 | 85728 | GIA | 351000 | Llangefni Ind Est T1 / Llangefni Ind Est T2 | inside-area | 0.26 | AMLWCH GT1 / CAERGEILIOG GT1 | WYLFA | SPM | -1.9 | bsp | 5.792 | Green | 10 | 3.87 | thermal | 0.7 | 0.6 | 1.7 | 1.3 | 5.9 | AMLWCH GT1 / CAERGEILIOG GT1 / CAERGEILIOG GT2 | -1.909 | RED | 0 |  |  | 0 | 0 | 0 | 10 |  |  |  |  | Green (Over 5% headroom) | 0 | 0 | 12.66 | 478 | 1 | 16293 | [9 empty] | Pentir | WYLFA | 2 | 420 | 420 | 0 | 0 | 0 | 2028-10 | 10013458761 | Offices and Workshop Businesses | 82 | C | Grid Supplied Electricity | 3 |  | Heating and Natural Ventilation | 2023-04-11 |  | 1 | FALSE | 53.2494 | -4.3024 | SPM-LLANGEFNI_IND_EST_T1_LLANGEFNI_IND_EST_T2 | 992697000;5929775000;7686561000;249316000 | SP Energy Networks open data (API key): NDP SPM primary-group polygons + Capacity Heatmaps Information Model SPM + LTDS appendices 3/6 + NSHR
2267 | 40 | GLANBIA CHEESE LTD, GLANHWFA ROAD | LLANGEFNI | LL77 7TT | Isle Of Anglesey |  | Factory And Premises | industrial | 1 | 6163.5 | 66343 | GIA | 93500 | Llangefni T1 | inside-area | 0.7 | AMLWCH GT1 / CAERGEILIOG GT1 | WYLFA | SPM | -1.9 | bsp | 3.54 | Green | 7.5 | 3.96 | thermal | 0 | 0 | 0 | 0 | 3 | AMLWCH GT1 / CAERGEILIOG GT1 / CAERGEILIOG GT2 | -1.909 | RED | 0 |  |  | 0 | 0 | 0 | 7.5 |  |  |  |  | Green (Over 5% headroom) | 0 | 0 | 9.79 | 370 | 12 | 396039 | [9 empty] | Pentir | WYLFA | 2 | 420 | 420 | 0 | 0 | 0 | 2028-10 | [12 empty] | 53.2483 | -4.3122 | SPM-LLANGEFNI_T1 | 2841054000 | SP Energy Networks open data (API key): NDP SPM primary-group polygons + Capacity Heatmaps Information Model SPM + LTDS appendices 3/6 + NSHR
2268 | 40 | HUWS GRAY DEPOT, INDUSTRIAL ESTATE ROAD | LLANGEFNI | LL77 7JA | Isle Of Anglesey |  | Warehouse And Premises | industrial | 1 | 6004.07 | 64627 | GIA | 125000 | Llangefni T1 | inside-area | 0.12 | AMLWCH GT1 / CAERGEILIOG GT1 | WYLFA | SPM | -1.9 | bsp | 3.54 | Green | 7.5 | 3.96 | thermal | 0 | 0 | 0 | 0 | 3 | AMLWCH GT1 / CAERGEILIOG GT1 / CAERGEILIOG GT2 | -1.909 | RED | 0 |  |  | 0 | 0 | 0 | 7.5 |  |  |  |  | Green (Over 5% headroom) | 0 | 0 | 9.54 | 150 | 12 | 397755 | [9 empty] | Pentir | WYLFA | 2 | 420 | 420 | 0 | 0 | 0 | 2028-10 | [12 empty] | 53.2537 | -4.3076 | SPM-LLANGEFNI_T1 | 14688510000 | SP Energy Networks open data (API key): NDP SPM primary-group polygons + Capacity Heatmaps Information Model SPM + LTDS appendices 3/6 + NSHR
2269 | 40 | FAUN MUNICIPAL VEHICLES LTD, BRYN CEFNI INDUSTRIAL ESTATE | LLANGEFNI | LL77 7JA | Isle Of Anglesey |  | Factory And Premises | industrial | 1 | 5366 | 57759 | GIA | 156000 | Llangefni T1 | inside-area | 0.12 | AMLWCH GT1 / CAERGEILIOG GT1 | WYLFA | SPM | -1.9 | bsp | 3.54 | Green | 7.5 | 3.96 | thermal | 0 | 0 | 0 | 0 | 3 | AMLWCH GT1 / CAERGEILIOG GT1 / CAERGEILIOG GT2 | -1.909 | RED | 0 |  |  | 0 | 0 | 0 | 7.5 |  |  |  |  | Green (Over 5% headroom) | 0 | 0 | 8.53 | 322 | 12 | 404623 | [9 empty] | Pentir | WYLFA | 2 | 420 | 420 | 0 | 0 | 0 | 2028-10 | [12 empty] | 53.2537 | -4.3076 | SPM-LLANGEFNI_T1 | 220557202 | SP Energy Networks open data (API key): NDP SPM primary-group polygons + Capacity Heatmaps Information Model SPM + LTDS appendices 3/6 + NSHR
2270 | 40 | UNIT 9, BRYN CEFNI INDUSTRIAL ESTATE | LLANGEFNI | LL77 7JA | Isle Of Anglesey |  | Warehouse And Premises | industrial | 2 | 5124.55 | 55160 | GIA | 199500 | Llangefni T1 | inside-area | 0.12 | AMLWCH GT1 / CAERGEILIOG GT1 | WYLFA | SPM | -1.9 | bsp | 3.54 | Green | 7.5 | 3.96 | thermal | 0 | 0 | 0 | 0 | 3 | AMLWCH GT1 / CAERGEILIOG GT1 / CAERGEILIOG GT2 | -1.909 | RED | 0 |  |  | 0 | 0 | 0 | 7.5 |  |  |  |  | Green (Over 5% headroom) | 0 | 0 | 8.14 | 128 | 12 | 407222 | [9 empty] | Pentir | WYLFA | 2 | 420 | 420 | 0 | 0 | 0 | 2028-10 | [12 empty] | 53.2537 | -4.3076 | SPM-LLANGEFNI_T1 | 2726272000;1674084000 | SP Energy Networks open data (API key): NDP SPM primary-group polygons + Capacity Heatmaps Information Model SPM + LTDS appendices 3/6 + NSHR
2271 | 40 | BUILDING 2 TELFORD PLACE, PENTRAETH ROAD | MENAI BRIDGE | LL59 5RW | Isle Of Anglesey |  | Warehouse And Premises | industrial | 2 | 4634.45 | 49885 | GIA | 112750 | Llandegfan T1 | inside-area | 1.71 | AMLWCH GT1 / CAERGEILIOG GT1 | WYLFA | SPM | -1.9 | bsp | 4.965 | Green | 7.5 | 2.35 | thermal | 0.2 | 1 | 0 | 1.2 | 4.7 | AMLWCH GT1 / CAERGEILIOG GT1 / CAERGEILIOG GT2 | -1.909 | RED | 0 |  |  | 0 | 0 | 0 | 7.5 |  |  |  |  | Green (Over 5% headroom) | 0 | 0 | 7.36 | 116 | 2 | 56318 | [9 empty] | Pentir | WYLFA | 2 | 420 | 420 | 0 | 0 | 0 | 2028-10 | 10024359420 | General Industrial and Special Industrial Groups | 2236 | C | Grid Supplied Electricity | 3 |  | Heating and Natural Ventilation | 2025-09-15 |  | 1 | FALSE | 53.2332 | -4.1779 | SPM-LLANDEGFAN_T1 | 9318026000;9318028000 | SP Energy Networks open data (API key): NDP SPM primary-group polygons + Capacity Heatmaps Information Model SPM + LTDS appendices 3/6 + NSHR
2272 | 40 | HOLYHEAD BOATYARD, BEACH ROAD | HOLYHEAD | LL65 1YD | Isle Of Anglesey |  | Boatyard Workshops And Premises | industrial | 1 | 4280.92 | 46079 | GIA | 70500 | Llaingoch T1 | inside-area | 1.18 | AMLWCH GT1 / CAERGEILIOG GT1 | WYLFA | SPM | -1.9 | bsp | 4.242 | Green | 7.5 | 3.258 | thermal | 0 | 0 | 0 | 0 | 3.7 | AMLWCH GT1 / CAERGEILIOG GT1 / CAERGEILIOG GT2 | -1.909 | RED | 0 |  |  | 0 | 0 | 0 | 7.5 |  |  |  |  | Green (Over 5% headroom) | 0 | 0 | 6.8 | 193 | 0 | 0 | [9 empty] | Wylfa | WYLFA | 2 | 420 | 420 | 0 | 0 | 0 | 2028-10 | [12 empty] | 53.3168 | -4.6373 | SPM-LLAINGOCH_T1 | 131239202 | SP Energy Networks open data (API key): NDP SPM primary-group polygons + Capacity Heatmaps Information Model SPM + LTDS appendices 3/6 + NSHR
2273 | 40 | ALUMINIUM POWDER CO LTD | HOLYHEAD | LL65 2JD | Isle Of Anglesey |  | Factory And Premises | industrial | 1 | 3586.12 | 38601 | GIA | 109000 | Alpoco T1 | inside-area | 0.56 | AMLWCH GT1 / CAERGEILIOG GT1 | WYLFA | SPM | -1.9 | bsp | 4.813 | Green | 7.5 | 2.46 | thermal | 0.2 | 0.6 | 0 | 0.8 | 4.7 | AMLWCH GT1 / CAERGEILIOG GT1 / CAERGEILIOG GT2 | -1.909 | RED | 0 |  |  | 0 | 0 | 0 | 7.5 |  |  |  |  | Green (Over 5% headroom) | 0 | 0 | 5.7 | 215 | 0 | 0 | [9 empty] | Wylfa | WYLFA | 2 | 420 | 420 | 0 | 0 | 0 | 2028-10 | [12 empty] | 53.2992 | -4.5957 | SPM-ALPOCO_T1 | 132618202 | SP Energy Networks open data (API key): NDP SPM primary-group polygons + Capacity Heatmaps Information Model SPM + LTDS appendices 3/6 + NSHR
2274 | 40 | MONA DAIRY, MONA INDUSTRIAL PARK | HOLYHEAD | LL65 4RJ | Isle Of Anglesey |  | Warehouse And Premises | industrial | 1 | 2778.9 | 29912 | GIA | 80000 | Mona T1 | inside-area | 0.11 | AMLWCH GT1 / CAERGEILIOG GT1 | WYLFA | SPM | -1.9 | bsp | 5.24 | Green | 7.5 | 2.26 | thermal | 0 | 0 | 0 | 0 | 4.8 | AMLWCH GT1 / CAERGEILIOG GT1 / CAERGEILIOG GT2 | -1.909 | RED | 0 |  |  | 0 | 0 | 0 | 7.5 |  |  |  |  | Green (Over 5% headroom) | 0 | 0 | 4.42 | 69 | 2 | 32195 | [9 empty] | Wylfa | WYLFA | 2 | 420 | 420 | 0 | 0 | 0 | 2028-10 | [12 empty] | 53.2518 | -4.3729 | SPM-MONA_T1 | 13970918000 | SP Energy Networks open data (API key): NDP SPM primary-group polygons + Capacity Heatmaps Information Model SPM + LTDS appendices 3/6 + NSHR
2275 | 40 | CELTIC HOUSE, INDUSTRIAL ESTATE | GAERWEN | LL60 6HR | Isle Of Anglesey |  | Warehouse And Premises | industrial | 1 | 2521.21 | 27138 | GIA | 95500 | Gaerwen View T1 | inside-area | 0.58 | AMLWCH GT1 / CAERGEILIOG GT1 | WYLFA | SPM | -1.9 | bsp | 5.561 | Green | 7.5 | 1.939 | thermal | 0 | 0.1 | 0 | 0.1 | 5.1 | AMLWCH GT1 / CAERGEILIOG GT1 / CAERGEILIOG GT2 | -1.909 | RED | 0 |  |  | 0 | 0 | 0 | 7.5 |  |  |  |  | Green (Over 5% headroom) | 0 | 0 | 4.01 | 63 | 12 | 279417 | [9 empty] | Pentir | WYLFA | 2 | 420 | 420 | 0 | 0 | 0 | 2028-10 | 10024355345 | Storage or Distribution | 1448 | C | Grid Supplied Electricity | 3 |  | Heating and Natural Ventilation | 2025-11-04 |  | 1 | FALSE | 53.2217 | -4.2831 | SPM-GAERWEN_VIEW_T1 | 3656548000 | SP Energy Networks open data (API key): NDP SPM primary-group polygons + Capacity Heatmaps Information Model SPM + LTDS appendices 3/6 + NSHR
2276 | 40 | 2 & 2A, INDUSTRIAL ESTATE | GAERWEN | LL60 6HR | Isle Of Anglesey |  | Factory And Premises | industrial | 1 | 2291.86 | 24669 | GIA | 53000 | Gaerwen View T1 | inside-area | 0.58 | AMLWCH GT1 / CAERGEILIOG GT1 | WYLFA | SPM | -1.9 | bsp | 5.561 | Green | 7.5 | 1.939 | thermal | 0 | 0.1 | 0 | 0.1 | 5.1 | AMLWCH GT1 / CAERGEILIOG GT1 / CAERGEILIOG GT2 | -1.909 | RED | 0 |  |  | 0 | 0 | 0 | 7.5 |  |  |  |  | Green (Over 5% headroom) | 0 | 0 | 3.64 | 138 | 12 | 281886 | [9 empty] | Pentir | WYLFA | 2 | 420 | 420 | 0 | 0 | 0 | 2028-10 | [12 empty] | 53.2217 | -4.2831 | SPM-GAERWEN_VIEW_T1 | 14093783000 | SP Energy Networks open data (API key): NDP SPM primary-group polygons + Capacity Heatmaps Information Model SPM + LTDS appendices 3/6 + NSHR
2277 | 40 | CAMBRIAN GAS, INDUSTRIAL ESTATE | GAERWEN | LL60 6HR | Isle Of Anglesey |  | Lpg Depot | industrial | 1 | 2214.59 | 23838 | OTH | 10000 | Gaerwen View T1 | inside-area | 0.58 | AMLWCH GT1 / CAERGEILIOG GT1 | WYLFA | SPM | -1.9 | bsp | 5.561 | Green | 7.5 | 1.939 | thermal | 0 | 0.1 | 0 | 0.1 | 5.1 | AMLWCH GT1 / CAERGEILIOG GT1 / CAERGEILIOG GT2 | -1.909 | RED | 0 |  |  | 0 | 0 | 0 | 7.5 |  |  |  |  | Green (Over 5% headroom) | 0 | 0 | 3.52 | 55 | 12 | 282717 | [9 empty] | Pentir | WYLFA | 2 | 420 | 420 | 0 | 0 | 0 | 2028-10 | [12 empty] | 53.2217 | -4.2831 | SPM-GAERWEN_VIEW_T1 | 209436202 | SP Energy Networks open data (API key): NDP SPM primary-group polygons + Capacity Heatmaps Information Model SPM + LTDS appendices 3/6 + NSHR
2278 | 40 | FARM & PET PLACE, INDUSTRIAL ESTATE ROAD | LLANGEFNI | LL77 7JA | Isle Of Anglesey |  | Warehouse And Premises | industrial | 1 | 2161.41 | 23265 | GIA | 59000 | Llangefni T1 | inside-area | 0.12 | AMLWCH GT1 / CAERGEILIOG GT1 | WYLFA | SPM | -1.9 | bsp | 3.54 | Green | 7.5 | 3.96 | thermal | 0 | 0 | 0 | 0 | 3 | AMLWCH GT1 / CAERGEILIOG GT1 / CAERGEILIOG GT2 | -1.909 | RED | 0 |  |  | 0 | 0 | 0 | 7.5 |  |  |  |  | Green (Over 5% headroom) | 0 | 0 | 3.43 | 54 | 12 | 439117 | [9 empty] | Pentir | WYLFA | 2 | 420 | 420 | 0 | 0 | 0 | 2028-10 | 200002644681 | Retail/Financial and Professional Services | 2330 | A | Grid Supplied Electricity | 3 |  | Air Conditioning | 2025-04-09 |  | 1 | FALSE | 53.2537 | -4.3076 | SPM-LLANGEFNI_T1 | 6188930000 | SP Energy Networks open data (API key): NDP SPM primary-group polygons + Capacity Heatmaps Information Model SPM + LTDS appendices 3/6 + NSHR
2279 | 40 | UNIT 1, INDUSTRIAL ESTATE | GAERWEN | LL60 6HR | Isle Of Anglesey |  | Factory And Premises; Workshop And Premises | industrial | 2 | 2132.49 | 22954 | GIA | 73500 | Gaerwen View T1 | inside-area | 0.58 | AMLWCH GT1 / CAERGEILIOG GT1 | WYLFA | SPM | -1.9 | bsp | 5.561 | Green | 7.5 | 1.939 | thermal | 0 | 0.1 | 0 | 0.1 | 5.1 | AMLWCH GT1 / CAERGEILIOG GT1 / CAERGEILIOG GT2 | -1.909 | RED | 0 |  |  | 0 | 0 | 0 | 7.5 |  |  |  |  | Green (Over 5% headroom) | 0 | 0 | 3.39 | 128 | 12 | 283601 | [9 empty] | Pentir | WYLFA | 2 | 420 | 420 | 0 | 0 | 0 | 2028-10 | [12 empty] | 53.2217 | -4.2831 | SPM-GAERWEN_VIEW_T1 | 4660737000;5766785000 | SP Energy Networks open data (API key): NDP SPM primary-group polygons + Capacity Heatmaps Information Model SPM + LTDS appendices 3/6 + NSHR
2280 | 40 | UNIT 6 PARC MENTER YNYS MON, INDUSTRIAL ESTATE | AMLWCH | LL68 9BZ | Isle Of Anglesey |  | Workshop And Premises | industrial | 1 | 1963.04 | 21130 | GIA | 35000 | Amlwch T1 / Amlwch T2 | inside-area | 0.76 | AMLWCH GT1 / CAERGEILIOG GT1 | WYLFA | SPM | -1.9 | bsp | 4.82 | Green | 10 | 4.162 | thermal | 2 | 4.6 | 0.1 | 6.6 | 4.9 | AMLWCH GT1 / CAERGEILIOG GT1 / CAERGEILIOG GT2 | -1.909 | RED | 0 |  |  | 0 | 0 | 0 | 10 |  |  |  |  | Green (Over 5% headroom) | 0 | 0 | 3.12 | 88 | 3 | 33989 | [9 empty] | Wylfa | WYLFA | 2 | 420 | 420 | 0 | 0 | 0 | 2028-10 | [12 empty] | 53.4074 | -4.3476 | SPM-AMLWCH_T1_AMLWCH_T2 | 15021963000 | SP Energy Networks open data (API key): NDP SPM primary-group polygons + Capacity Heatmaps Information Model SPM + LTDS appendices 3/6 + NSHR
2281 | 40 | ALDI STORE UNIT 1, PENRHOS RETAIL PARK | HOLYHEAD | LL65 2UW | Isle Of Anglesey |  | Large Foodstore | industrial | 1 | 1910 | 20559 | GIA | 305000 | Parc Cybi T1 / Parc Cybi T2 | inside-area | 0.55 | AMLWCH GT1 / CAERGEILIOG GT1 | WYLFA | SPM | -1.9 | bsp | 6.518 | Green | 10 | 3.482 | thermal | 0 | 0 | 0 | 0 | 5.6 | AMLWCH GT1 / CAERGEILIOG GT1 / CAERGEILIOG GT2 | -1.909 | RED | 0 |  |  | 0 | 0 | 0 | 10 |  |  |  |  | Green (Over 5% headroom) | 0 | 0 | 3.04 | 48 | 7 | 270978 | [9 empty] | Wylfa | WYLFA | 2 | 420 | 420 | 0 | 0 | 0 | 2028-10 | 10090601477 | A1/A2 Retail and Financial/Professional services | 1901 | B | Grid Supplied Electricity | 4 |  | Air Conditioning | 2020-09-04 |  | 0.75 | FALSE | 53.3005 | -4.6164 | SPM-PARC_CYBI_T1_PARC_CYBI_T2 | 12968376000 | SP Energy Networks open data (API key): NDP SPM primary-group polygons + Capacity Heatmaps Information Model SPM + LTDS appendices 3/6 + NSHR
2282 | 40 | SEA KAYAKING UK MONA STORES, MORRISON CRESCENT | HOLYHEAD | LL65 2RD | Isle Of Anglesey |  | Workshop And Premises | industrial | 1 | 1908.41 | 20542 | GIA | 22250 | Parc Cybi T1 / Parc Cybi T2 | inside-area | 0.92 | AMLWCH GT1 / CAERGEILIOG GT1 | WYLFA | SPM | -1.9 | bsp | 6.518 | Green | 10 | 3.482 | thermal | 0 | 0 | 0 | 0 | 5.6 | AMLWCH GT1 / CAERGEILIOG GT1 / CAERGEILIOG GT2 | -1.909 | RED | 0 |  |  | 0 | 0 | 0 | 10 |  |  |  |  | Green (Over 5% headroom) | 0 | 0 | 3.03 | 86 | 7 | 270995 | [9 empty] | Wylfa | WYLFA | 2 | 420 | 420 | 0 | 0 | 0 | 2028-10 | [12 empty] | 53.3032 | -4.6237 | SPM-PARC_CYBI_T1_PARC_CYBI_T2 | 15082378000 | SP Energy Networks open data (API key): NDP SPM primary-group polygons + Capacity Heatmaps Information Model SPM + LTDS appendices 3/6 + NSHR
2283 | 40 | BRYN COED DISGWYL, HOLYHEAD ROAD | GAERWEN | LL60 6HT | Isle Of Anglesey |  | Warehouse And Premises | industrial | 1 | 1890 | 20344 | GIA | 24250 | Gaerwen View T1 | inside-area | 0.89 | AMLWCH GT1 / CAERGEILIOG GT1 | WYLFA | SPM | -1.9 | bsp | 5.561 | Green | 7.5 | 1.939 | thermal | 0 | 0.1 | 0 | 0.1 | 5.1 | AMLWCH GT1 / CAERGEILIOG GT1 / CAERGEILIOG GT2 | -1.909 | RED | 0 |  |  | 0 | 0 | 0 | 7.5 |  |  |  |  | Green (Over 5% headroom) | 0 | 0 | 3 | 47 | 12 | 286211 | [9 empty] | Pentir | WYLFA | 2 | 420 | 420 | 0 | 0 | 0 | 2028-10 | [12 empty] | 53.2242 | -4.281 | SPM-GAERWEN_VIEW_T1 | 7408876000 | SP Energy Networks open data (API key): NDP SPM primary-group polygons + Capacity Heatmaps Information Model SPM + LTDS appendices 3/6 + NSHR
2284 | 40 | UNITS 1-2, CREWE COMMERCIAL PARK, JACK MILLS WAY | CREWE | CW2 5XF | Cheshire East |  | Warehouse And Premises | industrial | 1 | 13656.7 | 146999 | GIA | 995000 | Br Station T1 / Duchy Rd T1 / Electra Way T1 / Midland Rollmakers T1A / North Western Mills T1 | inside-area | 0.75 | COPPENHALL GT1 / CREWE GT1 / CREWE GT2A / CREWE GT4A / RADWAY GREEN GT1 / RADWAY GREEN GT2 / WHITCHURCH GT2 | CELLARHEAD | SPM | -3.2 | bsp | 12.265 | Green | 37.5 | 25.235 | thermal | 0 | 0 | 0 | 0 | 9.4 | COPPENHALL GT1 / CREWE GT1 / CREWE GT2A / CREWE GT4A / RADWAY GREEN GT1 / RADWAY GREEN GT2 / WHITCHURCH GT2 | -3.1663 | RED | 0 |  |  | 0 | 0 | 0 | 37.5 |  |  |  |  | Green (Over 5% headroom) | 0 | 0 | 21.7 | 341 | 82 | 5993218 | [9 empty] | Frodsham | CELLARHEAD | 5 | 1680 | 1680 | 0 | 0 | 20 | 2027-07 | 10094891993 | B8 Storage or Distribution | 4592 | A | Grid Supplied Electricity | 4 | 1 | Heating and Natural Ventilation | 2021-07-12 |  | 0.67 | FALSE | 53.0775 | -2.4319 | SPM-BR_STATION_T1_DUCHY_RD_T1_ELECTRA_WAY_T1_MIDLAND_ROLLMAKERS_ | 13432400000 | SP Energy Networks open data (API key): NDP SPM primary-group polygons + Capacity Heatmaps Information Model SPM + LTDS appendices 3/6 + NSHR
2285 | 40 | UNIT 1, APOLLO PARK, UNIVERSITY WAY | CREWE | CW1 6HX | Cheshire East |  | Warehouse And Premises | industrial | 4 | 12691.34 | 136608 | GIA | 970500 | Br Station T1 / Duchy Rd T1 / Electra Way T1 / Midland Rollmakers T1A / North Western Mills T1 | inside-area | 1.4 | COPPENHALL GT1 / CREWE GT1 / CREWE GT2A / CREWE GT4A / RADWAY GREEN GT1 / RADWAY GREEN GT2 / WHITCHURCH GT2 | CELLARHEAD | SPM | -3.2 | bsp | 12.265 | Green | 37.5 | 25.235 | thermal | 0 | 0 | 0 | 0 | 9.4 | COPPENHALL GT1 / CREWE GT1 / CREWE GT2A / CREWE GT4A / RADWAY GREEN GT1 / RADWAY GREEN GT2 / WHITCHURCH GT2 | -3.1663 | RED | 0 |  |  | 0 | 0 | 0 | 37.5 |  |  |  |  | Green (Over 5% headroom) | 0 | 0 | 20.17 | 317 | 82 | 6003609 | [9 empty] | Frodsham | CELLARHEAD | 5 | 1680 | 1680 | 0 | 0 | 20 | 2027-07 | 10094312418 | B8 Storage or Distribution | 4049 | A | Natural Gas | 5 |  | Heating and Mechanical Ventilation | 2019-04-16 |  | 1 | FALSE | 53.0904 | -2.4107 | SPM-BR_STATION_T1_DUCHY_RD_T1_ELECTRA_WAY_T1_MIDLAND_ROLLMAKERS_ | 12475736000;12350649000;12082924000;11998144000 | SP Energy Networks open data (API key): NDP SPM primary-group polygons + Capacity Heatmaps Information Model SPM + LTDS appendices 3/6 + NSHR
2286 | 40 | ROCKWOOD PIGMENTS UK LTD, LIVERPOOL ROAD EAST | STOKE-ON-TRENT | ST7 3AA | Newcastle Under Lyme |  | Factory And Premises | industrial | 1 | 12623.06 | 135873 | GIA | 335000 | Church Lawton T1 | nearest-substation | 1.99 | COPPENHALL GT1 / CREWE GT1 / CREWE GT2A / CREWE GT4A / RADWAY GREEN GT1 / RADWAY GREEN GT2 / WHITCHURCH GT2 | CELLARHEAD | SPM | -3.2 | bsp | 3.77 | Green | 7.5 | 3.73 | thermal | 0 | 0 | 0 | 0 | 2.8 | COPPENHALL GT1 / CREWE GT1 / CREWE GT2A / CREWE GT4A / RADWAY GREEN GT1 / RADWAY GREEN GT2 / WHITCHURCH GT2 | -3.1663 | RED | 0 |  |  | 0 | 0 | 0 | 7.5 |  |  |  |  | Green (Over 5% headroom) | 0 | 0 | 20.06 | 757 | 8 | 512523 | [9 empty] | Frodsham | CELLARHEAD | 5 | 1680 | 1680 | 0 | 0 | 20 | 2027-07 | [12 empty] | 53.0894 | -2.2484 | SPM-CHURCH_LAWTON_T1 | 6503270000 | SP Energy Networks open data (API key): NDP SPM primary-group polygons + Capacity Heatmaps Information Model SPM + LTDS appendices 3/6 + NSHR
2287 | 40 | SIEMENS, EATON BANK | CONGLETON | CW12 1PF | Cheshire East |  | Factory And Premises | industrial | 1 | 12499.97 | 134548 | GIA | 555000 | Smallwood T1 | nearest-substation | 5.68 | COPPENHALL GT1 / CREWE GT1 / CREWE GT2A / CREWE GT4A / RADWAY GREEN GT1 / RADWAY GREEN GT2 / WHITCHURCH GT2 | CELLARHEAD | SPM | -3.2 | bsp | 1.982 | Green | 7.5 | 5.43 | thermal | 0.1 | 0.1 | 0.2 | 0.2 | 1.4 | COPPENHALL GT1 / CREWE GT1 / CREWE GT2A / CREWE GT4A / RADWAY GREEN GT1 / RADWAY GREEN GT2 / WHITCHURCH GT2 | -3.1663 | RED | 0 |  |  | 0 | 0 | 0 | 7.5 |  |  |  |  | Green (Over 5% headroom) | 0 | 0 | 19.86 | 750 | 61 | 2038428 | [9 empty] | Fiddlers Ferry | CELLARHEAD | 5 | 1680 | 1680 | 0 | 0 | 20 | 2027-07 | [12 empty] | 53.1738 | -2.2031 | SPM-SMALLWOOD_T1 | 1508073000 | SP Energy Networks open data (API key): NDP SPM primary-group polygons + Capacity Heatmaps Information Model SPM + LTDS appendices 3/6 + NSHR
2288 | 40 | UNIT 1, DUCHY ROAD | CREWE | CW1 6NB | Cheshire East |  | Warehouse And Premises | industrial | 2 | 12216.7 | 131499 | GIA | 744500 | Br Station T1 / Duchy Rd T1 / Electra Way T1 / Midland Rollmakers T1A / North Western Mills T1 | inside-area | 0.86 | COPPENHALL GT1 / CREWE GT1 / CREWE GT2A / CREWE GT4A / RADWAY GREEN GT1 / RADWAY GREEN GT2 / WHITCHURCH GT2 | CELLARHEAD | SPM | -3.2 | bsp | 12.265 | Green | 37.5 | 25.235 | thermal | 0 | 0 | 0 | 0 | 9.4 | COPPENHALL GT1 / CREWE GT1 / CREWE GT2A / CREWE GT4A / RADWAY GREEN GT1 / RADWAY GREEN GT2 / WHITCHURCH GT2 | -3.1663 | RED | 0 |  |  | 0 | 0 | 0 | 37.5 |  |  |  |  | Green (Over 5% headroom) | 0 | 0 | 19.41 | 305 | 82 | 6008718 | [9 empty] | Frodsham | CELLARHEAD | 5 | 1680 | 1680 | 0 | 0 | 20 | 2027-07 | 200002835816 | Retail/Financial and Professional Services | 11809 | A | Grid Supplied Electricity | 5 |  | Air Conditioning | 2025-07-16 |  | 1 | FALSE | 53.0824 | -2.4162 | SPM-BR_STATION_T1_DUCHY_RD_T1_ELECTRA_WAY_T1_MIDLAND_ROLLMAKERS_ | 13537705000;385086133 | SP Energy Networks open data (API key): NDP SPM primary-group polygons + Capacity Heatmaps Information Model SPM + LTDS appendices 3/6 + NSHR
2289 | 40 | IPACKCHEM LTD, GATEWAY | CREWE | CW1 6YY | Cheshire East |  | Factory And Premises | industrial | 1 | 12205.1 | 131374 | GIA | 705000 | Br Station T1 / Duchy Rd T1 / Electra Way T1 / Midland Rollmakers T1A / North Western Mills T1 | inside-area | 0.65 | COPPENHALL GT1 / CREWE GT1 / CREWE GT2A / CREWE GT4A / RADWAY GREEN GT1 / RADWAY GREEN GT2 / WHITCHURCH GT2 | CELLARHEAD | SPM | -3.2 | bsp | 12.265 | Green | 37.5 | 25.235 | thermal | 0 | 0 | 0 | 0 | 9.4 | COPPENHALL GT1 / CREWE GT1 / CREWE GT2A / CREWE GT4A / RADWAY GREEN GT1 / RADWAY GREEN GT2 / WHITCHURCH GT2 | -3.1663 | RED | 0 |  |  | 0 | 0 | 0 | 37.5 |  |  |  |  | Green (Over 5% headroom) | 0 | 0 | 19.39 | 732 | 82 | 6008843 | [9 empty] | Frodsham | CELLARHEAD | 5 | 1680 | 1680 | 0 | 0 | 20 | 2027-07 | [12 empty] | 53.0881 | -2.4219 | SPM-BR_STATION_T1_DUCHY_RD_T1_ELECTRA_WAY_T1_MIDLAND_ROLLMAKERS_ | 9727843000 | SP Energy Networks open data (API key): NDP SPM primary-group polygons + Capacity Heatmaps Information Model SPM + LTDS appendices 3/6 + NSHR
2290 | 40 | BERISFORDS PLC & PT THE BROMLEY CENTRE, THOMAS STREET | CONGLETON | CW12 1EF | Cheshire East |  | Factory And Premises | industrial | 1 | 11221.59 | 120788 | GIA | 170000 | Smallwood T1 | nearest-substation | 3.86 | COPPENHALL GT1 / CREWE GT1 / CREWE GT2A / CREWE GT4A / RADWAY GREEN GT1 / RADWAY GREEN GT2 / WHITCHURCH GT2 | CELLARHEAD | SPM | -3.2 | bsp | 1.982 | Green | 7.5 | 5.43 | thermal | 0.1 | 0.1 | 0.2 | 0.2 | 1.4 | COPPENHALL GT1 / CREWE GT1 / CREWE GT2A / CREWE GT4A / RADWAY GREEN GT1 / RADWAY GREEN GT2 / WHITCHURCH GT2 | -3.1663 | RED | 0 |  |  | 0 | 0 | 0 | 7.5 |  |  |  |  | Green (Over 5% headroom) | 0 | 0 | 17.83 | 673 | 61 | 2052188 | [9 empty] | Fiddlers Ferry | CELLARHEAD | 5 | 1680 | 1680 | 0 | 0 | 20 | 2027-07 | [12 empty] | 53.1671 | -2.229 | SPM-SMALLWOOD_T1 | 9515026000 | SP Energy Networks open data (API key): NDP SPM primary-group polygons + Capacity Heatmaps Information Model SPM + LTDS appendices 3/6 + NSHR
2291 | 40 | AO LATCHFORD BUILDING, WESTON ROAD | CREWE | CW1 6BW | Cheshire East |  | Warehouse And Premises | industrial | 1 | 10466 | 112655 | GIA | 625000 | Br Station T1 / Duchy Rd T1 / Electra Way T1 / Midland Rollmakers T1A / North Western Mills T1 | inside-area | 0.17 | COPPENHALL GT1 / CREWE GT1 / CREWE GT2A / CREWE GT4A / RADWAY GREEN GT1 / RADWAY GREEN GT2 / WHITCHURCH GT2 | CELLARHEAD | SPM | -3.2 | bsp | 12.265 | Green | 37.5 | 25.235 | thermal | 0 | 0 | 0 | 0 | 9.4 | COPPENHALL GT1 / CREWE GT1 / CREWE GT2A / CREWE GT4A / RADWAY GREEN GT1 / RADWAY GREEN GT2 / WHITCHURCH GT2 | -3.1663 | RED | 0 |  |  | 0 | 0 | 0 | 37.5 |  |  |  |  | Green (Over 5% headroom) | 0 | 0 | 16.63 | 262 | 82 | 6027562 | [9 empty] | Frodsham | CELLARHEAD | 5 | 1680 | 1680 | 0 | 0 | 20 | 2027-07 | 10014460247 | Storage or Distribution | 36894 | B | Natural Gas | 4 |  | Heating and Natural Ventilation | 2023-06-27 |  | 0.5 | FALSE | 53.0838 | -2.4261 | SPM-BR_STATION_T1_DUCHY_RD_T1_ELECTRA_WAY_T1_MIDLAND_ROLLMAKERS_ | 13314058000 | SP Energy Networks open data (API key): NDP SPM primary-group polygons + Capacity Heatmaps Information Model SPM + LTDS appendices 3/6 + NSHR
2292 | 40 | UNIPART RAIL, GRESTY ROAD | CREWE | CW2 6EH | Cheshire East |  | Workshop And Premises | industrial | 1 | 10431.6 | 112285 | GIA | 255000 | Br Station T1 / Duchy Rd T1 / Electra Way T1 / Midland Rollmakers T1A / North Western Mills T1 | inside-area | 0.4 | COPPENHALL GT1 / CREWE GT1 / CREWE GT2A / CREWE GT4A / RADWAY GREEN GT1 / RADWAY GREEN GT2 / WHITCHURCH GT2 | CELLARHEAD | SPM | -3.2 | bsp | 12.265 | Green | 37.5 | 25.235 | thermal | 0 | 0 | 0 | 0 | 9.4 | COPPENHALL GT1 / CREWE GT1 / CREWE GT2A / CREWE GT4A / RADWAY GREEN GT1 / RADWAY GREEN GT2 / WHITCHURCH GT2 | -3.1663 | RED | 0 |  |  | 0 | 0 | 0 | 37.5 |  |  |  |  | Green (Over 5% headroom) | 0 | 0 | 16.58 | 469 | 82 | 6027932 | [9 empty] | Frodsham | CELLARHEAD | 5 | 1680 | 1680 | 0 | 0 | 20 | 2027-07 | 200002838990 | Offices and Workshop Businesses | 929 | B | Grid Supplied Electricity | 5 | 2 | Air Conditioning | 2026-03-18 |  | 1 | FALSE | 53.0846 | -2.4346 | SPM-BR_STATION_T1_DUCHY_RD_T1_ELECTRA_WAY_T1_MIDLAND_ROLLMAKERS_ | 14494550000 | SP Energy Networks open data (API key): NDP SPM primary-group polygons + Capacity Heatmaps Information Model SPM + LTDS appendices 3/6 + NSHR
2293 | 40 | UNITS 1 & 2, LINK PARK WAY | NANTWICH | CW5 6RX | Cheshire East |  | Warehouse And Premises | industrial | 2 | 10426.7 | 112232 | GIA | 671000 | Cheshire Green T1 / Nwf T1 | inside-area | 0.17 | COPPENHALL GT1 / CREWE GT1 / CREWE GT2A / CREWE GT4A / RADWAY GREEN GT1 / RADWAY GREEN GT2 / WHITCHURCH GT2 | CELLARHEAD | SPM | -3.2 | bsp | 4.509 | Green | 10 | 5.491 | thermal | 0 | 0 | 0 | 0 | 4.1 | COPPENHALL GT1 / CREWE GT1 / CREWE GT2A / CREWE GT4A / RADWAY GREEN GT1 / RADWAY GREEN GT2 / WHITCHURCH GT2 | -3.1663 | RED | 0 |  |  | 0 | 0 | 0 | 10 |  |  |  |  | Green (Over 5% headroom) | 0 | 0 | 16.57 | 261 | 7 | 1326331 | [9 empty] | Frodsham | CELLARHEAD | 5 | 1680 | 1680 | 0 | 0 | 20 | 2027-07 | 10096716544 | Storage or Distribution | 5093 | A | Grid Supplied Electricity | 5 | 2 | Air Conditioning | 2024-06-10 |  | 0.67 | FALSE | 53.1137 | -2.5949 | SPM-CHESHIRE_GREEN_T1_NWF_T1 | 15087872000;15058052000 | SP Energy Networks open data (API key): NDP SPM primary-group polygons + Capacity Heatmaps Information Model SPM + LTDS appendices 3/6 + NSHR
2294 | 40 | UNIT 1, JAMAGE ROAD | STOKE-ON-TRENT | ST7 1QD | Newcastle Under Lyme |  | Warehouse And Premises | industrial | 2 | 10227.24 | 110085 | GIA | 352000 | Church Lawton T1 | nearest-substation | 3.13 | COPPENHALL GT1 / CREWE GT1 / CREWE GT2A / CREWE GT4A / RADWAY GREEN GT1 / RADWAY GREEN GT2 / WHITCHURCH GT2 | CELLARHEAD | SPM | -3.2 | bsp | 3.77 | Green | 7.5 | 3.73 | thermal | 0 | 0 | 0 | 0 | 2.8 | COPPENHALL GT1 / CREWE GT1 / CREWE GT2A / CREWE GT4A / RADWAY GREEN GT1 / RADWAY GREEN GT2 / WHITCHURCH GT2 | -3.1663 | RED | 0 |  |  | 0 | 0 | 0 | 7.5 |  |  |  |  | Green (Over 5% headroom) | 0 | 0 | 16.25 | 256 | 8 | 538311 | [9 empty] | Frodsham | CELLARHEAD | 5 | 1680 | 1680 | 0 | 0 | 20 | 2027-07 | [12 empty] | 53.0708 | -2.2611 | SPM-CHURCH_LAWTON_T1 | 14709619000;14709620000 | SP Energy Networks open data (API key): NDP SPM primary-group polygons + Capacity Heatmaps Information Model SPM + LTDS appendices 3/6 + NSHR
2295 | 40 | UNIT 6, MARSHFIELD BANK INDUSTRIAL ESTATE, MIDDLEWICH ROAD | CREWE | CW2 8UY | Cheshire East |  | Factory And Premises; Warehouse And Premises | industrial | 3 | 10075.61 | 108453 | GIA | 647500 | Crewe T1 | inside-area | 0.48 | COPPENHALL GT1 / CREWE GT1 / CREWE GT2A / CREWE GT4A / RADWAY GREEN GT1 / RADWAY GREEN GT2 / WHITCHURCH GT2 | CELLARHEAD | SPM | -3.2 | bsp | 2.457 | Green | 7.5 | 5.043 | thermal | 0 | 0 | 0 | 0 | 1.7 | COPPENHALL GT1 / CREWE GT1 / CREWE GT2A / CREWE GT4A / RADWAY GREEN GT1 / RADWAY GREEN GT2 / WHITCHURCH GT2 | -3.1663 | RED | 0 |  |  | 0 | 0 | 0 | 7.5 |  |  |  |  | Green (Over 5% headroom) | 0 | 0 | 16.01 | 605 | 9 | 298345 | [9 empty] | Frodsham | CELLARHEAD | 5 | 1680 | 1680 | 0 | 0 | 20 | 2027-07 | 10014011760 | General Industrial and Special Industrial Groups | 1649 | C | Natural Gas | 3 |  | Heating and Natural Ventilation | 2023-06-16 |  | 1 | FALSE | 53.0991 | -2.4845 | SPM-CREWE_T1 | 2660334000;7594824000;4699380000 | SP Energy Networks open data (API key): NDP SPM primary-group polygons + Capacity Heatmaps Information Model SPM + LTDS appendices 3/6 + NSHR
2296 | 40 | AIRFIELD HOUSE UNIT 8 AND 3B, AIRFIELD ROAD | NANTWICH | CW5 6LQ | Cheshire East |  | Warehouse And Premises | industrial | 1 | 9728.75 | 104719 | GIA | 540000 | Acton T1 | inside-area | 4.8 | COPPENHALL GT1 / CREWE GT1 / CREWE GT2A / CREWE GT4A / RADWAY GREEN GT1 / RADWAY GREEN GT2 / WHITCHURCH GT2 | CELLARHEAD | SPM | -3.2 | bsp | 2.399 | Green | 7.5 | 4.667 | thermal | 0.4 | 1 | 0 | 1.4 | 2.2 | COPPENHALL GT1 / CREWE GT1 / CREWE GT2A / CREWE GT4A / RADWAY GREEN GT1 / RADWAY GREEN GT2 / WHITCHURCH GT2 | -3.1663 | RED | 0 |  |  | 0 | 0 | 0 | 7.5 |  |  |  |  | Green (Over 5% headroom) | 0 | 0 | 15.46 | 243 | 11 | 623411 | [9 empty] | Frodsham | CELLARHEAD | 5 | 1680 | 1680 | 0 | 0 | 20 | 2027-07 | 10095630189 | B8 Storage or Distribution | 5605 | A | LPG | 5 |  | Heating and Mechanical Ventilation | 2021-09-09 |  | 0.67 | FALSE | 53.1122 | -2.5937 | SPM-ACTON_T1 | 15049673000 | SP Energy Networks open data (API key): NDP SPM primary-group polygons + Capacity Heatmaps Information Model SPM + LTDS appendices 3/6 + NSHR
2297 | 40 | WAREHOUSE ONE DISTRIBUTION, WESTON ROAD | CREWE | CW1 6BW | Cheshire East |  | Warehouse And Premises | industrial | 1 | 8842.1 | 95175 | GIA | 545000 | Br Station T1 / Duchy Rd T1 / Electra Way T1 / Midland Rollmakers T1A / North Western Mills T1 | inside-area | 0.17 | COPPENHALL GT1 / CREWE GT1 / CREWE GT2A / CREWE GT4A / RADWAY GREEN GT1 / RADWAY GREEN GT2 / WHITCHURCH GT2 | CELLARHEAD | SPM | -3.2 | bsp | 12.265 | Green | 37.5 | 25.235 | thermal | 0 | 0 | 0 | 0 | 9.4 | COPPENHALL GT1 / CREWE GT1 / CREWE GT2A / CREWE GT4A / RADWAY GREEN GT1 / RADWAY GREEN GT2 / WHITCHURCH GT2 | -3.1663 | RED | 0 |  |  | 0 | 0 | 0 | 37.5 |  |  |  |  | Green (Over 5% headroom) | 0 | 0 | 14.05 | 221 | 82 | 6045042 | [9 empty] | Frodsham | CELLARHEAD | 5 | 1680 | 1680 | 0 | 0 | 20 | 2027-07 | [12 empty] | 53.0838 | -2.4261 | SPM-BR_STATION_T1_DUCHY_RD_T1_ELECTRA_WAY_T1_MIDLAND_ROLLMAKERS_ | 11297853000 | SP Energy Networks open data (API key): NDP SPM primary-group polygons + Capacity Heatmaps Information Model SPM + LTDS appendices 3/6 + NSHR
2298 | 40 | DESCH PLANTPAK LTD, EATON BANK | CONGLETON | CW12 1HD | Cheshire East |  | Factory And Premises | industrial | 1 | 8405.52 | 90476 | GIA | 315000 | Smallwood T1 | nearest-substation | 5.51 | COPPENHALL GT1 / CREWE GT1 / CREWE GT2A / CREWE GT4A / RADWAY GREEN GT1 / RADWAY GREEN GT2 / WHITCHURCH GT2 | CELLARHEAD | SPM | -3.2 | bsp | 1.982 | Green | 7.5 | 5.43 | thermal | 0.1 | 0.1 | 0.2 | 0.2 | 1.4 | COPPENHALL GT1 / CREWE GT1 / CREWE GT2A / CREWE GT4A / RADWAY GREEN GT1 / RADWAY GREEN GT2 / WHITCHURCH GT2 | -3.1663 | RED | 0 |  |  | 0 | 0 | 0 | 7.5 |  |  |  |  | Green (Over 5% headroom) | 0 | 0 | 13.36 | 504 | 61 | 2082500 | [9 empty] | Fiddlers Ferry | CELLARHEAD | 5 | 1680 | 1680 | 0 | 0 | 20 | 2027-07 | [12 empty] | 53.1719 | -2.2039 | SPM-SMALLWOOD_T1 | 7595038000 | SP Energy Networks open data (API key): NDP SPM primary-group polygons + Capacity Heatmaps Information Model SPM + LTDS appendices 3/6 + NSHR
2299 | 40 | NEW PRIMEBAKE LTD, WHITCHURCH ROAD | NANTWICH | CW5 8DL | Cheshire East |  | Factory And Premises | industrial | 1 | 8384.05 | 90245 | GIA | 305000 | Newhall T1 / Newhall T2 | inside-area | 0.61 | COPPENHALL GT1 / CREWE GT1 / CREWE GT2A / CREWE GT4A / RADWAY GREEN GT1 / RADWAY GREEN GT2 / WHITCHURCH GT2 | CELLARHEAD | SPM | -3.2 | bsp | 4.934 | Green | 10 | 4.928 | thermal | 0.3 | 0 | 0 | 0.3 | 4.8 | COPPENHALL GT1 / CREWE GT1 / CREWE GT2A / CREWE GT4A / RADWAY GREEN GT1 / RADWAY GREEN GT2 / WHITCHURCH GT2 | -3.1663 | RED | 0 |  |  | 0 | 0 | 0 | 10 |  |  |  |  | Green (Over 5% headroom) | 0 | 0 | 13.32 | 503 | 1 | 14644 | [9 empty] | Frodsham | CELLARHEAD | 5 | 1680 | 1680 | 0 | 0 | 20 | 2027-07 | [12 empty] | 53.0046 | -2.5841 | SPM-NEWHALL_T1_NEWHALL_T2 | 360632133 | SP Energy Networks open data (API key): NDP SPM primary-group polygons + Capacity Heatmaps Information Model SPM + LTDS appendices 3/6 + NSHR
2300 | 40 | THE RAILWAY EXCHANGE, WESTON ROAD | CREWE | CW1 6AA | Cheshire East |  | Warehouse And Premises | industrial | 1 | 8045.21 | 86598 | GIA | 302500 | Br Station T1 / Duchy Rd T1 / Electra Way T1 / Midland Rollmakers T1A / North Western Mills T1 | inside-area | 0.47 | COPPENHALL GT1 / CREWE GT1 / CREWE GT2A / CREWE GT4A / RADWAY GREEN GT1 / RADWAY GREEN GT2 / WHITCHURCH GT2 | CELLARHEAD | SPM | -3.2 | bsp | 12.265 | Green | 37.5 | 25.235 | thermal | 0 | 0 | 0 | 0 | 9.4 | COPPENHALL GT1 / CREWE GT1 / CREWE GT2A / CREWE GT4A / RADWAY GREEN GT1 / RADWAY GREEN GT2 / WHITCHURCH GT2 | -3.1663 | RED | 0 |  |  | 0 | 0 | 0 | 37.5 |  |  |  |  | Green (Over 5% headroom) | 0 | 0 | 12.78 | 201 | 82 | 6053619 | [9 empty] | Frodsham | CELLARHEAD | 5 | 1680 | 1680 | 0 | 0 | 20 | 2027-07 | 10093782212 | Storage or Distribution | 9050 | C | Grid Supplied Electricity | 3 | 2 | Heating and Natural Ventilation | 2024-09-04 |  | 1 | FALSE | 53.0881 | -2.4304 | SPM-BR_STATION_T1_DUCHY_RD_T1_ELECTRA_WAY_T1_MIDLAND_ROLLMAKERS_ | 11000306000 | SP Energy Networks open data (API key): NDP SPM primary-group polygons + Capacity Heatmaps Information Model SPM + LTDS appendices 3/6 + NSHR
2301 | 40 | MORLEY DRIVE | CONGLETON | CW12 3LE | Cheshire East | JOHN MORLEY (IMPORTERS) LTD | Warehouse And Premises | industrial | 1 | 7828.66 | 84267 | GIA | 213000 | Smallwood T1 | nearest-substation | 5.6 | COPPENHALL GT1 / CREWE GT1 / CREWE GT2A / CREWE GT4A / RADWAY GREEN GT1 / RADWAY GREEN GT2 / WHITCHURCH GT2 | CELLARHEAD | SPM | -3.2 | bsp | 1.982 | Green | 7.5 | 5.43 | thermal | 0.1 | 0.1 | 0.2 | 0.2 | 1.4 | COPPENHALL GT1 / CREWE GT1 / CREWE GT2A / CREWE GT4A / RADWAY GREEN GT1 / RADWAY GREEN GT2 / WHITCHURCH GT2 | -3.1663 | RED | 0 |  |  | 0 | 0 | 0 | 7.5 |  |  |  |  | Green (Over 5% headroom) | 0 | 0 | 12.44 | 196 | 61 | 2088709 | [9 empty] | Fiddlers Ferry | CELLARHEAD | 5 | 1680 | 1680 | 0 | 0 | 20 | 2027-07 | [12 empty] | 53.1571 | -2.1915 | SPM-SMALLWOOD_T1 | 50575133 | SP Energy Networks open data (API key): NDP SPM primary-group polygons + Capacity Heatmaps Information Model SPM + LTDS appendices 3/6 + NSHR
2302 | 40 | UNITS 11 & 12, WESTON BUSINESS PARK, MAIN ROAD | CREWE | CW2 5ND | Cheshire East |  | Warehouse And Premises | industrial | 2 | 7637.8 | 82213 | GIA | 468000 | Weston T1 | inside-area | 1.56 | COPPENHALL GT1 / CREWE GT1 / CREWE GT2A / CREWE GT4A / RADWAY GREEN GT1 / RADWAY GREEN GT2 / WHITCHURCH GT2 | CELLARHEAD | SPM | -3.2 | bsp | 2.657 | Green | 10 | 7.343 | thermal | 0 | 0 | 0 | 0 | 0.9 | COPPENHALL GT1 / CREWE GT1 / CREWE GT2A / CREWE GT4A / RADWAY GREEN GT1 / RADWAY GREEN GT2 / WHITCHURCH GT2 | -3.1663 | RED | 0 |  |  | 0 | 0 | 0 | 10 |  |  |  |  | Green (Over 5% headroom) | 0 | 0 | 12.14 | 191 | 8 | 518602 | [9 empty] | Frodsham | CELLARHEAD | 5 | 1680 | 1680 | 0 | 0 | 20 | 2027-07 | [12 empty] | 53.0596 | -2.4015 | SPM-WESTON_T1 | 15154604000;15067496000 | SP Energy Networks open data (API key): NDP SPM primary-group polygons + Capacity Heatmaps Information Model SPM + LTDS appendices 3/6 + NSHR
2303 | 40 | DAVID WOOD BAKING LTD AT, FIELDS ROAD | STOKE-ON-TRENT | ST7 2NA | Cheshire East |  | Factory And Premises | industrial | 2 | 7508.28 | 80818 | GIA | 227000 | Twyfords T1 | inside-area | 1 | COPPENHALL GT1 / CREWE GT1 / CREWE GT2A / CREWE GT4A / RADWAY GREEN GT1 / RADWAY GREEN GT2 / WHITCHURCH GT2 | CELLARHEAD | SPM | -3.2 | bsp | 3.08 | Green | 7.5 | 3.02 | thermal | 1.4 | 0 | 0 | 1.4 | 4 | COPPENHALL GT1 / CREWE GT1 / CREWE GT2A / CREWE GT4A / RADWAY GREEN GT1 / RADWAY GREEN GT2 / WHITCHURCH GT2 | -3.1663 | RED | 0 |  |  | 0 | 0 | 0 | 7.5 |  |  |  |  | Green (Over 5% headroom) | 0 | 0 | 11.93 | 450 | 6 | 519764 | [9 empty] | Frodsham | CELLARHEAD | 5 | 1680 | 1680 | 0 | 0 | 20 | 2027-07 | [12 empty] | 53.0958 | -2.3002 | SPM-TWYFORDS_T1 | 11830010000;11830010000 | SP Energy Networks open data (API key): NDP SPM primary-group polygons + Capacity Heatmaps Information Model SPM + LTDS appendices 3/6 + NSHR
2304 | 40 | WRIGHTS PIES (SHELTON) LTD, SECOND AVENUE | CREWE | CW1 6BZ | Cheshire East |  | Factory And Premises | industrial | 1 | 7418.2 | 79849 | GIA | 455000 | Br Station T1 / Duchy Rd T1 / Electra Way T1 / Midland Rollmakers T1A / North Western Mills T1 | inside-area | 0.49 | COPPENHALL GT1 / CREWE GT1 / CREWE GT2A / CREWE GT4A / RADWAY GREEN GT1 / RADWAY GREEN GT2 / WHITCHURCH GT2 | CELLARHEAD | SPM | -3.2 | bsp | 12.265 | Green | 37.5 | 25.235 | thermal | 0 | 0 | 0 | 0 | 9.4 | COPPENHALL GT1 / CREWE GT1 / CREWE GT2A / CREWE GT4A / RADWAY GREEN GT1 / RADWAY GREEN GT2 / WHITCHURCH GT2 | -3.1663 | RED | 0 |  |  | 0 | 0 | 0 | 37.5 |  |  |  |  | Green (Over 5% headroom) | 0 | 0 | 11.79 | 445 | 82 | 6060368 | [9 empty] | Frodsham | CELLARHEAD | 5 | 1680 | 1680 | 0 | 0 | 20 | 2027-07 | 100012596365 | Storage or Distribution | 3383 | C | Natural Gas | 3 |  | Heating and Natural Ventilation | 2025-09-30 |  | 0.5 | FALSE | 53.0873 | -2.4239 | SPM-BR_STATION_T1_DUCHY_RD_T1_ELECTRA_WAY_T1_MIDLAND_ROLLMAKERS_ | 9809994000 | SP Energy Networks open data (API key): NDP SPM primary-group polygons + Capacity Heatmaps Information Model SPM + LTDS appendices 3/6 + NSHR
2305 | 40 | WRIGHTS PIES LTD, WESTON ROAD | CREWE | CW1 6DD | Cheshire East |  | Warehouse And Premises | industrial | 1 | 7294.5 | 78517 | GIA | 327500 | Br Station T1 / Duchy Rd T1 / Electra Way T1 / Midland Rollmakers T1A / North Western Mills T1 | inside-area | 0.25 | COPPENHALL GT1 / CREWE GT1 / CREWE GT2A / CREWE GT4A / RADWAY GREEN GT1 / RADWAY GREEN GT2 / WHITCHURCH GT2 | CELLARHEAD | SPM | -3.2 | bsp | 12.265 | Green | 37.5 | 25.235 | thermal | 0 | 0 | 0 | 0 | 9.4 | COPPENHALL GT1 / CREWE GT1 / CREWE GT2A / CREWE GT4A / RADWAY GREEN GT1 / RADWAY GREEN GT2 / WHITCHURCH GT2 | -3.1663 | RED | 0 |  |  | 0 | 0 | 0 | 37.5 |  |  |  |  | Green (Over 5% headroom) | 0 | 0 | 11.59 | 182 | 82 | 6061700 | [9 empty] | Frodsham | CELLARHEAD | 5 | 1680 | 1680 | 0 | 0 | 20 | 2027-07 | [12 empty] | 53.0862 | -2.4277 | SPM-BR_STATION_T1_DUCHY_RD_T1_ELECTRA_WAY_T1_MIDLAND_ROLLMAKERS_ | 337777000 | SP Energy Networks open data (API key): NDP SPM primary-group polygons + Capacity Heatmaps Information Model SPM + LTDS appendices 3/6 + NSHR
2306 | 40 | NEWFIELD FABRICATIONS CO LTD, HALL LANE | SANDBACH | CW11 3TU | Cheshire East |  | Factory And Premises | industrial | 1 | 7158.14 | 77050 | GIA | 270000 | Fodens T1 | inside-area | 1.15 | COPPENHALL GT1 / CREWE GT1 / CREWE GT2A / CREWE GT4A / RADWAY GREEN GT1 / RADWAY GREEN GT2 / WHITCHURCH GT2 | CELLARHEAD | SPM | -3.2 | bsp | 2.645 | Green | 7.5 | 4.855 | thermal | 0 | 0.7 | 0 | 0.7 | 1.6 | COPPENHALL GT1 / CREWE GT1 / CREWE GT2A / CREWE GT4A / RADWAY GREEN GT1 / RADWAY GREEN GT2 / WHITCHURCH GT2 | -3.1663 | RED | 0 |  |  | 0 | 0 | 0 | 7.5 |  |  |  |  | Green (Over 5% headroom) | 0 | 0 | 11.38 | 429 | 14 | 412236 | [9 empty] | Frodsham | CELLARHEAD | 5 | 1680 | 1680 | 0 | 0 | 20 | 2027-07 | 100012597618 | B2 to B7 General Industrial and Special Industrial Groups | 6663 | C | Natural Gas | 3 |  | Heating and Mechanical Ventilation | 2020-02-05 |  | 1 | FALSE | 53.1389 | -2.4047 | SPM-FODENS_T1 | 360610133 | SP Energy Networks open data (API key): NDP SPM primary-group polygons + Capacity Heatmaps Information Model SPM + LTDS appendices 3/6 + NSHR
2307 | 40 | UNIT 10 ALLIANCE HOUSE, MARSHFIELD BANK, MIDDLEWICH ROAD | CREWE | CW2 8UY | Cheshire East |  | Warehouse And Premises | industrial | 1 | 7153.58 | 77000 | GIA | 410000 | Crewe T1 | inside-area | 0.48 | COPPENHALL GT1 / CREWE GT1 / CREWE GT2A / CREWE GT4A / RADWAY GREEN GT1 / RADWAY GREEN GT2 / WHITCHURCH GT2 | CELLARHEAD | SPM | -3.2 | bsp | 2.457 | Green | 7.5 | 5.043 | thermal | 0 | 0 | 0 | 0 | 1.7 | COPPENHALL GT1 / CREWE GT1 / CREWE GT2A / CREWE GT4A / RADWAY GREEN GT1 / RADWAY GREEN GT2 / WHITCHURCH GT2 | -3.1663 | RED | 0 |  |  | 0 | 0 | 0 | 7.5 |  |  |  |  | Green (Over 5% headroom) | 0 | 0 | 11.37 | 179 | 9 | 329798 | [9 empty] | Frodsham | CELLARHEAD | 5 | 1680 | 1680 | 0 | 0 | 20 | 2027-07 | 10094308088 | B8 Storage or Distribution | 7212 | C | Natural Gas | 3 | 1 | Heating and Mechanical Ventilation | 2014-05-29 |  | 0.75 | FALSE | 53.0991 | -2.4845 | SPM-CREWE_T1 | 2796124000 | SP Energy Networks open data (API key): NDP SPM primary-group polygons + Capacity Heatmaps Information Model SPM + LTDS appendices 3/6 + NSHR
2308 | 40 | TANDOM METALLURGICAL GROUP LTD, RADNOR PARK INDUSTRIAL ESTATE | CONGLETON | CW12 4XE | Cheshire East |  | Factory And Premises | industrial | 1 | 6850 | 73733 | GIA | 342500 | Smallwood T1 | nearest-substation | 3.86 | COPPENHALL GT1 / CREWE GT1 / CREWE GT2A / CREWE GT4A / RADWAY GREEN GT1 / RADWAY GREEN GT2 / WHITCHURCH GT2 | CELLARHEAD | SPM | -3.2 | bsp | 1.982 | Green | 7.5 | 5.43 | thermal | 0.1 | 0.1 | 0.2 | 0.2 | 1.4 | COPPENHALL GT1 / CREWE GT1 / CREWE GT2A / CREWE GT4A / RADWAY GREEN GT1 / RADWAY GREEN GT2 / WHITCHURCH GT2 | -3.1663 | RED | 0 |  |  | 0 | 0 | 0 | 7.5 |  |  |  |  | Green (Over 5% headroom) | 0 | 0 | 10.89 | 411 | 61 | 2099243 | [9 empty] | Fiddlers Ferry | CELLARHEAD | 5 | 1680 | 1680 | 0 | 0 | 20 | 2027-07 | [12 empty] | 53.1671 | -2.229 | SPM-SMALLWOOD_T1 | 10158281000 | SP Energy Networks open data (API key): NDP SPM primary-group polygons + Capacity Heatmaps Information Model SPM + LTDS appendices 3/6 + NSHR
2309 | 40 | BUILDING 19 CREWE HALL ENTERPRISE PARK, WESTON ROAD | CREWE | CW1 6UL | Cheshire East |  | Factory And Premises | industrial | 1 | 6836.2 | 73584 | GIA | 372500 | Br Station T1 / Duchy Rd T1 / Electra Way T1 / Midland Rollmakers T1A / North Western Mills T1 | inside-area | 1.99 | COPPENHALL GT1 / CREWE GT1 / CREWE GT2A / CREWE GT4A / RADWAY GREEN GT1 / RADWAY GREEN GT2 / WHITCHURCH GT2 | CELLARHEAD | SPM | -3.2 | bsp | 12.265 | Green | 37.5 | 25.235 | thermal | 0 | 0 | 0 | 0 | 9.4 | COPPENHALL GT1 / CREWE GT1 / CREWE GT2A / CREWE GT4A / RADWAY GREEN GT1 / RADWAY GREEN GT2 / WHITCHURCH GT2 | -3.1663 | RED | 0 |  |  | 0 | 0 | 0 | 37.5 |  |  |  |  | Green (Over 5% headroom) | 0 | 0 | 10.86 | 410 | 82 | 6066633 | [9 empty] | Frodsham | CELLARHEAD | 5 | 1680 | 1680 | 0 | 0 | 20 | 2027-07 | 10097270678 | General Industrial and Special Industrial Groups | 6610 | E | Oil | 4 |  | Heating and Natural Ventilation | 2024-07-05 |  | 1 | FALSE | 53.0826 | -2.399 | SPM-BR_STATION_T1_DUCHY_RD_T1_ELECTRA_WAY_T1_MIDLAND_ROLLMAKERS_ | 384901133 | SP Energy Networks open data (API key): NDP SPM primary-group polygons + Capacity Heatmaps Information Model SPM + LTDS appendices 3/6 + NSHR
2310 | 40 | FAYREFIELD HOUSE, MARSHFIELD BANK INDUSTRIAL ESTATE, MIDDLEWICH ROAD | CREWE | CW2 8UY | Cheshire East |  | Warehouse And Premises | industrial | 1 | 6762.4 | 72790 | GIA | 412500 | Crewe T1 | inside-area | 0.48 | COPPENHALL GT1 / CREWE GT1 / CREWE GT2A / CREWE GT4A / RADWAY GREEN GT1 / RADWAY GREEN GT2 / WHITCHURCH GT2 | CELLARHEAD | SPM | -3.2 | bsp | 2.457 | Green | 7.5 | 5.043 | thermal | 0 | 0 | 0 | 0 | 1.7 | COPPENHALL GT1 / CREWE GT1 / CREWE GT2A / CREWE GT4A / RADWAY GREEN GT1 / RADWAY GREEN GT2 / WHITCHURCH GT2 | -3.1663 | RED | 0 |  |  | 0 | 0 | 0 | 7.5 |  |  |  |  | Green (Over 5% headroom) | 0 | 0 | 10.75 | 169 | 9 | 334008 | [9 empty] | Frodsham | CELLARHEAD | 5 | 1680 | 1680 | 0 | 0 | 20 | 2027-07 | 10023727647 | B8 Storage or Distribution | 3402 | C | Natural Gas | 3 |  | Air Conditioning | 2012-11-06 |  | 0.67 | FALSE | 53.0991 | -2.4845 | SPM-CREWE_T1 | 8405288000 | SP Energy Networks open data (API key): NDP SPM primary-group polygons + Capacity Heatmaps Information Model SPM + LTDS appendices 3/6 + NSHR
2311 | 40 | BOUX AVENUE, SAVOY ROAD | CREWE | CW1 6NA | Cheshire East |  | Warehouse And Premises | industrial | 1 | 6719.7 | 72330 | GIA | 246000 | Br Station T1 / Duchy Rd T1 / Electra Way T1 / Midland Rollmakers T1A / North Western Mills T1 | inside-area | 0.77 | COPPENHALL GT1 / CREWE GT1 / CREWE GT2A / CREWE GT4A / RADWAY GREEN GT1 / RADWAY GREEN GT2 / WHITCHURCH GT2 | CELLARHEAD | SPM | -3.2 | bsp | 12.265 | Green | 37.5 | 25.235 | thermal | 0 | 0 | 0 | 0 | 9.4 | COPPENHALL GT1 / CREWE GT1 / CREWE GT2A / CREWE GT4A / RADWAY GREEN GT1 / RADWAY GREEN GT2 / WHITCHURCH GT2 | -3.1663 | RED | 0 |  |  | 0 | 0 | 0 | 37.5 |  |  |  |  | Green (Over 5% headroom) | 0 | 0 | 10.68 | 168 | 82 | 6067887 | [9 empty] | Frodsham | CELLARHEAD | 5 | 1680 | 1680 | 0 | 0 | 20 | 2027-07 | 200002835818 | Storage or Distribution | 10909 | C | Natural Gas | 3 |  | Air Conditioning | 2022-08-25 |  | 0.5 | FALSE | 53.0804 | -2.4189 | SPM-BR_STATION_T1_DUCHY_RD_T1_ELECTRA_WAY_T1_MIDLAND_ROLLMAKERS_ | 11330366000 | SP Energy Networks open data (API key): NDP SPM primary-group polygons + Capacity Heatmaps Information Model SPM + LTDS appendices 3/6 + NSHR
2312 | 40 | LOCOMOTIVE STORAGE CREWE DIESEL DEPOT, NANTWICH ROAD | CREWE | CW2 6GT | Cheshire East |  | Workshop And Premises | industrial | 1 | 6633.52 | 71403 | GIA | 147000 | Br Station T1 / Duchy Rd T1 / Electra Way T1 / Midland Rollmakers T1A / North Western Mills T1 | inside-area | 0.23 | COPPENHALL GT1 / CREWE GT1 / CREWE GT2A / CREWE GT4A / RADWAY GREEN GT1 / RADWAY GREEN GT2 / WHITCHURCH GT2 | CELLARHEAD | SPM | -3.2 | bsp | 12.265 | Green | 37.5 | 25.235 | thermal | 0 | 0 | 0 | 0 | 9.4 | COPPENHALL GT1 / CREWE GT1 / CREWE GT2A / CREWE GT4A / RADWAY GREEN GT1 / RADWAY GREEN GT2 / WHITCHURCH GT2 | -3.1663 | RED | 0 |  |  | 0 | 0 | 0 | 37.5 |  |  |  |  | Green (Over 5% headroom) | 0 | 0 | 10.54 | 299 | 82 | 6068814 | [9 empty] | Frodsham | CELLARHEAD | 5 | 1680 | 1680 | 0 | 0 | 20 | 2027-07 | [12 empty] | 53.0849 | -2.4319 | SPM-BR_STATION_T1_DUCHY_RD_T1_ELECTRA_WAY_T1_MIDLAND_ROLLMAKERS_ | 12580219000 | SP Energy Networks open data (API key): NDP SPM primary-group polygons + Capacity Heatmaps Information Model SPM + LTDS appendices 3/6 + NSHR
2313 | 40 | BUILDING 24, CREWE HALL ENTERPRISE PARK, WESTON ROAD | CREWE | CW1 1UB | Cheshire East |  | Factory And Premises | industrial | 1 | 6479.37 | 69743 | GIA | 362500 | Br Station T1 / Duchy Rd T1 / Electra Way T1 / Midland Rollmakers T1A / North Western Mills T1 | inside-area | 1.93 | COPPENHALL GT1 / CREWE GT1 / CREWE GT2A / CREWE GT4A / RADWAY GREEN GT1 / RADWAY GREEN GT2 / WHITCHURCH GT2 | CELLARHEAD | SPM | -3.2 | bsp | 12.265 | Green | 37.5 | 25.235 | thermal | 0 | 0 | 0 | 0 | 9.4 | COPPENHALL GT1 / CREWE GT1 / CREWE GT2A / CREWE GT4A / RADWAY GREEN GT1 / RADWAY GREEN GT2 / WHITCHURCH GT2 | -3.1663 | RED | 0 |  |  | 0 | 0 | 0 | 37.5 |  |  |  |  | Green (Over 5% headroom) | 0 | 0 | 10.3 | 389 | 82 | 6070474 | [9 empty] | Frodsham | CELLARHEAD | 5 | 1680 | 1680 | 0 | 0 | 20 | 2027-07 | [12 empty] | 53.0818 | -2.4001 | SPM-BR_STATION_T1_DUCHY_RD_T1_ELECTRA_WAY_T1_MIDLAND_ROLLMAKERS_ | 1214810000 | SP Energy Networks open data (API key): NDP SPM primary-group polygons + Capacity Heatmaps Information Model SPM + LTDS appendices 3/6 + NSHR
2314 | 40 | COPELAND & CRADDOCK LTD, HARGREAVES WORKS, BACK LANE | CONGLETON | CW12 4PX | Cheshire East |  | Factory And Premises | industrial | 1 | 6398.8 | 68876 | GIA | 150000 | Smallwood T1 | nearest-substation | 3.91 | COPPENHALL GT1 / CREWE GT1 / CREWE GT2A / CREWE GT4A / RADWAY GREEN GT1 / RADWAY GREEN GT2 / WHITCHURCH GT2 | CELLARHEAD | SPM | -3.2 | bsp | 1.982 | Green | 7.5 | 5.43 | thermal | 0.1 | 0.1 | 0.2 | 0.2 | 1.4 | COPPENHALL GT1 / CREWE GT1 / CREWE GT2A / CREWE GT4A / RADWAY GREEN GT1 / RADWAY GREEN GT2 / WHITCHURCH GT2 | -3.1663 | RED | 0 |  |  | 0 | 0 | 0 | 7.5 |  |  |  |  | Green (Over 5% headroom) | 0 | 0 | 10.17 | 384 | 61 | 2104100 | [9 empty] | Fiddlers Ferry | CELLARHEAD | 5 | 1680 | 1680 | 0 | 0 | 20 | 2027-07 | [12 empty] | 53.169 | -2.2308 | SPM-SMALLWOOD_T1 | 7595054000 | SP Energy Networks open data (API key): NDP SPM primary-group polygons + Capacity Heatmaps Information Model SPM + LTDS appendices 3/6 + NSHR
2315 | 40 | LOGTEK BUILDING, SAVOY ROAD | CREWE | CW1 6NA | Cheshire East |  | Warehouse And Premises | industrial | 1 | 6388 | 68760 | GIA | 385000 | Br Station T1 / Duchy Rd T1 / Electra Way T1 / Midland Rollmakers T1A / North Western Mills T1 | inside-area | 0.77 | COPPENHALL GT1 / CREWE GT1 / CREWE GT2A / CREWE GT4A / RADWAY GREEN GT1 / RADWAY GREEN GT2 / WHITCHURCH GT2 | CELLARHEAD | SPM | -3.2 | bsp | 12.265 | Green | 37.5 | 25.235 | thermal | 0 | 0 | 0 | 0 | 9.4 | COPPENHALL GT1 / CREWE GT1 / CREWE GT2A / CREWE GT4A / RADWAY GREEN GT1 / RADWAY GREEN GT2 / WHITCHURCH GT2 | -3.1663 | RED | 0 |  |  | 0 | 0 | 0 | 37.5 |  |  |  |  | Green (Over 5% headroom) | 0 | 0 | 10.15 | 160 | 82 | 6071457 | [9 empty] | Frodsham | CELLARHEAD | 5 | 1680 | 1680 | 0 | 0 | 20 | 2027-07 | 200002835818 | Storage or Distribution | 10909 | C | Natural Gas | 3 |  | Air Conditioning | 2022-08-25 |  | 0.5 | FALSE | 53.0804 | -2.4189 | SPM-BR_STATION_T1_DUCHY_RD_T1_ELECTRA_WAY_T1_MIDLAND_ROLLMAKERS_ | 7970951000 | SP Energy Networks open data (API key): NDP SPM primary-group polygons + Capacity Heatmaps Information Model SPM + LTDS appendices 3/6 + NSHR
2316 | 40 | CARDWAY CARTONS LTD, CARDWAY BUSINESS PARK, LINLEY LANE | STOKE-ON-TRENT | ST7 2UJ | Cheshire East |  | Workshop And Premises | industrial | 1 | 5668.88 | 61019 | GIA | 190000 | Twyfords T1 | inside-area | 0.13 | COPPENHALL GT1 / CREWE GT1 / CREWE GT2A / CREWE GT4A / RADWAY GREEN GT1 / RADWAY GREEN GT2 / WHITCHURCH GT2 | CELLARHEAD | SPM | -3.2 | bsp | 3.08 | Green | 7.5 | 3.02 | thermal | 1.4 | 0 | 0 | 1.4 | 4 | COPPENHALL GT1 / CREWE GT1 / CREWE GT2A / CREWE GT4A / RADWAY GREEN GT1 / RADWAY GREEN GT2 / WHITCHURCH GT2 | -3.1663 | RED | 0 |  |  | 0 | 0 | 0 | 7.5 |  |  |  |  | Green (Over 5% headroom) | 0 | 0 | 9.01 | 255 | 6 | 539563 | [9 empty] | Frodsham | CELLARHEAD | 5 | 1680 | 1680 | 0 | 0 | 20 | 2027-07 | [12 empty] | 53.0942 | -2.2836 | SPM-TWYFORDS_T1 | 12180326000 | SP Energy Networks open data (API key): NDP SPM primary-group polygons + Capacity Heatmaps Information Model SPM + LTDS appendices 3/6 + NSHR
2317 | 40 | UNITED PHOSPHOROUS, HALL LANE | SANDBACH | CW11 3QQ | Cheshire East |  | Warehouse And Premises | industrial | 1 | 5545.2 | 59688 | GIA | 184000 | Fodens T1 | inside-area | 1.14 | COPPENHALL GT1 / CREWE GT1 / CREWE GT2A / CREWE GT4A / RADWAY GREEN GT1 / RADWAY GREEN GT2 / WHITCHURCH GT2 | CELLARHEAD | SPM | -3.2 | bsp | 2.645 | Green | 7.5 | 4.855 | thermal | 0 | 0.7 | 0 | 0.7 | 1.6 | COPPENHALL GT1 / CREWE GT1 / CREWE GT2A / CREWE GT4A / RADWAY GREEN GT1 / RADWAY GREEN GT2 / WHITCHURCH GT2 | -3.1663 | RED | 0 |  |  | 0 | 0 | 0 | 7.5 |  |  |  |  | Green (Over 5% headroom) | 0 | 0 | 8.81 | 139 | 14 | 429598 | [9 empty] | Frodsham | CELLARHEAD | 5 | 1680 | 1680 | 0 | 0 | 20 | 2027-07 | [12 empty] | 53.1384 | -2.4039 | SPM-FODENS_T1 | 366332133 | SP Energy Networks open data (API key): NDP SPM primary-group polygons + Capacity Heatmaps Information Model SPM + LTDS appendices 3/6 + NSHR
2318 | 40 | MORNING FOODS LTD, THIRD AVENUE | CREWE | CW1 6XU | Cheshire East |  | Warehouse And Premises | industrial | 1 | 5495.25 | 59150 | GIA | 350000 | Br Station T1 / Duchy Rd T1 / Electra Way T1 / Midland Rollmakers T1A / North Western Mills T1 | inside-area | 0.59 | COPPENHALL GT1 / CREWE GT1 / CREWE GT2A / CREWE GT4A / RADWAY GREEN GT1 / RADWAY GREEN GT2 / WHITCHURCH GT2 | CELLARHEAD | SPM | -3.2 | bsp | 12.265 | Green | 37.5 | 25.235 | thermal | 0 | 0 | 0 | 0 | 9.4 | COPPENHALL GT1 / CREWE GT1 / CREWE GT2A / CREWE GT4A / RADWAY GREEN GT1 / RADWAY GREEN GT2 / WHITCHURCH GT2 | -3.1663 | RED | 0 |  |  | 0 | 0 | 0 | 37.5 |  |  |  |  | Green (Over 5% headroom) | 0 | 0 | 8.73 | 137 | 82 | 6081067 | [9 empty] | Frodsham | CELLARHEAD | 5 | 1680 | 1680 | 0 | 0 | 20 | 2027-07 | [12 empty] | 53.0877 | -2.4223 | SPM-BR_STATION_T1_DUCHY_RD_T1_ELECTRA_WAY_T1_MIDLAND_ROLLMAKERS_ | 7680415000 | SP Energy Networks open data (API key): NDP SPM primary-group polygons + Capacity Heatmaps Information Model SPM + LTDS appendices 3/6 + NSHR
2319 | 40 | SWANSWAY GARAGES LTD, WESTON ROAD | CREWE | CW1 6JS | Cheshire East |  | Workshop And Premises | industrial | 1 | 5436.3 | 58516 | GIA | 237000 | Br Station T1 / Duchy Rd T1 / Electra Way T1 / Midland Rollmakers T1A / North Western Mills T1 | inside-area | 0.48 | COPPENHALL GT1 / CREWE GT1 / CREWE GT2A / CREWE GT4A / RADWAY GREEN GT1 / RADWAY GREEN GT2 / WHITCHURCH GT2 | CELLARHEAD | SPM | -3.2 | bsp | 12.265 | Green | 37.5 | 25.235 | thermal | 0 | 0 | 0 | 0 | 9.4 | COPPENHALL GT1 / CREWE GT1 / CREWE GT2A / CREWE GT4A / RADWAY GREEN GT1 / RADWAY GREEN GT2 / WHITCHURCH GT2 | -3.1663 | RED | 0 |  |  | 0 | 0 | 0 | 37.5 |  |  |  |  | Green (Over 5% headroom) | 0 | 0 | 8.64 | 245 | 82 | 6081701 | [9 empty] | Frodsham | CELLARHEAD | 5 | 1680 | 1680 | 0 | 0 | 20 | 2027-07 | [12 empty] | 53.0883 | -2.4282 | SPM-BR_STATION_T1_DUCHY_RD_T1_ELECTRA_WAY_T1_MIDLAND_ROLLMAKERS_ | 9358670000 | SP Energy Networks open data (API key): NDP SPM primary-group polygons + Capacity Heatmaps Information Model SPM + LTDS appendices 3/6 + NSHR
2320 | 40 | PULSE FITNESS LTD RADNOR PARK, GREENFIELD ROAD | CONGLETON | CW12 4YA | Cheshire East |  | Warehouse And Premises | industrial | 1 | 5351.78 | 57606 | GIA | 225000 | Smallwood T1 | nearest-substation | 3.86 | COPPENHALL GT1 / CREWE GT1 / CREWE GT2A / CREWE GT4A / RADWAY GREEN GT1 / RADWAY GREEN GT2 / WHITCHURCH GT2 | CELLARHEAD | SPM | -3.2 | bsp | 1.982 | Green | 7.5 | 5.43 | thermal | 0.1 | 0.1 | 0.2 | 0.2 | 1.4 | COPPENHALL GT1 / CREWE GT1 / CREWE GT2A / CREWE GT4A / RADWAY GREEN GT1 / RADWAY GREEN GT2 / WHITCHURCH GT2 | -3.1663 | RED | 0 |  |  | 0 | 0 | 0 | 7.5 |  |  |  |  | Green (Over 5% headroom) | 0 | 0 | 8.5 | 134 | 61 | 2115370 | [9 empty] | Fiddlers Ferry | CELLARHEAD | 5 | 1680 | 1680 | 0 | 0 | 20 | 2027-07 | [12 empty] | 53.1681 | -2.2304 | SPM-SMALLWOOD_T1 | 8928704000 | SP Energy Networks open data (API key): NDP SPM primary-group polygons + Capacity Heatmaps Information Model SPM + LTDS appendices 3/6 + NSHR
2321 | 40 | DAIRYGOLD FOOD INGREDIENTS UK LTD, LANCASTER FIELDS | CREWE | CW1 6FU | Cheshire East |  | Chill Store, Warehouse And Premises | industrial | 1 | 5327.4 | 57344 | GIA | 300000 | Br Station T1 / Duchy Rd T1 / Electra Way T1 / Midland Rollmakers T1A / North Western Mills T1 | inside-area | 0.87 | COPPENHALL GT1 / CREWE GT1 / CREWE GT2A / CREWE GT4A / RADWAY GREEN GT1 / RADWAY GREEN GT2 / WHITCHURCH GT2 | CELLARHEAD | SPM | -3.2 | bsp | 12.265 | Green | 37.5 | 25.235 | thermal | 0 | 0 | 0 | 0 | 9.4 | COPPENHALL GT1 / CREWE GT1 / CREWE GT2A / CREWE GT4A / RADWAY GREEN GT1 / RADWAY GREEN GT2 / WHITCHURCH GT2 | -3.1663 | RED | 0 |  |  | 0 | 0 | 0 | 37.5 |  |  |  |  | Green (Over 5% headroom) | 0 | 0 | 8.47 | 133 | 82 | 6082873 | [9 empty] | Frodsham | CELLARHEAD | 5 | 1680 | 1680 | 0 | 0 | 20 | 2027-07 | [12 empty] | 53.0895 | -2.4195 | SPM-BR_STATION_T1_DUCHY_RD_T1_ELECTRA_WAY_T1_MIDLAND_ROLLMAKERS_ | 14627834000 | SP Energy Networks open data (API key): NDP SPM primary-group polygons + Capacity Heatmaps Information Model SPM + LTDS appendices 3/6 + NSHR
2322 | 40 | ELMBANK HOUSE, LODGE ROAD | SANDBACH | CW11 3HP | Cheshire East |  | Warehouse And Premises | industrial | 1 | 5167.59 | 55623 | GIA | 195000 | Fodens T1 | inside-area | 0.74 | COPPENHALL GT1 / CREWE GT1 / CREWE GT2A / CREWE GT4A / RADWAY GREEN GT1 / RADWAY GREEN GT2 / WHITCHURCH GT2 | CELLARHEAD | SPM | -3.2 | bsp | 2.645 | Green | 7.5 | 4.855 | thermal | 0 | 0.7 | 0 | 0.7 | 1.6 | COPPENHALL GT1 / CREWE GT1 / CREWE GT2A / CREWE GT4A / RADWAY GREEN GT1 / RADWAY GREEN GT2 / WHITCHURCH GT2 | -3.1663 | RED | 0 |  |  | 0 | 0 | 0 | 7.5 |  |  |  |  | Green (Over 5% headroom) | 0 | 0 | 8.21 | 129 | 14 | 433663 | [9 empty] | Frodsham | CELLARHEAD | 5 | 1680 | 1680 | 0 | 0 | 20 | 2027-07 | 100012597782 | Storage or Distribution | 6948 | B | Grid Supplied Electricity | 3 |  | Heating and Natural Ventilation | 2025-01-21 |  | 1 | FALSE | 53.1393 | -2.3869 | SPM-FODENS_T1 | 11875899000 | SP Energy Networks open data (API key): NDP SPM primary-group polygons + Capacity Heatmaps Information Model SPM + LTDS appendices 3/6 + NSHR
2323 | 40 | TILCON (SOUTH) LTD, WEST AVENUE | STOKE-ON-TRENT | ST7 1TU | Newcastle Under Lyme |  | Factory And Premises | industrial | 1 | 5030.75 | 54150 | GIA | 172000 | Twyfords T1 | nearest-substation | 1.72 | COPPENHALL GT1 / CREWE GT1 / CREWE GT2A / CREWE GT4A / RADWAY GREEN GT1 / RADWAY GREEN GT2 / WHITCHURCH GT2 | CELLARHEAD | SPM | -3.2 | bsp | 3.08 | Green | 7.5 | 3.02 | thermal | 1.4 | 0 | 0 | 1.4 | 4 | COPPENHALL GT1 / CREWE GT1 / CREWE GT2A / CREWE GT4A / RADWAY GREEN GT1 / RADWAY GREEN GT2 / WHITCHURCH GT2 | -3.1663 | RED | 0 |  |  | 0 | 0 | 0 | 7.5 |  |  |  |  | Green (Over 5% headroom) | 0 | 0 | 7.99 | 302 | 6 | 546432 | [9 empty] | Frodsham | CELLARHEAD | 5 | 1680 | 1680 | 0 | 0 | 20 | 2027-07 | [12 empty] | 53.0829 | -2.2686 | SPM-TWYFORDS_T1 | 68163000 | SP Energy Networks open data (API key): NDP SPM primary-group polygons + Capacity Heatmaps Information Model SPM + LTDS appendices 3/6 + NSHR
2324 | 40 | CUSTOM POWDERS, GATEWAY | CREWE | CW1 6YT | Cheshire East |  | Factory And Premises | industrial | 1 | 4920.4 | 52963 | GIA | 262500 | Br Station T1 / Duchy Rd T1 / Electra Way T1 / Midland Rollmakers T1A / North Western Mills T1 | inside-area | 0.76 | COPPENHALL GT1 / CREWE GT1 / CREWE GT2A / CREWE GT4A / RADWAY GREEN GT1 / RADWAY GREEN GT2 / WHITCHURCH GT2 | CELLARHEAD | SPM | -3.2 | bsp | 12.265 | Green | 37.5 | 25.235 | thermal | 0 | 0 | 0 | 0 | 9.4 | COPPENHALL GT1 / CREWE GT1 / CREWE GT2A / CREWE GT4A / RADWAY GREEN GT1 / RADWAY GREEN GT2 / WHITCHURCH GT2 | -3.1663 | RED | 0 |  |  | 0 | 0 | 0 | 37.5 |  |  |  |  | Green (Over 5% headroom) | 0 | 0 | 7.82 | 295 | 82 | 6087254 | [9 empty] | Frodsham | CELLARHEAD | 5 | 1680 | 1680 | 0 | 0 | 20 | 2027-07 | 100012596397 | B1 Offices and Workshop businesses | 2569 | E | Natural Gas | 4 |  | Heating and Natural Ventilation | 2019-08-07 |  | 0.5 | FALSE | 53.0878 | -2.4192 | SPM-BR_STATION_T1_DUCHY_RD_T1_ELECTRA_WAY_T1_MIDLAND_ROLLMAKERS_ | 353155133 | SP Energy Networks open data (API key): NDP SPM primary-group polygons + Capacity Heatmaps Information Model SPM + LTDS appendices 3/6 + NSHR
2325 | 40 | PRIMEBAKE CREWE DISTRIBUTION CENTRE, GATEWAY | CREWE | CW1 6YY | Cheshire East |  | Warehouse And Premises | industrial | 1 | 4790.1 | 51560 | GIA | 255000 | Br Station T1 / Duchy Rd T1 / Electra Way T1 / Midland Rollmakers T1A / North Western Mills T1 | inside-area | 0.65 | COPPENHALL GT1 / CREWE GT1 / CREWE GT2A / CREWE GT4A / RADWAY GREEN GT1 / RADWAY GREEN GT2 / WHITCHURCH GT2 | CELLARHEAD | SPM | -3.2 | bsp | 12.265 | Green | 37.5 | 25.235 | thermal | 0 | 0 | 0 | 0 | 9.4 | COPPENHALL GT1 / CREWE GT1 / CREWE GT2A / CREWE GT4A / RADWAY GREEN GT1 / RADWAY GREEN GT2 / WHITCHURCH GT2 | -3.1663 | RED | 0 |  |  | 0 | 0 | 0 | 37.5 |  |  |  |  | Green (Over 5% headroom) | 0 | 0 | 7.61 | 120 | 82 | 6088657 | [9 empty] | Frodsham | CELLARHEAD | 5 | 1680 | 1680 | 0 | 0 | 20 | 2027-07 | 100012596375 | B8 Storage or Distribution | 18915 | C | Natural Gas | 3 |  | Heating and Natural Ventilation | 2018-01-13 |  | 0.5 | FALSE | 53.0881 | -2.4219 | SPM-BR_STATION_T1_DUCHY_RD_T1_ELECTRA_WAY_T1_MIDLAND_ROLLMAKERS_ | 9303416000 | SP Energy Networks open data (API key): NDP SPM primary-group polygons + Capacity Heatmaps Information Model SPM + LTDS appendices 3/6 + NSHR
2326 | 40 | UNIT 6, WEST AVENUE | STOKE-ON-TRENT | ST7 1TL | Newcastle Under Lyme |  | Warehouse And Premises | industrial | 1 | 4764 | 51279 | GIA | 290000 | Church Lawton T1 | nearest-substation | 1.61 | COPPENHALL GT1 / CREWE GT1 / CREWE GT2A / CREWE GT4A / RADWAY GREEN GT1 / RADWAY GREEN GT2 / WHITCHURCH GT2 | CELLARHEAD | SPM | -3.2 | bsp | 3.77 | Green | 7.5 | 3.73 | thermal | 0 | 0 | 0 | 0 | 2.8 | COPPENHALL GT1 / CREWE GT1 / CREWE GT2A / CREWE GT4A / RADWAY GREEN GT1 / RADWAY GREEN GT2 / WHITCHURCH GT2 | -3.1663 | RED | 0 |  |  | 0 | 0 | 0 | 7.5 |  |  |  |  | Green (Over 5% headroom) | 0 | 0 | 7.57 | 119 | 8 | 597117 | [9 empty] | Frodsham | CELLARHEAD | 5 | 1680 | 1680 | 0 | 0 | 20 | 2027-07 | 10094841606 | B1 Offices and Workshop businesses | 4718 | A | Natural Gas | 4 |  | Heating and Natural Ventilation | 2019-10-07 |  | 1 | FALSE | 53.0838 | -2.2679 | SPM-CHURCH_LAWTON_T1 | 12946964000 | SP Energy Networks open data (API key): NDP SPM primary-group polygons + Capacity Heatmaps Information Model SPM + LTDS appendices 3/6 + NSHR
2327 | 40 | ARNOLD HAASE HOUSE 2, DUCHY ROAD | CREWE | CW1 6ND | Cheshire East |  | Factory And Premises | industrial | 1 | 4761.44 | 51252 | GIA | 295000 | Br Station T1 / Duchy Rd T1 / Electra Way T1 / Midland Rollmakers T1A / North Western Mills T1 | inside-area | 0.93 | COPPENHALL GT1 / CREWE GT1 / CREWE GT2A / CREWE GT4A / RADWAY GREEN GT1 / RADWAY GREEN GT2 / WHITCHURCH GT2 | CELLARHEAD | SPM | -3.2 | bsp | 12.265 | Green | 37.5 | 25.235 | thermal | 0 | 0 | 0 | 0 | 9.4 | COPPENHALL GT1 / CREWE GT1 / CREWE GT2A / CREWE GT4A / RADWAY GREEN GT1 / RADWAY GREEN GT2 / WHITCHURCH GT2 | -3.1663 | RED | 0 |  |  | 0 | 0 | 0 | 37.5 |  |  |  |  | Green (Over 5% headroom) | 0 | 0 | 7.57 | 286 | 82 | 6088965 | [9 empty] | Frodsham | CELLARHEAD | 5 | 1680 | 1680 | 0 | 0 | 20 | 2027-07 | 200002835768 | General Industrial and Special Industrial Groups | 5118 | C | Natural Gas | 3 |  | Heating and Natural Ventilation | 2022-07-21 |  | 1 | FALSE | 53.0821 | -2.4152 | SPM-BR_STATION_T1_DUCHY_RD_T1_ELECTRA_WAY_T1_MIDLAND_ROLLMAKERS_ | 9349678000 | SP Energy Networks open data (API key): NDP SPM primary-group polygons + Capacity Heatmaps Information Model SPM + LTDS appendices 3/6 + NSHR
2328 | 40 | UNITS 1 2 & 3, ORION WAY | CREWE | CW1 6NG | Cheshire East |  | Warehouse And Premises | industrial | 1 | 4692 | 50504 | GIA | 337500 | Br Station T1 / Duchy Rd T1 / Electra Way T1 / Midland Rollmakers T1A / North Western Mills T1 | inside-area | 1.24 | COPPENHALL GT1 / CREWE GT1 / CREWE GT2A / CREWE GT4A / RADWAY GREEN GT1 / RADWAY GREEN GT2 / WHITCHURCH GT2 | CELLARHEAD | SPM | -3.2 | bsp | 12.265 | Green | 37.5 | 25.235 | thermal | 0 | 0 | 0 | 0 | 9.4 | COPPENHALL GT1 / CREWE GT1 / CREWE GT2A / CREWE GT4A / RADWAY GREEN GT1 / RADWAY GREEN GT2 / WHITCHURCH GT2 | -3.1663 | RED | 0 |  |  | 0 | 0 | 0 | 37.5 |  |  |  |  | Green (Over 5% headroom) | 0 | 0 | 7.46 | 117 | 82 | 6089713 | [9 empty] | Frodsham | CELLARHEAD | 5 | 1680 | 1680 | 0 | 0 | 20 | 2027-07 | 10093780379 | B2 to B7 General Industrial and Special Industrial Groups | 3092 | B | Natural Gas | 4 |  | Heating and Natural Ventilation | 2017-05-04 |  | 1 | FALSE | 53.0865 | -2.4107 | SPM-BR_STATION_T1_DUCHY_RD_T1_ELECTRA_WAY_T1_MIDLAND_ROLLMAKERS_ | 11256698000 | SP Energy Networks open data (API key): NDP SPM primary-group polygons + Capacity Heatmaps Information Model SPM + LTDS appendices 3/6 + NSHR
2329 | 40 | WHEELOCK CORN MILLS, CREWE ROAD | SANDBACH | CW11 3RY | Cheshire East |  | Mill And Premises | industrial | 1 | 4481 | 48233 | GIA | 153000 | Wheelock T1 | inside-area | 0.98 | COPPENHALL GT1 / CREWE GT1 / CREWE GT2A / CREWE GT4A / RADWAY GREEN GT1 / RADWAY GREEN GT2 / WHITCHURCH GT2 | CELLARHEAD | SPM | -3.2 | bsp | 1.576 | Green | 7.5 | 5.924 | thermal | 0 | 1.1 | 0 | 1.1 | 0.1 | COPPENHALL GT1 / CREWE GT1 / CREWE GT2A / CREWE GT4A / RADWAY GREEN GT1 / RADWAY GREEN GT2 / WHITCHURCH GT2 | -3.1663 | RED | 0 |  |  | 0 | 0 | 0 | 7.5 |  |  |  |  | Green (Over 5% headroom) | 0 | 0 | 7.12 | 269 | 5 | 124607 | [9 empty] | Frodsham | CELLARHEAD | 5 | 1680 | 1680 | 0 | 0 | 20 | 2027-07 | [12 empty] | 53.1259 | -2.3751 | SPM-WHEELOCK_T1 | 359511133 | SP Energy Networks open data (API key): NDP SPM primary-group polygons + Capacity Heatmaps Information Model SPM + LTDS appendices 3/6 + NSHR
2330 | 40 | BIRDS PRECISION BELLOWS LTD, THIRD AVENUE, RADNOR PARK INDUSTRIAL ESTATE | CONGLETON | CW12 4UQ | Cheshire East |  | Factory And Premises | industrial | 1 | 4399.4 | 47355 | GIA | 173000 | Smallwood T1 | nearest-substation | 4.1 | COPPENHALL GT1 / CREWE GT1 / CREWE GT2A / CREWE GT4A / RADWAY GREEN GT1 / RADWAY GREEN GT2 / WHITCHURCH GT2 | CELLARHEAD | SPM | -3.2 | bsp | 1.982 | Green | 7.5 | 5.43 | thermal | 0.1 | 0.1 | 0.2 | 0.2 | 1.4 | COPPENHALL GT1 / CREWE GT1 / CREWE GT2A / CREWE GT4A / RADWAY GREEN GT1 / RADWAY GREEN GT2 / WHITCHURCH GT2 | -3.1663 | RED | 0 |  |  | 0 | 0 | 0 | 7.5 |  |  |  |  | Green (Over 5% headroom) | 0 | 0 | 6.99 | 264 | 61 | 2125621 | [9 empty] | Fiddlers Ferry | CELLARHEAD | 5 | 1680 | 1680 | 0 | 0 | 20 | 2027-07 | [12 empty] | 53.1728 | -2.2335 | SPM-SMALLWOOD_T1 | 7237652000 | SP Energy Networks open data (API key): NDP SPM primary-group polygons + Capacity Heatmaps Information Model SPM + LTDS appendices 3/6 + NSHR
2331 | 40 | UNIT 7D, MARSHFIELD BANK INDUSTRIAL ESTATE, MIDDLEWICH ROAD | CREWE | CW2 8UY | Cheshire East |  | Warehouse And Premises | industrial | 1 | 4383.6 | 47185 | GIA | 210000 | Crewe T1 | inside-area | 0.48 | COPPENHALL GT1 / CREWE GT1 / CREWE GT2A / CREWE GT4A / RADWAY GREEN GT1 / RADWAY GREEN GT2 / WHITCHURCH GT2 | CELLARHEAD | SPM | -3.2 | bsp | 2.457 | Green | 7.5 | 5.043 | thermal | 0 | 0 | 0 | 0 | 1.7 | COPPENHALL GT1 / CREWE GT1 / CREWE GT2A / CREWE GT4A / RADWAY GREEN GT1 / RADWAY GREEN GT2 / WHITCHURCH GT2 | -3.1663 | RED | 0 |  |  | 0 | 0 | 0 | 7.5 |  |  |  |  | Green (Over 5% headroom) | 0 | 0 | 6.97 | 110 | 9 | 359613 | [9 empty] | Frodsham | CELLARHEAD | 5 | 1680 | 1680 | 0 | 0 | 20 | 2027-07 | 10023727647 | B8 Storage or Distribution | 3402 | C | Natural Gas | 3 |  | Air Conditioning | 2012-11-06 |  | 0.67 | FALSE | 53.0991 | -2.4845 | SPM-CREWE_T1 | 7263231000 | SP Energy Networks open data (API key): NDP SPM primary-group polygons + Capacity Heatmaps Information Model SPM + LTDS appendices 3/6 + NSHR
2332 | 40 | UNIT 8 STAR BUSINESS PARK, CONGLETON ROAD | MACCLESFIELD | SK11 9JA | Cheshire East |  | Warehouse And Premises | industrial | 2 | 4376.59 | 47109 | GIA | 187000 | Smallwood T1 | nearest-substation | 8.47 | COPPENHALL GT1 / CREWE GT1 / CREWE GT2A / CREWE GT4A / RADWAY GREEN GT1 / RADWAY GREEN GT2 / WHITCHURCH GT2 | CELLARHEAD | SPM | -3.2 | bsp | 1.982 | Green | 7.5 | 5.43 | thermal | 0.1 | 0.1 | 0.2 | 0.2 | 1.4 | COPPENHALL GT1 / CREWE GT1 / CREWE GT2A / CREWE GT4A / RADWAY GREEN GT1 / RADWAY GREEN GT2 / WHITCHURCH GT2 | -3.1663 | RED | 0 |  |  | 0 | 0 | 0 | 7.5 |  |  |  |  | Green (Over 5% headroom) | 0 | 0 | 6.95 | 109 | 61 | 2125867 | [9 empty] | Fiddlers Ferry | CELLARHEAD | 5 | 1680 | 1680 | 0 | 0 | 20 | 2027-07 | 10093782879 | Storage or Distribution | 1739 | B | Grid Supplied Electricity | 3 |  | Heating and Natural Ventilation | 2025-10-23 |  | 1 | FALSE | 53.2027 | -2.1908 | SPM-SMALLWOOD_T1 | 8454250000;8454233000 | SP Energy Networks open data (API key): NDP SPM primary-group polygons + Capacity Heatmaps Information Model SPM + LTDS appendices 3/6 + NSHR
2333 | 40 | WORKSHOPS 2 & 3, THIRD AVENUE, RADNOR PARK INDUSTRIAL ESTATE | CONGLETON | CW12 4UW | Cheshire East |  | Workshop And Premises | industrial | 1 | 4154.1 | 44714 | GIA | 185000 | Smallwood T1 | nearest-substation | 4.02 | COPPENHALL GT1 / CREWE GT1 / CREWE GT2A / CREWE GT4A / RADWAY GREEN GT1 / RADWAY GREEN GT2 / WHITCHURCH GT2 | CELLARHEAD | SPM | -3.2 | bsp | 1.982 | Green | 7.5 | 5.43 | thermal | 0.1 | 0.1 | 0.2 | 0.2 | 1.4 | COPPENHALL GT1 / CREWE GT1 / CREWE GT2A / CREWE GT4A / RADWAY GREEN GT1 / RADWAY GREEN GT2 / WHITCHURCH GT2 | -3.1663 | RED | 0 |  |  | 0 | 0 | 0 | 7.5 |  |  |  |  | Green (Over 5% headroom) | 0 | 0 | 6.6 | 187 | 61 | 2128262 | [9 empty] | Fiddlers Ferry | CELLARHEAD | 5 | 1680 | 1680 | 0 | 0 | 20 | 2027-07 | [12 empty] | 53.1724 | -2.2345 | SPM-SMALLWOOD_T1 | 10031162000 | SP Energy Networks open data (API key): NDP SPM primary-group polygons + Capacity Heatmaps Information Model SPM + LTDS appendices 3/6 + NSHR
2334 | 40 | PLOT 46, QUAKERS COPPICE | CREWE | CW1 6FA | Cheshire East | G S DAVIES | Warehouse And Premises | industrial | 1 | 4132 | 44476 | GIA | 257500 | Br Station T1 / Duchy Rd T1 / Electra Way T1 / Midland Rollmakers T1A / North Western Mills T1 | inside-area | 0.86 | COPPENHALL GT1 / CREWE GT1 / CREWE GT2A / CREWE GT4A / RADWAY GREEN GT1 / RADWAY GREEN GT2 / WHITCHURCH GT2 | CELLARHEAD | SPM | -3.2 | bsp | 12.265 | Green | 37.5 | 25.235 | thermal | 0 | 0 | 0 | 0 | 9.4 | COPPENHALL GT1 / CREWE GT1 / CREWE GT2A / CREWE GT4A / RADWAY GREEN GT1 / RADWAY GREEN GT2 / WHITCHURCH GT2 | -3.1663 | RED | 0 |  |  | 0 | 0 | 0 | 37.5 |  |  |  |  | Green (Over 5% headroom) | 0 | 0 | 6.57 | 103 | 82 | 6095741 | [9 empty] | Frodsham | CELLARHEAD | 5 | 1680 | 1680 | 0 | 0 | 20 | 2027-07 | [12 empty] | 53.088 | -2.4176 | SPM-BR_STATION_T1_DUCHY_RD_T1_ELECTRA_WAY_T1_MIDLAND_ROLLMAKERS_ | 146284133 | SP Energy Networks open data (API key): NDP SPM primary-group polygons + Capacity Heatmaps Information Model SPM + LTDS appendices 3/6 + NSHR
2335 | 40 | WILKER UK LTD, MILLBUCK WAY, MILLBUCK PARK, SPRINGVALE INDUSTRIAL ESTATE | SANDBACH | CW11 3HT | Cheshire East |  | Workshop And Premises | industrial | 1 | 4091.2 | 44037 | GIA | 184000 | Fodens T1 | inside-area | 0.52 | COPPENHALL GT1 / CREWE GT1 / CREWE GT2A / CREWE GT4A / RADWAY GREEN GT1 / RADWAY GREEN GT2 / WHITCHURCH GT2 | CELLARHEAD | SPM | -3.2 | bsp | 2.645 | Green | 7.5 | 4.855 | thermal | 0 | 0.7 | 0 | 0.7 | 1.6 | COPPENHALL GT1 / CREWE GT1 / CREWE GT2A / CREWE GT4A / RADWAY GREEN GT1 / RADWAY GREEN GT2 / WHITCHURCH GT2 | -3.1663 | RED | 0 |  |  | 0 | 0 | 0 | 7.5 |  |  |  |  | Green (Over 5% headroom) | 0 | 0 | 6.5 | 184 | 14 | 445249 | [9 empty] | Frodsham | CELLARHEAD | 5 | 1680 | 1680 | 0 | 0 | 20 | 2027-07 | [12 empty] | 53.1429 | -2.3979 | SPM-FODENS_T1 | 14697520000 | SP Energy Networks open data (API key): NDP SPM primary-group polygons + Capacity Heatmaps Information Model SPM + LTDS appendices 3/6 + NSHR
2336 | 40 | REASEHEATH COLLEGE CONSTRUCTION CENTRE OLD HALL FARM | NANTWICH | CW5 6DG | Cheshire East |  | Workshops And Premises | industrial | 1 | 4036.5 | 43448 | GIA | 114000 | Acton T1 | inside-area | 1.72 | COPPENHALL GT1 / CREWE GT1 / CREWE GT2A / CREWE GT4A / RADWAY GREEN GT1 / RADWAY GREEN GT2 / WHITCHURCH GT2 | CELLARHEAD | SPM | -3.2 | bsp | 2.399 | Green | 7.5 | 4.667 | thermal | 0.4 | 1 | 0 | 1.4 | 2.2 | COPPENHALL GT1 / CREWE GT1 / CREWE GT2A / CREWE GT4A / RADWAY GREEN GT1 / RADWAY GREEN GT2 / WHITCHURCH GT2 | -3.1663 | RED | 0 |  |  | 0 | 0 | 0 | 7.5 |  |  |  |  | Green (Over 5% headroom) | 0 | 0 | 6.41 | 182 | 11 | 684682 | [9 empty] | Frodsham | CELLARHEAD | 5 | 1680 | 1680 | 0 | 0 | 20 | 2027-07 | [12 empty] | 53.0837 | -2.5294 | SPM-ACTON_T1 | 14624018000 | SP Energy Networks open data (API key): NDP SPM primary-group polygons + Capacity Heatmaps Information Model SPM + LTDS appendices 3/6 + NSHR
2337 | 40 | UPPER UNIT, LODGE ROAD | SANDBACH | CW11 3HP | Cheshire East |  | Warehouse And Premises | industrial | 1 | 4034.88 | 43431 | GIA | 151000 | Fodens T1 | inside-area | 0.74 | COPPENHALL GT1 / CREWE GT1 / CREWE GT2A / CREWE GT4A / RADWAY GREEN GT1 / RADWAY GREEN GT2 / WHITCHURCH GT2 | CELLARHEAD | SPM | -3.2 | bsp | 2.645 | Green | 7.5 | 4.855 | thermal | 0 | 0.7 | 0 | 0.7 | 1.6 | COPPENHALL GT1 / CREWE GT1 / CREWE GT2A / CREWE GT4A / RADWAY GREEN GT1 / RADWAY GREEN GT2 / WHITCHURCH GT2 | -3.1663 | RED | 0 |  |  | 0 | 0 | 0 | 7.5 |  |  |  |  | Green (Over 5% headroom) | 0 | 0 | 6.41 | 101 | 14 | 445855 | [9 empty] | Frodsham | CELLARHEAD | 5 | 1680 | 1680 | 0 | 0 | 20 | 2027-07 | 10014454999 | B1 Offices and Workshop businesses | 314 | D | Oil | 3 |  | Heating and Natural Ventilation | 2014-03-14 |  | 1 | FALSE | 53.1393 | -2.3869 | SPM-FODENS_T1 | 9123808000 | SP Energy Networks open data (API key): NDP SPM primary-group polygons + Capacity Heatmaps Information Model SPM + LTDS appendices 3/6 + NSHR
2338 | 40 | EMAC HOUSE, GATEWAY | CREWE | CW1 6YY | Cheshire East |  | Warehouse And Premises | industrial | 1 | 3842.8 | 41364 | GIA | 199000 | Br Station T1 / Duchy Rd T1 / Electra Way T1 / Midland Rollmakers T1A / North Western Mills T1 | inside-area | 0.65 | COPPENHALL GT1 / CREWE GT1 / CREWE GT2A / CREWE GT4A / RADWAY GREEN GT1 / RADWAY GREEN GT2 / WHITCHURCH GT2 | CELLARHEAD | SPM | -3.2 | bsp | 12.265 | Green | 37.5 | 25.235 | thermal | 0 | 0 | 0 | 0 | 9.4 | COPPENHALL GT1 / CREWE GT1 / CREWE GT2A / CREWE GT4A / RADWAY GREEN GT1 / RADWAY GREEN GT2 / WHITCHURCH GT2 | -3.1663 | RED | 0 |  |  | 0 | 0 | 0 | 37.5 |  |  |  |  | Green (Over 5% headroom) | 0 | 0 | 6.11 | 96 | 82 | 6098853 | [9 empty] | Frodsham | CELLARHEAD | 5 | 1680 | 1680 | 0 | 0 | 20 | 2027-07 | [12 empty] | 53.0881 | -2.4219 | SPM-BR_STATION_T1_DUCHY_RD_T1_ELECTRA_WAY_T1_MIDLAND_ROLLMAKERS_ | 4953617000 | SP Energy Networks open data (API key): NDP SPM primary-group polygons + Capacity Heatmaps Information Model SPM + LTDS appendices 3/6 + NSHR
2339 | 40 | UNIT ADJ ALSTOM UK LTD, WEST AVENUE | STOKE-ON-TRENT | ST7 1TW | Newcastle Under Lyme |  | Factory And Premises | industrial | 1 | 3808.69 | 40996 | GIA | 240000 | Church Lawton T1 | nearest-substation | 1.78 | COPPENHALL GT1 / CREWE GT1 / CREWE GT2A / CREWE GT4A / RADWAY GREEN GT1 / RADWAY GREEN GT2 / WHITCHURCH GT2 | CELLARHEAD | SPM | -3.2 | bsp | 3.77 | Green | 7.5 | 3.73 | thermal | 0 | 0 | 0 | 0 | 2.8 | COPPENHALL GT1 / CREWE GT1 / CREWE GT2A / CREWE GT4A / RADWAY GREEN GT1 / RADWAY GREEN GT2 / WHITCHURCH GT2 | -3.1663 | RED | 0 |  |  | 0 | 0 | 0 | 7.5 |  |  |  |  | Green (Over 5% headroom) | 0 | 0 | 6.05 | 229 | 8 | 607400 | [9 empty] | Frodsham | CELLARHEAD | 5 | 1680 | 1680 | 0 | 0 | 20 | 2027-07 | [12 empty] | 53.0824 | -2.2669 | SPM-CHURCH_LAWTON_T1 | 11480575000 | SP Energy Networks open data (API key): NDP SPM primary-group polygons + Capacity Heatmaps Information Model SPM + LTDS appendices 3/6 + NSHR
2340 | 40 | F J NEED (FOODS) LTD SPINNEYFIELDS FARM, MAIN ROAD | NANTWICH | CW5 6DH | Cheshire East |  | Warehouse And Premises | industrial | 1 | 3657.39 | 39368 | GIA | 140000 | Nantwich T1 | inside-area | 2.44 | COPPENHALL GT1 / CREWE GT1 / CREWE GT2A / CREWE GT4A / RADWAY GREEN GT1 / RADWAY GREEN GT2 / WHITCHURCH GT2 | CELLARHEAD | SPM | -3.2 | bsp | 1.103 | Green | 7.5 | 5.485 | thermal | 0.9 | 0.8 | 0 | 1.7 | 1.2 | COPPENHALL GT1 / CREWE GT1 / CREWE GT2A / CREWE GT4A / RADWAY GREEN GT1 / RADWAY GREEN GT2 / WHITCHURCH GT2 | -3.1663 | RED | 0 |  |  | 0 | 0 | 0 | 7.5 |  |  |  |  | Green (Over 5% headroom) | 0 | 0 | 5.81 | 91 | 5 | 284924 | [9 empty] | Frodsham | CELLARHEAD | 5 | 1680 | 1680 | 0 | 0 | 20 | 2027-07 | [12 empty] | 53.0894 | -2.5164 | SPM-NANTWICH_T1 | 362436133 | SP Energy Networks open data (API key): NDP SPM primary-group polygons + Capacity Heatmaps Information Model SPM + LTDS appendices 3/6 + NSHR
2341 | 40 | JAYMAR HOUSE, FIRST AVENUE | CREWE | CW1 6XS | Cheshire East |  | Factory And Premises | industrial | 1 | 3621.56 | 38982 | GIA | 162000 | Br Station T1 / Duchy Rd T1 / Electra Way T1 / Midland Rollmakers T1A / North Western Mills T1 | inside-area | 0.47 | COPPENHALL GT1 / CREWE GT1 / CREWE GT2A / CREWE GT4A / RADWAY GREEN GT1 / RADWAY GREEN GT2 / WHITCHURCH GT2 | CELLARHEAD | SPM | -3.2 | bsp | 12.265 | Green | 37.5 | 25.235 | thermal | 0 | 0 | 0 | 0 | 9.4 | COPPENHALL GT1 / CREWE GT1 / CREWE GT2A / CREWE GT4A / RADWAY GREEN GT1 / RADWAY GREEN GT2 / WHITCHURCH GT2 | -3.1663 | RED | 0 |  |  | 0 | 0 | 0 | 37.5 |  |  |  |  | Green (Over 5% headroom) | 0 | 0 | 5.75 | 217 | 82 | 6101235 | [9 empty] | Frodsham | CELLARHEAD | 5 | 1680 | 1680 | 0 | 0 | 20 | 2027-07 | 100012596394 | General Industrial and Special Industrial Groups | 2929 | D | Natural Gas | 3 | 1 | Heating and Natural Ventilation | 2022-10-25 |  | 1 | FALSE | 53.0881 | -2.4269 | SPM-BR_STATION_T1_DUCHY_RD_T1_ELECTRA_WAY_T1_MIDLAND_ROLLMAKERS_ | 9803271000 | SP Energy Networks open data (API key): NDP SPM primary-group polygons + Capacity Heatmaps Information Model SPM + LTDS appendices 3/6 + NSHR
2342 | 40 | UNIT 2 (LOWER COMPLEX), LODGE ROAD | SANDBACH | CW11 3HP | Cheshire East |  | Warehouse And Premises | industrial | 1 | 3571.44 | 38443 | GIA | 133000 | Fodens T1 | inside-area | 0.74 | COPPENHALL GT1 / CREWE GT1 / CREWE GT2A / CREWE GT4A / RADWAY GREEN GT1 / RADWAY GREEN GT2 / WHITCHURCH GT2 | CELLARHEAD | SPM | -3.2 | bsp | 2.645 | Green | 7.5 | 4.855 | thermal | 0 | 0.7 | 0 | 0.7 | 1.6 | COPPENHALL GT1 / CREWE GT1 / CREWE GT2A / CREWE GT4A / RADWAY GREEN GT1 / RADWAY GREEN GT2 / WHITCHURCH GT2 | -3.1663 | RED | 0 |  |  | 0 | 0 | 0 | 7.5 |  |  |  |  | Green (Over 5% headroom) | 0 | 0 | 5.68 | 89 | 14 | 450843 | [9 empty] | Frodsham | CELLARHEAD | 5 | 1680 | 1680 | 0 | 0 | 20 | 2027-07 | [12 empty] | 53.1393 | -2.3869 | SPM-FODENS_T1 | 10811560000 | SP Energy Networks open data (API key): NDP SPM primary-group polygons + Capacity Heatmaps Information Model SPM + LTDS appendices 3/6 + NSHR
2343 | 40 | UNITS D E & F BOALLOY SITE, RADNOR PARK INDUSTRIAL ESTATE | CONGLETON | CW12 4XJ | Cheshire East |  | Workshop And Premises | industrial | 1 | 3502.18 | 37697 | GIA | 122000 | Smallwood T1 | nearest-substation | 3.92 | COPPENHALL GT1 / CREWE GT1 / CREWE GT2A / CREWE GT4A / RADWAY GREEN GT1 / RADWAY GREEN GT2 / WHITCHURCH GT2 | CELLARHEAD | SPM | -3.2 | bsp | 1.982 | Green | 7.5 | 5.43 | thermal | 0.1 | 0.1 | 0.2 | 0.2 | 1.4 | COPPENHALL GT1 / CREWE GT1 / CREWE GT2A / CREWE GT4A / RADWAY GREEN GT1 / RADWAY GREEN GT2 / WHITCHURCH GT2 | -3.1663 | RED | 0 |  |  | 0 | 0 | 0 | 7.5 |  |  |  |  | Green (Over 5% headroom) | 0 | 0 | 5.57 | 158 | 61 | 2135279 | [9 empty] | Fiddlers Ferry | CELLARHEAD | 5 | 1680 | 1680 | 0 | 0 | 20 | 2027-07 | [12 empty] | 53.1714 | -2.2349 | SPM-SMALLWOOD_T1 | 10497662000 | SP Energy Networks open data (API key): NDP SPM primary-group polygons + Capacity Heatmaps Information Model SPM + LTDS appendices 3/6 + NSHR
2344 | 40 | 3A, AIRFIELD ROAD | NANTWICH | CW5 6LQ | Cheshire East |  | Warehouse And Premises | industrial | 1 | 3365.91 | 36230 | GIA | 249000 | Acton T1 | inside-area | 4.8 | COPPENHALL GT1 / CREWE GT1 / CREWE GT2A / CREWE GT4A / RADWAY GREEN GT1 / RADWAY GREEN GT2 / WHITCHURCH GT2 | CELLARHEAD | SPM | -3.2 | bsp | 2.399 | Green | 7.5 | 4.667 | thermal | 0.4 | 1 | 0 | 1.4 | 2.2 | COPPENHALL GT1 / CREWE GT1 / CREWE GT2A / CREWE GT4A / RADWAY GREEN GT1 / RADWAY GREEN GT2 / WHITCHURCH GT2 | -3.1663 | RED | 0 |  |  | 0 | 0 | 0 | 7.5 |  |  |  |  | Green (Over 5% headroom) | 0 | 0 | 5.35 | 84 | 11 | 691900 | [9 empty] | Frodsham | CELLARHEAD | 5 | 1680 | 1680 | 0 | 0 | 20 | 2027-07 | 10096713985 | Storage or Distribution | 3366 | A | Grid Supplied Electricity | 5 | 2 | Air Conditioning | 2023-12-13 |  | 1 | FALSE | 53.1122 | -2.5937 | SPM-ACTON_T1 | 14968766000 | SP Energy Networks open data (API key): NDP SPM primary-group polygons + Capacity Heatmaps Information Model SPM + LTDS appendices 3/6 + NSHR
2345 | 40 | PLOT 24A, QUAKERS COPPICE | CREWE | CW1 6FA | Cheshire East |  | Workshop And Premises | industrial | 1 | 3349.47 | 36053 | GIA | 178000 | Br Station T1 / Duchy Rd T1 / Electra Way T1 / Midland Rollmakers T1A / North Western Mills T1 | inside-area | 0.86 | COPPENHALL GT1 / CREWE GT1 / CREWE GT2A / CREWE GT4A / RADWAY GREEN GT1 / RADWAY GREEN GT2 / WHITCHURCH GT2 | CELLARHEAD | SPM | -3.2 | bsp | 12.265 | Green | 37.5 | 25.235 | thermal | 0 | 0 | 0 | 0 | 9.4 | COPPENHALL GT1 / CREWE GT1 / CREWE GT2A / CREWE GT4A / RADWAY GREEN GT1 / RADWAY GREEN GT2 / WHITCHURCH GT2 | -3.1663 | RED | 0 |  |  | 0 | 0 | 0 | 37.5 |  |  |  |  | Green (Over 5% headroom) | 0 | 0 | 5.32 | 151 | 82 | 6104164 | [9 empty] | Frodsham | CELLARHEAD | 5 | 1680 | 1680 | 0 | 0 | 20 | 2027-07 | 100012596555 | B8 Storage or Distribution | 661 | B | Natural Gas | 4 |  | Heating and Mechanical Ventilation | 2021-08-05 |  | 1 | FALSE | 53.088 | -2.4176 | SPM-BR_STATION_T1_DUCHY_RD_T1_ELECTRA_WAY_T1_MIDLAND_ROLLMAKERS_ | 367055133 | SP Energy Networks open data (API key): NDP SPM primary-group polygons + Capacity Heatmaps Information Model SPM + LTDS appendices 3/6 + NSHR
2346 | 40 | PREMIER HOUSE, SECOND AVENUE | CREWE | CW1 6BZ | Cheshire East |  | Warehouse And Premises | industrial | 1 | 3347.93 | 36037 | GIA | 180000 | Br Station T1 / Duchy Rd T1 / Electra Way T1 / Midland Rollmakers T1A / North Western Mills T1 | inside-area | 0.49 | COPPENHALL GT1 / CREWE GT1 / CREWE GT2A / CREWE GT4A / RADWAY GREEN GT1 / RADWAY GREEN GT2 / WHITCHURCH GT2 | CELLARHEAD | SPM | -3.2 | bsp | 12.265 | Green | 37.5 | 25.235 | thermal | 0 | 0 | 0 | 0 | 9.4 | COPPENHALL GT1 / CREWE GT1 / CREWE GT2A / CREWE GT4A / RADWAY GREEN GT1 / RADWAY GREEN GT2 / WHITCHURCH GT2 | -3.1663 | RED | 0 |  |  | 0 | 0 | 0 | 37.5 |  |  |  |  | Green (Over 5% headroom) | 0 | 0 | 5.32 | 84 | 82 | 6104180 | [9 empty] | Frodsham | CELLARHEAD | 5 | 1680 | 1680 | 0 | 0 | 20 | 2027-07 | 100012596365 | Storage or Distribution | 3383 | C | Natural Gas | 3 |  | Heating and Natural Ventilation | 2025-09-30 |  | 1 | FALSE | 53.0873 | -2.4239 | SPM-BR_STATION_T1_DUCHY_RD_T1_ELECTRA_WAY_T1_MIDLAND_ROLLMAKERS_ | 714922000 | SP Energy Networks open data (API key): NDP SPM primary-group polygons + Capacity Heatmaps Information Model SPM + LTDS appendices 3/6 + NSHR
2347 | 40 | UNIT A, CREWE BUSINESS PARK, WESTMERE DRIVE | CREWE | CW1 6ZD | Cheshire East |  | Factory And Premises | industrial | 1 | 3277.99 | 35284 | GIA | 169000 | Br Station T1 / Duchy Rd T1 / Electra Way T1 / Midland Rollmakers T1A / North Western Mills T1 | inside-area | 0.91 | COPPENHALL GT1 / CREWE GT1 / CREWE GT2A / CREWE GT4A / RADWAY GREEN GT1 / RADWAY GREEN GT2 / WHITCHURCH GT2 | CELLARHEAD | SPM | -3.2 | bsp | 12.265 | Green | 37.5 | 25.235 | thermal | 0 | 0 | 0 | 0 | 9.4 | COPPENHALL GT1 / CREWE GT1 / CREWE GT2A / CREWE GT4A / RADWAY GREEN GT1 / RADWAY GREEN GT2 / WHITCHURCH GT2 | -3.1663 | RED | 0 |  |  | 0 | 0 | 0 | 37.5 |  |  |  |  | Green (Over 5% headroom) | 0 | 0 | 5.21 | 197 | 82 | 6104933 | [9 empty] | Frodsham | CELLARHEAD | 5 | 1680 | 1680 | 0 | 0 | 20 | 2027-07 | 100012823939 | B1 Offices and Workshop businesses | 2035 | C | Natural Gas | 3 | 2 | Air Conditioning | 2021-02-17 |  | 0.67 | FALSE | 53.0904 | -2.4203 | SPM-BR_STATION_T1_DUCHY_RD_T1_ELECTRA_WAY_T1_MIDLAND_ROLLMAKERS_ | 13612998000 | SP Energy Networks open data (API key): NDP SPM primary-group polygons + Capacity Heatmaps Information Model SPM + LTDS appendices 3/6 + NSHR
2348 | 40 | ONNELEY WORKS, NEWCASTLE ROAD | CREWE | CW3 9RU | Shropshire | TT PUMPS | Factory And Premises | industrial | 1 | 3228.16 | 34748 | GIA | 97500 | Hatherton T1 | nearest-substation | 8 | COPPENHALL GT1 / CREWE GT1 / CREWE GT2A / CREWE GT4A / RADWAY GREEN GT1 / RADWAY GREEN GT2 / WHITCHURCH GT2 | CELLARHEAD | SPM | -3.2 | bsp | 1.468 | Green | 4 | 2.235 | thermal | 0.3 | 0.6 | 0.1 | 0.9 | 1.7 | COPPENHALL GT1 / CREWE GT1 / CREWE GT2A / CREWE GT4A / RADWAY GREEN GT1 / RADWAY GREEN GT2 / WHITCHURCH GT2 | -3.1663 | RED | 0 |  |  | 0 | 0 | 0 | 4 |  |  |  |  | Green (Over 5% headroom) | 0 | 0 | 5.13 | 194 | 1 | 13436 | [9 empty] | Frodsham | CELLARHEAD | 5 | 1680 | 1680 | 0 | 0 | 20 | 2027-07 | [12 empty] | 52.9815 | -2.3792 | SPM-HATHERTON_T1 | 4734081000 | SP Energy Networks open data (API key): NDP SPM primary-group polygons + Capacity Heatmaps Information Model SPM + LTDS appendices 3/6 + NSHR
2349 | 40 | ARTHUR CHATWIN LTD, MARKET STREET | NANTWICH | CW5 5DG | Cheshire East |  | Factory And Premises | industrial | 1 | 3166.05 | 34079 | GIA | 64500 | Snowhill T1 | inside-area | 0.2 | COPPENHALL GT1 / CREWE GT1 / CREWE GT2A / CREWE GT4A / RADWAY GREEN GT1 / RADWAY GREEN GT2 / WHITCHURCH GT2 | CELLARHEAD | SPM | -3.2 | bsp | 2.207 | Green | 7.5 | 5.293 | thermal | 0 | 0 | 0 | 0 | 1.3 | COPPENHALL GT1 / CREWE GT1 / CREWE GT2A / CREWE GT4A / RADWAY GREEN GT1 / RADWAY GREEN GT2 / WHITCHURCH GT2 | -3.1663 | RED | 0 |  |  | 0 | 0 | 0 | 7.5 |  |  |  |  | Green (Over 5% headroom) | 0 | 0 | 5.03 | 190 | 1 | 40042 | [9 empty] | Frodsham | CELLARHEAD | 5 | 1680 | 1680 | 0 | 0 | 20 | 2027-07 | [12 empty] | 53.0682 | -2.5206 | SPM-SNOWHILL_T1 | 321935133 | SP Energy Networks open data (API key): NDP SPM primary-group polygons + Capacity Heatmaps Information Model SPM + LTDS appendices 3/6 + NSHR
2350 | 40 | WHITBY ENGINEERING LTD, FOURTH AVENUE | CREWE | CW1 6TT | Cheshire East |  | Workshop And Premises | industrial | 1 | 3043.2 | 32757 | GIA | 157000 | Br Station T1 / Duchy Rd T1 / Electra Way T1 / Midland Rollmakers T1A / North Western Mills T1 | inside-area | 0.45 | COPPENHALL GT1 / CREWE GT1 / CREWE GT2A / CREWE GT4A / RADWAY GREEN GT1 / RADWAY GREEN GT2 / WHITCHURCH GT2 | CELLARHEAD | SPM | -3.2 | bsp | 12.265 | Green | 37.5 | 25.235 | thermal | 0 | 0 | 0 | 0 | 9.4 | COPPENHALL GT1 / CREWE GT1 / CREWE GT2A / CREWE GT4A / RADWAY GREEN GT1 / RADWAY GREEN GT2 / WHITCHURCH GT2 | -3.1663 | RED | 0 |  |  | 0 | 0 | 0 | 37.5 |  |  |  |  | Green (Over 5% headroom) | 0 | 0 | 4.84 | 137 | 82 | 6107460 | [9 empty] | Frodsham | CELLARHEAD | 5 | 1680 | 1680 | 0 | 0 | 20 | 2027-07 | 100012596391 | General Industrial and Special Industrial Groups | 1619 | D | Natural Gas | 3 |  | Heating and Natural Ventilation | 2024-03-27 |  | 0.67 | FALSE | 53.0853 | -2.4224 | SPM-BR_STATION_T1_DUCHY_RD_T1_ELECTRA_WAY_T1_MIDLAND_ROLLMAKERS_ | 12175862000 | SP Energy Networks open data (API key): NDP SPM primary-group polygons + Capacity Heatmaps Information Model SPM + LTDS appendices 3/6 + NSHR
2351 | 40 | UNIT 4, SPITFIRE ROAD | NANTWICH | CW5 6HT | Cheshire East |  | Warehouse And Premises | industrial | 1 | 2998 | 32270 | GIA | 234000 | Acton T1 | inside-area | 4.67 | COPPENHALL GT1 / CREWE GT1 / CREWE GT2A / CREWE GT4A / RADWAY GREEN GT1 / RADWAY GREEN GT2 / WHITCHURCH GT2 | CELLARHEAD | SPM | -3.2 | bsp | 2.399 | Green | 7.5 | 4.667 | thermal | 0.4 | 1 | 0 | 1.4 | 2.2 | COPPENHALL GT1 / CREWE GT1 / CREWE GT2A / CREWE GT4A / RADWAY GREEN GT1 / RADWAY GREEN GT2 / WHITCHURCH GT2 | -3.1663 | RED | 0 |  |  | 0 | 0 | 0 | 7.5 |  |  |  |  | Green (Over 5% headroom) | 0 | 0 | 4.76 | 75 | 11 | 695860 | [9 empty] | Frodsham | CELLARHEAD | 5 | 1680 | 1680 | 0 | 0 | 20 | 2027-07 | 10096213000 | Storage or Distribution | 3020 | A | Grid Supplied Electricity | 5 | 2 | Air Conditioning | 2023-12-13 |  | 1 | FALSE | 53.1119 | -2.5912 | SPM-ACTON_T1 | 14912420000 | SP Energy Networks open data (API key): NDP SPM primary-group polygons + Capacity Heatmaps Information Model SPM + LTDS appendices 3/6 + NSHR
2352 | 40 | THE CREAMERY | MALPAS | SY14 8JQ | Cheshire West And Chester |  | Warehouse And Premises | industrial | 1 | 2881.75 | 31019 | GIA | 120000 | Duckington T1 / Duckington T2 | inside-area | 2.57 | COPPENHALL GT1 / CREWE GT1 / CREWE GT2A / CREWE GT4A / RADWAY GREEN GT1 / RADWAY GREEN GT2 / WHITCHURCH GT2 | CELLARHEAD | SPM | -3.2 | bsp | 5.787 | Green | 9.8 | 3.972 | thermal | 0.1 | 0.9 | 0.2 | 1 | 5 | COPPENHALL GT1 / CREWE GT1 / CREWE GT2A / CREWE GT4A / RADWAY GREEN GT1 / RADWAY GREEN GT2 / WHITCHURCH GT2 | -3.1663 | RED | 0 |  |  | 0 | 0 | 0 | 9.8 |  |  |  |  | Green (Over 5% headroom) | 0 | 0 | 4.58 | 72 | 1 | 21217 | [9 empty] | Frodsham | CELLARHEAD | 5 | 1680 | 1680 | 0 | 0 | 20 | 2027-07 | 200000989923 | B1 Offices and Workshop businesses | 3497 | C | Oil | 3 | 1 | Heating and Natural Ventilation | 2018-10-10 |  | 1 | FALSE | 53.0379 | -2.7493 | SPM-DUCKINGTON_T1_DUCKINGTON_T2 | 77669132 | SP Energy Networks open data (API key): NDP SPM primary-group polygons + Capacity Heatmaps Information Model SPM + LTDS appendices 3/6 + NSHR
2353 | 40 | CALVELEY MILL, NANTWICH ROAD | TARPORLEY | CW6 9JW | Cheshire East |  | Warehouse And Premises | industrial | 1 | 2864.66 | 30835 | GIA | 91500 | Cheshire Green T1 / Nwf T1 | inside-area | 1.33 | COPPENHALL GT1 / CREWE GT1 / CREWE GT2A / CREWE GT4A / RADWAY GREEN GT1 / RADWAY GREEN GT2 / WHITCHURCH GT2 | CELLARHEAD | SPM | -3.2 | bsp | 4.509 | Green | 10 | 5.491 | thermal | 0 | 0 | 0 | 0 | 4.1 | COPPENHALL GT1 / CREWE GT1 / CREWE GT2A / CREWE GT4A / RADWAY GREEN GT1 / RADWAY GREEN GT2 / WHITCHURCH GT2 | -3.1663 | RED | 0 |  |  | 0 | 0 | 0 | 10 |  |  |  |  | Green (Over 5% headroom) | 0 | 0 | 4.55 | 72 | 7 | 1407728 | [9 empty] | Frodsham | CELLARHEAD | 5 | 1680 | 1680 | 0 | 0 | 20 | 2027-07 | 100012824206 | B1 Offices and Workshop businesses | 410 | C | Biomass | 3 |  | Air Conditioning | 2015-10-19 |  | 1 | FALSE | 53.123 | -2.6089 | SPM-CHESHIRE_GREEN_T1_NWF_T1 | 8208135000 | SP Energy Networks open data (API key): NDP SPM primary-group polygons + Capacity Heatmaps Information Model SPM + LTDS appendices 3/6 + NSHR
2354 | 40 | UNITS 2A-2B, SPITFIRE ROAD | NANTWICH | CW5 6HT | Cheshire East |  | Warehouse And Premises | industrial | 1 | 2747 | 29568 | GIA | 192000 | Acton T1 | inside-area | 4.67 | COPPENHALL GT1 / CREWE GT1 / CREWE GT2A / CREWE GT4A / RADWAY GREEN GT1 / RADWAY GREEN GT2 / WHITCHURCH GT2 | CELLARHEAD | SPM | -3.2 | bsp | 2.399 | Green | 7.5 | 4.667 | thermal | 0.4 | 1 | 0 | 1.4 | 2.2 | COPPENHALL GT1 / CREWE GT1 / CREWE GT2A / CREWE GT4A / RADWAY GREEN GT1 / RADWAY GREEN GT2 / WHITCHURCH GT2 | -3.1663 | RED | 0 |  |  | 0 | 0 | 0 | 7.5 |  |  |  |  | Green (Over 5% headroom) | 0 | 0 | 4.37 | 69 | 11 | 698562 | [9 empty] | Frodsham | CELLARHEAD | 5 | 1680 | 1680 | 0 | 0 | 20 | 2027-07 | 10094892907 | B8 Storage or Distribution | 1120 | A | LPG | 5 |  | Heating and Natural Ventilation | 2021-04-21 |  | 0.67 | FALSE | 53.1119 | -2.5912 | SPM-ACTON_T1 | 13902927000 | SP Energy Networks open data (API key): NDP SPM primary-group polygons + Capacity Heatmaps Information Model SPM + LTDS appendices 3/6 + NSHR
2355 | 40 | 18, SILK STREET | CONGLETON | CW12 4DH | Cheshire East |  | Workshop And Premises | industrial | 1 | 2679.46 | 28841 | GIA | 74000 | Smallwood T1 | nearest-substation | 4.18 | COPPENHALL GT1 / CREWE GT1 / CREWE GT2A / CREWE GT4A / RADWAY GREEN GT1 / RADWAY GREEN GT2 / WHITCHURCH GT2 | CELLARHEAD | SPM | -3.2 | bsp | 1.982 | Green | 7.5 | 5.43 | thermal | 0.1 | 0.1 | 0.2 | 0.2 | 1.4 | COPPENHALL GT1 / CREWE GT1 / CREWE GT2A / CREWE GT4A / RADWAY GREEN GT1 / RADWAY GREEN GT2 / WHITCHURCH GT2 | -3.1663 | RED | 0 |  |  | 0 | 0 | 0 | 7.5 |  |  |  |  | Green (Over 5% headroom) | 0 | 0 | 4.26 | 121 | 61 | 2144135 | [9 empty] | Fiddlers Ferry | CELLARHEAD | 5 | 1680 | 1680 | 0 | 0 | 20 | 2027-07 | 100012599212 | B2 to B7 General Industrial and Special Industrial Groups | 2440 | E | Natural Gas | 3 | 1 | Heating and Natural Ventilation | 2022-02-02 |  | 1 | FALSE | 53.1634 | -2.2185 | SPM-SMALLWOOD_T1 | 3672059000 | SP Energy Networks open data (API key): NDP SPM primary-group polygons + Capacity Heatmaps Information Model SPM + LTDS appendices 3/6 + NSHR
2356 | 40 | BUILDING 12, CREWE HALL ENTERPRISE PARK, WESTON ROAD | CREWE | CW1 6UE | Cheshire East |  | Warehouse And Premises | industrial | 1 | 2677.57 | 28821 | GIA | 175000 | Weston T1 | inside-area | 0.84 | COPPENHALL GT1 / CREWE GT1 / CREWE GT2A / CREWE GT4A / RADWAY GREEN GT1 / RADWAY GREEN GT2 / WHITCHURCH GT2 | CELLARHEAD | SPM | -3.2 | bsp | 2.657 | Green | 10 | 7.343 | thermal | 0 | 0 | 0 | 0 | 0.9 | COPPENHALL GT1 / CREWE GT1 / CREWE GT2A / CREWE GT4A / RADWAY GREEN GT1 / RADWAY GREEN GT2 / WHITCHURCH GT2 | -3.1663 | RED | 0 |  |  | 0 | 0 | 0 | 10 |  |  |  |  | Green (Over 5% headroom) | 0 | 0 | 4.25 | 67 | 8 | 571994 | [9 empty] | Frodsham | CELLARHEAD | 5 | 1680 | 1680 | 0 | 0 | 20 | 2027-07 |  | General Industrial and Special Industrial Groups | 6733 | C | Grid Supplied Electricity | 3 |  | Heating and Natural Ventilation | 2023-03-27 |  | 0.8 | FALSE | 53.0805 | -2.3992 | SPM-WESTON_T1 | 382133133 | SP Energy Networks open data (API key): NDP SPM primary-group polygons + Capacity Heatmaps Information Model SPM + LTDS appendices 3/6 + NSHR
2357 | 40 | UNIT 1, RADNOR PARK INDUSTRIAL ESTATE | CONGLETON | CW12 4XJ | Cheshire East |  | Factory And Premises; Warehouse And Premises | industrial | 2 | 2644.51 | 28465 | GIA | 130000 | Smallwood T1 | nearest-substation | 3.92 | COPPENHALL GT1 / CREWE GT1 / CREWE GT2A / CREWE GT4A / RADWAY GREEN GT1 / RADWAY GREEN GT2 / WHITCHURCH GT2 | CELLARHEAD | SPM | -3.2 | bsp | 1.982 | Green | 7.5 | 5.43 | thermal | 0.1 | 0.1 | 0.2 | 0.2 | 1.4 | COPPENHALL GT1 / CREWE GT1 / CREWE GT2A / CREWE GT4A / RADWAY GREEN GT1 / RADWAY GREEN GT2 / WHITCHURCH GT2 | -3.1663 | RED | 0 |  |  | 0 | 0 | 0 | 7.5 |  |  |  |  | Green (Over 5% headroom) | 0 | 0 | 4.2 | 159 | 61 | 2144511 | [9 empty] | Fiddlers Ferry | CELLARHEAD | 5 | 1680 | 1680 | 0 | 0 | 20 | 2027-07 | 10095630452 | B8 Storage or Distribution | 757 | C | Grid Supplied Electricity | 3 |  | Heating and Natural Ventilation | 2021-01-25 |  | 1 | FALSE | 53.1714 | -2.2349 | SPM-SMALLWOOD_T1 | 7596160000;3551481000 | SP Energy Networks open data (API key): NDP SPM primary-group polygons + Capacity Heatmaps Information Model SPM + LTDS appendices 3/6 + NSHR
2358 | 40 | UNIT 7, CONGLETON TRADE CENTRE, RADNOR PARK INDUSTRIAL ESTATE | CONGLETON | CW12 4XJ | Cheshire East |  | Factory And Premises; Warehouse And Premises | industrial | 2 | 2610.4 | 28098 | GIA | 138500 | Smallwood T1 | nearest-substation | 3.92 | COPPENHALL GT1 / CREWE GT1 / CREWE GT2A / CREWE GT4A / RADWAY GREEN GT1 / RADWAY GREEN GT2 / WHITCHURCH GT2 | CELLARHEAD | SPM | -3.2 | bsp | 1.982 | Green | 7.5 | 5.43 | thermal | 0.1 | 0.1 | 0.2 | 0.2 | 1.4 | COPPENHALL GT1 / CREWE GT1 / CREWE GT2A / CREWE GT4A / RADWAY GREEN GT1 / RADWAY GREEN GT2 / WHITCHURCH GT2 | -3.1663 | RED | 0 |  |  | 0 | 0 | 0 | 7.5 |  |  |  |  | Green (Over 5% headroom) | 0 | 0 | 4.15 | 157 | 61 | 2144878 | [9 empty] | Fiddlers Ferry | CELLARHEAD | 5 | 1680 | 1680 | 0 | 0 | 20 | 2027-07 | [12 empty] | 53.1714 | -2.2349 | SPM-SMALLWOOD_T1 | 8823983000;8823979000 | SP Energy Networks open data (API key): NDP SPM primary-group polygons + Capacity Heatmaps Information Model SPM + LTDS appendices 3/6 + NSHR
2359 | 40 | BRACKEN BARN, HOLMES CHAPEL ROAD | CONGLETON | CW12 4SN | Cheshire East |  | Workshop And Premises | industrial | 1 | 2595.1 | 27933 | GIA | 79500 | Smallwood T1 | inside-area | 3.12 | COPPENHALL GT1 / CREWE GT1 / CREWE GT2A / CREWE GT4A / RADWAY GREEN GT1 / RADWAY GREEN GT2 / WHITCHURCH GT2 | CELLARHEAD | SPM | -3.2 | bsp | 1.982 | Green | 7.5 | 5.43 | thermal | 0.1 | 0.1 | 0.2 | 0.2 | 1.4 | COPPENHALL GT1 / CREWE GT1 / CREWE GT2A / CREWE GT4A / RADWAY GREEN GT1 / RADWAY GREEN GT2 / WHITCHURCH GT2 | -3.1663 | RED | 0 |  |  | 0 | 0 | 0 | 7.5 |  |  |  |  | Green (Over 5% headroom) | 0 | 0 | 4.12 | 117 | 61 | 2145043 | [9 empty] | Fiddlers Ferry | CELLARHEAD | 5 | 1680 | 1680 | 0 | 0 | 20 | 2027-07 |  | B1 Offices and Workshop businesses | 444 | C | Grid Supplied Electricity | 3 |  | Heating and Natural Ventilation | 2012-08-17 |  | 1 | FALSE | 53.1722 | -2.2662 | SPM-SMALLWOOD_T1 | 55419133 | SP Energy Networks open data (API key): NDP SPM primary-group polygons + Capacity Heatmaps Information Model SPM + LTDS appendices 3/6 + NSHR
2360 | 40 | BIRD FOOD SERVICES LTD, CREWE ROAD | CREWE | CW2 5AH | Cheshire East |  | Factory And Premises | industrial | 1 | 2591.7 | 27897 | GIA | 148000 | Weston T1 | inside-area | 3.11 | COPPENHALL GT1 / CREWE GT1 / CREWE GT2A / CREWE GT4A / RADWAY GREEN GT1 / RADWAY GREEN GT2 / WHITCHURCH GT2 | CELLARHEAD | SPM | -3.2 | bsp | 2.657 | Green | 10 | 7.343 | thermal | 0 | 0 | 0 | 0 | 0.9 | COPPENHALL GT1 / CREWE GT1 / CREWE GT2A / CREWE GT4A / RADWAY GREEN GT1 / RADWAY GREEN GT2 / WHITCHURCH GT2 | -3.1663 | RED | 0 |  |  | 0 | 0 | 0 | 10 |  |  |  |  | Green (Over 5% headroom) | 0 | 0 | 4.12 | 156 | 8 | 572918 | [9 empty] | Frodsham | CELLARHEAD | 5 | 1680 | 1680 | 0 | 0 | 20 | 2027-07 | [12 empty] | 53.0678 | -2.4419 | SPM-WESTON_T1 | 10755681000 | SP Energy Networks open data (API key): NDP SPM primary-group polygons + Capacity Heatmaps Information Model SPM + LTDS appendices 3/6 + NSHR
2361 | 40 | REASEHEATH COLLEGE HURLESTON BUSINESS PARK, CHESTER ROAD | NANTWICH | CW5 6BU | Cheshire East |  | Workshop And Premises | industrial | 1 | 2568.2 | 27644 | GIA | 109000 | Cheshire Green T1 / Nwf T1 | inside-area | 3.02 | COPPENHALL GT1 / CREWE GT1 / CREWE GT2A / CREWE GT4A / RADWAY GREEN GT1 / RADWAY GREEN GT2 / WHITCHURCH GT2 | CELLARHEAD | SPM | -3.2 | bsp | 4.509 | Green | 10 | 5.491 | thermal | 0 | 0 | 0 | 0 | 4.1 | COPPENHALL GT1 / CREWE GT1 / CREWE GT2A / CREWE GT4A / RADWAY GREEN GT1 / RADWAY GREEN GT2 / WHITCHURCH GT2 | -3.1663 | RED | 0 |  |  | 0 | 0 | 0 | 10 |  |  |  |  | Green (Over 5% headroom) | 0 | 0 | 4.08 | 116 | 7 | 1410919 | [9 empty] | Frodsham | CELLARHEAD | 5 | 1680 | 1680 | 0 | 0 | 20 | 2027-07 | [12 empty] | 53.0928 | -2.5674 | SPM-CHESHIRE_GREEN_T1_NWF_T1 | 14135552000 | SP Energy Networks open data (API key): NDP SPM primary-group polygons + Capacity Heatmaps Information Model SPM + LTDS appendices 3/6 + NSHR
2362 | 40 | HANS LINGL (UK), THIRD AVENUE, RADNOR PARK INDUSTRIAL ESTATE | CONGLETON | CW12 4UW | Cheshire East |  | Workshop And Premises | industrial | 1 | 2541.7 | 27359 | GIA | 115000 | Smallwood T1 | nearest-substation | 4.02 | COPPENHALL GT1 / CREWE GT1 / CREWE GT2A / CREWE GT4A / RADWAY GREEN GT1 / RADWAY GREEN GT2 / WHITCHURCH GT2 | CELLARHEAD | SPM | -3.2 | bsp | 1.982 | Green | 7.5 | 5.43 | thermal | 0.1 | 0.1 | 0.2 | 0.2 | 1.4 | COPPENHALL GT1 / CREWE GT1 / CREWE GT2A / CREWE GT4A / RADWAY GREEN GT1 / RADWAY GREEN GT2 / WHITCHURCH GT2 | -3.1663 | RED | 0 |  |  | 0 | 0 | 0 | 7.5 |  |  |  |  | Green (Over 5% headroom) | 0 | 0 | 4.04 | 114 | 61 | 2145617 | [9 empty] | Fiddlers Ferry | CELLARHEAD | 5 | 1680 | 1680 | 0 | 0 | 20 | 2027-07 | 10007644210 | B1 Offices and Workshop businesses | 12298 | C | Natural Gas | 3 |  | Heating and Natural Ventilation | 2015-03-30 |  | 1 | FALSE | 53.1724 | -2.2345 | SPM-SMALLWOOD_T1 | 10031186000 | SP Energy Networks open data (API key): NDP SPM primary-group polygons + Capacity Heatmaps Information Model SPM + LTDS appendices 3/6 + NSHR
2363 | 40 | HASLINGTON HAULAGE, YEW TREE FARM, CLAY LANE | CREWE | CW1 5SQ | Cheshire East |  | Workshop And Premises | industrial | 1 | 2519.45 | 27119 | GIA | 197000 | Wheelock T1 | inside-area | 2.56 | COPPENHALL GT1 / CREWE GT1 / CREWE GT2A / CREWE GT4A / RADWAY GREEN GT1 / RADWAY GREEN GT2 / WHITCHURCH GT2 | CELLARHEAD | SPM | -3.2 | bsp | 1.576 | Green | 7.5 | 5.924 | thermal | 0 | 1.1 | 0 | 1.1 | 0.1 | COPPENHALL GT1 / CREWE GT1 / CREWE GT2A / CREWE GT4A / RADWAY GREEN GT1 / RADWAY GREEN GT2 / WHITCHURCH GT2 | -3.1663 | RED | 0 |  |  | 0 | 0 | 0 | 7.5 |  |  |  |  | Green (Over 5% headroom) | 0 | 0 | 4 | 113 | 5 | 145721 | [9 empty] | Frodsham | CELLARHEAD | 5 | 1680 | 1680 | 0 | 0 | 20 | 2027-07 | [12 empty] | 53.122 | -2.4011 | SPM-WHEELOCK_T1 | 14992365000 | SP Energy Networks open data (API key): NDP SPM primary-group polygons + Capacity Heatmaps Information Model SPM + LTDS appendices 3/6 + NSHR
2364 | 40 | BUILDING 21, CREWE HALL ENTERPRISE PARK, WESTON ROAD | CREWE | CW1 6UA | Cheshire East |  | Factory And Premises | industrial | 1 | 2379.1 | 25608 | GIA | 150000 | Br Station T1 / Duchy Rd T1 / Electra Way T1 / Midland Rollmakers T1A / North Western Mills T1 | inside-area | 2.04 | COPPENHALL GT1 / CREWE GT1 / CREWE GT2A / CREWE GT4A / RADWAY GREEN GT1 / RADWAY GREEN GT2 / WHITCHURCH GT2 | CELLARHEAD | SPM | -3.2 | bsp | 12.265 | Green | 37.5 | 25.235 | thermal | 0 | 0 | 0 | 0 | 9.4 | COPPENHALL GT1 / CREWE GT1 / CREWE GT2A / CREWE GT4A / RADWAY GREEN GT1 / RADWAY GREEN GT2 / WHITCHURCH GT2 | -3.1663 | RED | 0 |  |  | 0 | 0 | 0 | 37.5 |  |  |  |  | Green (Over 5% headroom) | 0 | 0 | 3.78 | 143 | 82 | 6114609 | [9 empty] | Frodsham | CELLARHEAD | 5 | 1680 | 1680 | 0 | 0 | 20 | 2027-07 | 100012823951 | General Industrial and Special Industrial Groups | 2974 | C | Natural Gas | 3 |  | Heating and Natural Ventilation | 2026-03-30 |  | 1 | FALSE | 53.0821 | -2.3983 | SPM-BR_STATION_T1_DUCHY_RD_T1_ELECTRA_WAY_T1_MIDLAND_ROLLMAKERS_ | 382139133 | SP Energy Networks open data (API key): NDP SPM primary-group polygons + Capacity Heatmaps Information Model SPM + LTDS appendices 3/6 + NSHR
2365 | 40 | G A NEWSOME LTD, GREEN LANE | NANTWICH | CW5 6BJ | Cheshire East |  | Warehouse And Premises | industrial | 1 | 2361 | 25414 | GIA | 71500 | Cheshire Green T1 / Nwf T1 | inside-area | 0.17 | COPPENHALL GT1 / CREWE GT1 / CREWE GT2A / CREWE GT4A / RADWAY GREEN GT1 / RADWAY GREEN GT2 / WHITCHURCH GT2 | CELLARHEAD | SPM | -3.2 | bsp | 4.509 | Green | 10 | 5.491 | thermal | 0 | 0 | 0 | 0 | 4.1 | COPPENHALL GT1 / CREWE GT1 / CREWE GT2A / CREWE GT4A / RADWAY GREEN GT1 / RADWAY GREEN GT2 / WHITCHURCH GT2 | -3.1663 | RED | 0 |  |  | 0 | 0 | 0 | 10 |  |  |  |  | Green (Over 5% headroom) | 0 | 0 | 3.75 | 59 | 7 | 1413149 | [9 empty] | Frodsham | CELLARHEAD | 5 | 1680 | 1680 | 0 | 0 | 20 | 2027-07 | 10014452877 | B8 Storage or Distribution | 1625 | C | Grid Supplied Electricity | 3 |  | Heating and Natural Ventilation | 2019-01-15 |  | 1 | FALSE | 53.1117 | -2.598 | SPM-CHESHIRE_GREEN_T1_NWF_T1 | 4034110000 | SP Energy Networks open data (API key): NDP SPM primary-group polygons + Capacity Heatmaps Information Model SPM + LTDS appendices 3/6 + NSHR
2366 | 40 | UNITS 1-6, FIELDS ROAD | STOKE-ON-TRENT | ST7 2LZ | Cheshire East |  | Workshop And Premises | industrial | 1 | 2344.28 | 25234 | GIA | 84000 | Twyfords T1 | inside-area | 0.81 | COPPENHALL GT1 / CREWE GT1 / CREWE GT2A / CREWE GT4A / RADWAY GREEN GT1 / RADWAY GREEN GT2 / WHITCHURCH GT2 | CELLARHEAD | SPM | -3.2 | bsp | 3.08 | Green | 7.5 | 3.02 | thermal | 1.4 | 0 | 0 | 1.4 | 4 | COPPENHALL GT1 / CREWE GT1 / CREWE GT2A / CREWE GT4A / RADWAY GREEN GT1 / RADWAY GREEN GT2 / WHITCHURCH GT2 | -3.1663 | RED | 0 |  |  | 0 | 0 | 0 | 7.5 |  |  |  |  | Green (Over 5% headroom) | 0 | 0 | 3.73 | 105 | 6 | 575348 | [9 empty] | Frodsham | CELLARHEAD | 5 | 1680 | 1680 | 0 | 0 | 20 | 2027-07 | [12 empty] | 53.0952 | -2.2974 | SPM-TWYFORDS_T1 | 13043345000 | SP Energy Networks open data (API key): NDP SPM primary-group polygons + Capacity Heatmaps Information Model SPM + LTDS appendices 3/6 + NSHR
2367 | 40 | UNITS 11 & 12 & SAXON HOUSE, MILLBUCK WAY, SPRINGVALE BUSINESS CENTRE | SANDBACH | CW11 3HY | Cheshire East |  | Workshop And Premises | industrial | 1 | 2339.86 | 25186 | GIA | 116000 | Fodens T1 | inside-area | 0.26 | COPPENHALL GT1 / CREWE GT1 / CREWE GT2A / CREWE GT4A / RADWAY GREEN GT1 / RADWAY GREEN GT2 / WHITCHURCH GT2 | CELLARHEAD | SPM | -3.2 | bsp | 2.645 | Green | 7.5 | 4.855 | thermal | 0 | 0.7 | 0 | 0.7 | 1.6 | COPPENHALL GT1 / CREWE GT1 / CREWE GT2A / CREWE GT4A / RADWAY GREEN GT1 / RADWAY GREEN GT2 / WHITCHURCH GT2 | -3.1663 | RED | 0 |  |  | 0 | 0 | 0 | 7.5 |  |  |  |  | Green (Over 5% headroom) | 0 | 0 | 3.72 | 105 | 14 | 464100 | [9 empty] | Frodsham | CELLARHEAD | 5 | 1680 | 1680 | 0 | 0 | 20 | 2027-07 | [12 empty] | 53.1443 | -2.3948 | SPM-FODENS_T1 | 13639444000 | SP Energy Networks open data (API key): NDP SPM primary-group polygons + Capacity Heatmaps Information Model SPM + LTDS appendices 3/6 + NSHR
2368 | 40 | DOORS4SECURITY LTD, ELIZABETH MILL, WORRALL STREET | CONGLETON | CW12 1DT | Cheshire East |  | Warehouse And Premises | industrial | 1 | 2261 | 24337 | GIA | 47250 | Smallwood T1 | nearest-substation | 4.8 | COPPENHALL GT1 / CREWE GT1 / CREWE GT2A / CREWE GT4A / RADWAY GREEN GT1 / RADWAY GREEN GT2 / WHITCHURCH GT2 | CELLARHEAD | SPM | -3.2 | bsp | 1.982 | Green | 7.5 | 5.43 | thermal | 0.1 | 0.1 | 0.2 | 0.2 | 1.4 | COPPENHALL GT1 / CREWE GT1 / CREWE GT2A / CREWE GT4A / RADWAY GREEN GT1 / RADWAY GREEN GT2 / WHITCHURCH GT2 | -3.1663 | RED | 0 |  |  | 0 | 0 | 0 | 7.5 |  |  |  |  | Green (Over 5% headroom) | 0 | 0 | 3.59 | 57 | 61 | 2148639 | [9 empty] | Fiddlers Ferry | CELLARHEAD | 5 | 1680 | 1680 | 0 | 0 | 20 | 2027-07 | 100012598126 | B2 to B7 General Industrial and Special Industrial Groups | 2393 | D | Natural Gas | 3 |  | Heating and Natural Ventilation | 2017-10-22 |  | 1 | FALSE | 53.1644 | -2.209 | SPM-SMALLWOOD_T1 | 12771782000 | SP Energy Networks open data (API key): NDP SPM primary-group polygons + Capacity Heatmaps Information Model SPM + LTDS appendices 3/6 + NSHR
2369 | 40 | LNWR HERITAGE LTD (2) CREWE DIESEL DEPOT, NANTWICH ROAD | CREWE | CW2 6GT | Cheshire East |  | Workshop And Premises | industrial | 1 | 2159.52 | 23245 | GIA | 78000 | Br Station T1 / Duchy Rd T1 / Electra Way T1 / Midland Rollmakers T1A / North Western Mills T1 | inside-area | 0.23 | COPPENHALL GT1 / CREWE GT1 / CREWE GT2A / CREWE GT4A / RADWAY GREEN GT1 / RADWAY GREEN GT2 / WHITCHURCH GT2 | CELLARHEAD | SPM | -3.2 | bsp | 12.265 | Green | 37.5 | 25.235 | thermal | 0 | 0 | 0 | 0 | 9.4 | COPPENHALL GT1 / CREWE GT1 / CREWE GT2A / CREWE GT4A / RADWAY GREEN GT1 / RADWAY GREEN GT2 / WHITCHURCH GT2 | -3.1663 | RED | 0 |  |  | 0 | 0 | 0 | 37.5 |  |  |  |  | Green (Over 5% headroom) | 0 | 0 | 3.43 | 97 | 82 | 6116972 | [9 empty] | Frodsham | CELLARHEAD | 5 | 1680 | 1680 | 0 | 0 | 20 | 2027-07 | [12 empty] | 53.0849 | -2.4319 | SPM-BR_STATION_T1_DUCHY_RD_T1_ELECTRA_WAY_T1_MIDLAND_ROLLMAKERS_ | 12580216000 | SP Energy Networks open data (API key): NDP SPM primary-group polygons + Capacity Heatmaps Information Model SPM + LTDS appendices 3/6 + NSHR
2370 | 40 | ASHBROOK HOUSE, HOLMES CHAPEL ROAD | CONGLETON | CW12 4SN | Cheshire East |  | Workshop And Premises | industrial | 2 | 2109.1 | 22702 | GIA | 247000 | Smallwood T1 | inside-area | 3.12 | COPPENHALL GT1 / CREWE GT1 / CREWE GT2A / CREWE GT4A / RADWAY GREEN GT1 / RADWAY GREEN GT2 / WHITCHURCH GT2 | CELLARHEAD | SPM | -3.2 | bsp | 1.982 | Green | 7.5 | 5.43 | thermal | 0.1 | 0.1 | 0.2 | 0.2 | 1.4 | COPPENHALL GT1 / CREWE GT1 / CREWE GT2A / CREWE GT4A / RADWAY GREEN GT1 / RADWAY GREEN GT2 / WHITCHURCH GT2 | -3.1663 | RED | 0 |  |  | 0 | 0 | 0 | 7.5 |  |  |  |  | Green (Over 5% headroom) | 0 | 0 | 3.35 | 95 | 61 | 2150274 | [9 empty] | Fiddlers Ferry | CELLARHEAD | 5 | 1680 | 1680 | 0 | 0 | 20 | 2027-07 | 10094891001 | B1 Offices and Workshop businesses | 687 | B | Grid Supplied Electricity | 4 | 2 | Mixed-mode with Mechanical Ventilation | 2019-08-19 |  | 1 | FALSE | 53.1722 | -2.2662 | SPM-SMALLWOOD_T1 | 14654170000;14654170000 | SP Energy Networks open data (API key): NDP SPM primary-group polygons + Capacity Heatmaps Information Model SPM + LTDS appendices 3/6 + NSHR
2371 | 40 | UNIT 1D, SPITFIRE ROAD | NANTWICH | CW5 6HT | Cheshire East |  | Warehouse And Premises | industrial | 1 | 2088 | 22475 | GIA | 188000 | Acton T1 | inside-area | 4.67 | COPPENHALL GT1 / CREWE GT1 / CREWE GT2A / CREWE GT4A / RADWAY GREEN GT1 / RADWAY GREEN GT2 / WHITCHURCH GT2 | CELLARHEAD | SPM | -3.2 | bsp | 2.399 | Green | 7.5 | 4.667 | thermal | 0.4 | 1 | 0 | 1.4 | 2.2 | COPPENHALL GT1 / CREWE GT1 / CREWE GT2A / CREWE GT4A / RADWAY GREEN GT1 / RADWAY GREEN GT2 / WHITCHURCH GT2 | -3.1663 | RED | 0 |  |  | 0 | 0 | 0 | 7.5 |  |  |  |  | Green (Over 5% headroom) | 0 | 0 | 3.32 | 52 | 11 | 705655 | [9 empty] | Frodsham | CELLARHEAD | 5 | 1680 | 1680 | 0 | 0 | 20 | 2027-07 | 10096209542 | B8 Storage or Distribution | 2081 | A | LPG | 5 |  | Heating and Natural Ventilation | 2022-07-08 |  | 1 | FALSE | 53.1119 | -2.5912 | SPM-ACTON_T1 | 14912427000 | SP Energy Networks open data (API key): NDP SPM primary-group polygons + Capacity Heatmaps Information Model SPM + LTDS appendices 3/6 + NSHR
2372 | 40 | FOURWAYS TECHNOLOGY PARK, LONDON ROAD | SANDBACH | CW11 2US | Cheshire East |  | Warehouse And Premises | industrial | 1 | 2081.87 | 22409 | GIA | 83500 | Smallwood T1 | inside-area | 2.15 | COPPENHALL GT1 / CREWE GT1 / CREWE GT2A / CREWE GT4A / RADWAY GREEN GT1 / RADWAY GREEN GT2 / WHITCHURCH GT2 | CELLARHEAD | SPM | -3.2 | bsp | 1.982 | Green | 7.5 | 5.43 | thermal | 0.1 | 0.1 | 0.2 | 0.2 | 1.4 | COPPENHALL GT1 / CREWE GT1 / CREWE GT2A / CREWE GT4A / RADWAY GREEN GT1 / RADWAY GREEN GT2 / WHITCHURCH GT2 | -3.1663 | RED | 0 |  |  | 0 | 0 | 0 | 7.5 |  |  |  |  | Green (Over 5% headroom) | 0 | 0 | 3.31 | 52 | 61 | 2150567 | [9 empty] | Fiddlers Ferry | CELLARHEAD | 5 | 1680 | 1680 | 0 | 0 | 20 | 2027-07 | 100012597520 | B8 Storage or Distribution | 591 | C | Natural Gas | 3 |  | Heating and Natural Ventilation | 2017-08-04 |  | 0.67 | FALSE | 53.1335 | -2.2993 | SPM-SMALLWOOD_T1 | 367446133 | SP Energy Networks open data (API key): NDP SPM primary-group polygons + Capacity Heatmaps Information Model SPM + LTDS appendices 3/6 + NSHR
2373 | 40 | UNIT 1A, SPITFIRE ROAD | NANTWICH | CW5 6HT | Cheshire East |  | Warehouse And Premises | industrial | 1 | 2081 | 22400 | GIA | 143000 | Acton T1 | inside-area | 4.67 | COPPENHALL GT1 / CREWE GT1 / CREWE GT2A / CREWE GT4A / RADWAY GREEN GT1 / RADWAY GREEN GT2 / WHITCHURCH GT2 | CELLARHEAD | SPM | -3.2 | bsp | 2.399 | Green | 7.5 | 4.667 | thermal | 0.4 | 1 | 0 | 1.4 | 2.2 | COPPENHALL GT1 / CREWE GT1 / CREWE GT2A / CREWE GT4A / RADWAY GREEN GT1 / RADWAY GREEN GT2 / WHITCHURCH GT2 | -3.1663 | RED | 0 |  |  | 0 | 0 | 0 | 7.5 |  |  |  |  | Green (Over 5% headroom) | 0 | 0 | 3.31 | 52 | 11 | 705730 | [9 empty] | Frodsham | CELLARHEAD | 5 | 1680 | 1680 | 0 | 0 | 20 | 2027-07 | 10094891325 | B8 Storage or Distribution | 2086 | A | LPG | 5 |  | Air Conditioning | 2019-10-22 |  | 1 | FALSE | 53.1119 | -2.5912 | SPM-ACTON_T1 | 12514919000 | SP Energy Networks open data (API key): NDP SPM primary-group polygons + Capacity Heatmaps Information Model SPM + LTDS appendices 3/6 + NSHR
2374 | 40 | CHEMSOFT LTD, HANCOCK ROAD | CONGLETON | CW12 2AG | Cheshire East |  | Factory And Premises | industrial | 1 | 2080.4 | 22393 | GIA | 61000 | Smallwood T1 | nearest-substation | 5.61 | COPPENHALL GT1 / CREWE GT1 / CREWE GT2A / CREWE GT4A / RADWAY GREEN GT1 / RADWAY GREEN GT2 / WHITCHURCH GT2 | CELLARHEAD | SPM | -3.2 | bsp | 1.982 | Green | 7.5 | 5.43 | thermal | 0.1 | 0.1 | 0.2 | 0.2 | 1.4 | COPPENHALL GT1 / CREWE GT1 / CREWE GT2A / CREWE GT4A / RADWAY GREEN GT1 / RADWAY GREEN GT2 / WHITCHURCH GT2 | -3.1663 | RED | 0 |  |  | 0 | 0 | 0 | 7.5 |  |  |  |  | Green (Over 5% headroom) | 0 | 0 | 3.31 | 125 | 61 | 2150583 | [9 empty] | Fiddlers Ferry | CELLARHEAD | 5 | 1680 | 1680 | 0 | 0 | 20 | 2027-07 | [12 empty] | 53.1704 | -2.2006 | SPM-SMALLWOOD_T1 | 7594860000 | SP Energy Networks open data (API key): NDP SPM primary-group polygons + Capacity Heatmaps Information Model SPM + LTDS appendices 3/6 + NSHR
2375 | 40 | NATIONWIDE HOWARD BASFORD, SAVOY ROAD | CREWE | CW1 6NF | Cheshire East |  | Workshop And Premises | industrial | 1 | 2052.09 | 22088 | GIA | 156000 | Br Station T1 / Duchy Rd T1 / Electra Way T1 / Midland Rollmakers T1A / North Western Mills T1 | inside-area | 0.94 | COPPENHALL GT1 / CREWE GT1 / CREWE GT2A / CREWE GT4A / RADWAY GREEN GT1 / RADWAY GREEN GT2 / WHITCHURCH GT2 | CELLARHEAD | SPM | -3.2 | bsp | 12.265 | Green | 37.5 | 25.235 | thermal | 0 | 0 | 0 | 0 | 9.4 | COPPENHALL GT1 / CREWE GT1 / CREWE GT2A / CREWE GT4A / RADWAY GREEN GT1 / RADWAY GREEN GT2 / WHITCHURCH GT2 | -3.1663 | RED | 0 |  |  | 0 | 0 | 0 | 37.5 |  |  |  |  | Green (Over 5% headroom) | 0 | 0 | 3.26 | 92 | 82 | 6118129 | [9 empty] | Frodsham | CELLARHEAD | 5 | 1680 | 1680 | 0 | 0 | 20 | 2027-07 |  | Offices and Workshop Businesses | 2054 | D | Natural Gas | 3 |  | Heating and Natural Ventilation | 2024-02-19 |  | 1 | FALSE | 53.0796 | -2.4167 | SPM-BR_STATION_T1_DUCHY_RD_T1_ELECTRA_WAY_T1_MIDLAND_ROLLMAKERS_ | 10263863000 | SP Energy Networks open data (API key): NDP SPM primary-group polygons + Capacity Heatmaps Information Model SPM + LTDS appendices 3/6 + NSHR
2376 | 40 | VICTOR MILL, WORRALL STREET | CONGLETON | CW12 1DT | Cheshire East |  | Factory And Premises | industrial | 1 | 2043.9 | 22000 | GIA | 30500 | Smallwood T1 | nearest-substation | 4.8 | COPPENHALL GT1 / CREWE GT1 / CREWE GT2A / CREWE GT4A / RADWAY GREEN GT1 / RADWAY GREEN GT2 / WHITCHURCH GT2 | CELLARHEAD | SPM | -3.2 | bsp | 1.982 | Green | 7.5 | 5.43 | thermal | 0.1 | 0.1 | 0.2 | 0.2 | 1.4 | COPPENHALL GT1 / CREWE GT1 / CREWE GT2A / CREWE GT4A / RADWAY GREEN GT1 / RADWAY GREEN GT2 / WHITCHURCH GT2 | -3.1663 | RED | 0 |  |  | 0 | 0 | 0 | 7.5 |  |  |  |  | Green (Over 5% headroom) | 0 | 0 | 3.25 | 123 | 61 | 2150976 | [9 empty] | Fiddlers Ferry | CELLARHEAD | 5 | 1680 | 1680 | 0 | 0 | 20 | 2027-07 | 10014459663 | B8 Storage or Distribution | 2152 | E | Natural Gas | 3 |  | Heating and Natural Ventilation | 2018-06-21 |  | 1 | FALSE | 53.1644 | -2.209 | SPM-SMALLWOOD_T1 | 145113133 | SP Energy Networks open data (API key): NDP SPM primary-group polygons + Capacity Heatmaps Information Model SPM + LTDS appendices 3/6 + NSHR
2377 | 40 | NIGHTFREIGHT GB LTD, WESTON ROAD | CREWE | CW1 5XN | Cheshire East |  | Warehouse And Premises | industrial | 1 | 1998.8 | 21515 | GIA | 107000 | Br Station T1 / Duchy Rd T1 / Electra Way T1 / Midland Rollmakers T1A / North Western Mills T1 | inside-area | 1.24 | COPPENHALL GT1 / CREWE GT1 / CREWE GT2A / CREWE GT4A / RADWAY GREEN GT1 / RADWAY GREEN GT2 / WHITCHURCH GT2 | CELLARHEAD | SPM | -3.2 | bsp | 12.265 | Green | 37.5 | 25.235 | thermal | 0 | 0 | 0 | 0 | 9.4 | COPPENHALL GT1 / CREWE GT1 / CREWE GT2A / CREWE GT4A / RADWAY GREEN GT1 / RADWAY GREEN GT2 / WHITCHURCH GT2 | -3.1663 | RED | 0 |  |  | 0 | 0 | 0 | 37.5 |  |  |  |  | Green (Over 5% headroom) | 0 | 0 | 3.18 | 50 | 82 | 6118702 | [9 empty] | Frodsham | CELLARHEAD | 5 | 1680 | 1680 | 0 | 0 | 20 | 2027-07 | [12 empty] | 53.0789 | -2.4121 | SPM-BR_STATION_T1_DUCHY_RD_T1_ELECTRA_WAY_T1_MIDLAND_ROLLMAKERS_ | 5488104000 | SP Energy Networks open data (API key): NDP SPM primary-group polygons + Capacity Heatmaps Information Model SPM + LTDS appendices 3/6 + NSHR
2378 | 40 | FIRST AID UK LTD THE RADNOR BUILDING, RADNOR PARK INDUSTRIAL ESTATE, BACK LANE | CONGLETON | CW12 4XP | Cheshire East |  | Warehouse And Premises | industrial | 1 | 1984.6 | 21362 | GIA | 98000 | Smallwood T1 | nearest-substation | 4.07 | COPPENHALL GT1 / CREWE GT1 / CREWE GT2A / CREWE GT4A / RADWAY GREEN GT1 / RADWAY GREEN GT2 / WHITCHURCH GT2 | CELLARHEAD | SPM | -3.2 | bsp | 1.982 | Green | 7.5 | 5.43 | thermal | 0.1 | 0.1 | 0.2 | 0.2 | 1.4 | COPPENHALL GT1 / CREWE GT1 / CREWE GT2A / CREWE GT4A / RADWAY GREEN GT1 / RADWAY GREEN GT2 / WHITCHURCH GT2 | -3.1663 | RED | 0 |  |  | 0 | 0 | 0 | 7.5 |  |  |  |  | Green (Over 5% headroom) | 0 | 0 | 3.15 | 50 | 61 | 2151614 | [9 empty] | Fiddlers Ferry | CELLARHEAD | 5 | 1680 | 1680 | 0 | 0 | 20 | 2027-07 | [12 empty] | 53.1723 | -2.2331 | SPM-SMALLWOOD_T1 | 3053682000 | SP Energy Networks open data (API key): NDP SPM primary-group polygons + Capacity Heatmaps Information Model SPM + LTDS appendices 3/6 + NSHR
2379 | 40 | BUILDINGS 14-15 (A-D), CREWE HALL ENTERPRISE PARK, WESTON ROAD | CREWE | CW1 6UA | Cheshire East |  | Warehouse And Premises | industrial | 1 | 1976.87 | 21279 | GIA | 115000 | Br Station T1 / Duchy Rd T1 / Electra Way T1 / Midland Rollmakers T1A / North Western Mills T1 | inside-area | 2.04 | COPPENHALL GT1 / CREWE GT1 / CREWE GT2A / CREWE GT4A / RADWAY GREEN GT1 / RADWAY GREEN GT2 / WHITCHURCH GT2 | CELLARHEAD | SPM | -3.2 | bsp | 12.265 | Green | 37.5 | 25.235 | thermal | 0 | 0 | 0 | 0 | 9.4 | COPPENHALL GT1 / CREWE GT1 / CREWE GT2A / CREWE GT4A / RADWAY GREEN GT1 / RADWAY GREEN GT2 / WHITCHURCH GT2 | -3.1663 | RED | 0 |  |  | 0 | 0 | 0 | 37.5 |  |  |  |  | Green (Over 5% headroom) | 0 | 0 | 3.14 | 49 | 82 | 6118938 | [9 empty] | Frodsham | CELLARHEAD | 5 | 1680 | 1680 | 0 | 0 | 20 | 2027-07 | 10014455263 | B1 Offices and Workshop businesses | 552 | E | Oil | 3 |  | Heating and Natural Ventilation | 2019-11-29 |  | 0.83 | FALSE | 53.0821 | -2.3983 | SPM-BR_STATION_T1_DUCHY_RD_T1_ELECTRA_WAY_T1_MIDLAND_ROLLMAKERS_ | 11974362000 | SP Energy Networks open data (API key): NDP SPM primary-group polygons + Capacity Heatmaps Information Model SPM + LTDS appendices 3/6 + NSHR
2380 | 40 | CORBETT EQUINE FOODS, STATION ROAD | MALPAS | SY14 8LU | Cheshire West And Chester |  | Warehouse And Premises | industrial | 1 | 1971.09 | 21217 | GIA | 72000 | Duckington T1 / Duckington T2 | inside-area | 2.53 | COPPENHALL GT1 / CREWE GT1 / CREWE GT2A / CREWE GT4A / RADWAY GREEN GT1 / RADWAY GREEN GT2 / WHITCHURCH GT2 | CELLARHEAD | SPM | -3.2 | bsp | 5.787 | Green | 9.8 | 3.972 | thermal | 0.1 | 0.9 | 0.2 | 1 | 5 | COPPENHALL GT1 / CREWE GT1 / CREWE GT2A / CREWE GT4A / RADWAY GREEN GT1 / RADWAY GREEN GT2 / WHITCHURCH GT2 | -3.1663 | RED | 0 |  |  | 0 | 0 | 0 | 9.8 |  |  |  |  | Green (Over 5% headroom) | 0 | 0 | 3.13 | 49 | 1 | 31019 | [9 empty] | Frodsham | CELLARHEAD | 5 | 1680 | 1680 | 0 | 0 | 20 | 2027-07 | [12 empty] | 53.0382 | -2.7523 | SPM-DUCKINGTON_T1_DUCKINGTON_T2 | 9836185000 | SP Energy Networks open data (API key): NDP SPM primary-group polygons + Capacity Heatmaps Information Model SPM + LTDS appendices 3/6 + NSHR
2381 | 40 | MANEGE SUPPLIES AT ARCLID HALL FARM, HEMMINGSHAW LANE | SANDBACH | CW11 4SY | Cheshire East |  | Warehouse And Premises | industrial | 1 | 1952.15 | 21013 | GIA | 41000 | Smallwood T1 | inside-area | 3.38 | COPPENHALL GT1 / CREWE GT1 / CREWE GT2A / CREWE GT4A / RADWAY GREEN GT1 / RADWAY GREEN GT2 / WHITCHURCH GT2 | CELLARHEAD | SPM | -3.2 | bsp | 1.982 | Green | 7.5 | 5.43 | thermal | 0.1 | 0.1 | 0.2 | 0.2 | 1.4 | COPPENHALL GT1 / CREWE GT1 / CREWE GT2A / CREWE GT4A / RADWAY GREEN GT1 / RADWAY GREEN GT2 / WHITCHURCH GT2 | -3.1663 | RED | 0 |  |  | 0 | 0 | 0 | 7.5 |  |  |  |  | Green (Over 5% headroom) | 0 | 0 | 3.1 | 49 | 61 | 2151963 | [9 empty] | Fiddlers Ferry | CELLARHEAD | 5 | 1680 | 1680 | 0 | 0 | 20 | 2027-07 | [12 empty] | 53.1518 | -2.3219 | SPM-SMALLWOOD_T1 | 12331659000 | SP Energy Networks open data (API key): NDP SPM primary-group polygons + Capacity Heatmaps Information Model SPM + LTDS appendices 3/6 + NSHR
2382 | 40 | HAVANNAH BUSINESS CENTRE, HAVANNAH STREET | CONGLETON | CW12 2AG | Cheshire East |  | Warehouse And Premises | industrial | 1 | 1946.91 | 20956 | GIA | 87500 | Smallwood T1 | nearest-substation | 5.61 | COPPENHALL GT1 / CREWE GT1 / CREWE GT2A / CREWE GT4A / RADWAY GREEN GT1 / RADWAY GREEN GT2 / WHITCHURCH GT2 | CELLARHEAD | SPM | -3.2 | bsp | 1.982 | Green | 7.5 | 5.43 | thermal | 0.1 | 0.1 | 0.2 | 0.2 | 1.4 | COPPENHALL GT1 / CREWE GT1 / CREWE GT2A / CREWE GT4A / RADWAY GREEN GT1 / RADWAY GREEN GT2 / WHITCHURCH GT2 | -3.1663 | RED | 0 |  |  | 0 | 0 | 0 | 7.5 |  |  |  |  | Green (Over 5% headroom) | 0 | 0 | 3.09 | 49 | 61 | 2152020 | [9 empty] | Fiddlers Ferry | CELLARHEAD | 5 | 1680 | 1680 | 0 | 0 | 20 | 2027-07 | 100012598736 | B1 Offices and Workshop businesses | 424 | D | Natural Gas | 3 |  | Heating and Natural Ventilation | 2012-03-23 |  | 1 | FALSE | 53.1704 | -2.2006 | SPM-SMALLWOOD_T1 | 11422859000 | SP Energy Networks open data (API key): NDP SPM primary-group polygons + Capacity Heatmaps Information Model SPM + LTDS appendices 3/6 + NSHR
2383 | 40 | PT THE BROMLEY CENTRE, BROMLEY ROAD | CONGLETON | CW12 1PT | Cheshire East |  | Warehouse, Office And Premises | industrial | 1 | 1939.9 | 20881 | GIA | 46250 | Smallwood T1 | nearest-substation | 5.21 | COPPENHALL GT1 / CREWE GT1 / CREWE GT2A / CREWE GT4A / RADWAY GREEN GT1 / RADWAY GREEN GT2 / WHITCHURCH GT2 | CELLARHEAD | SPM | -3.2 | bsp | 1.982 | Green | 7.5 | 5.43 | thermal | 0.1 | 0.1 | 0.2 | 0.2 | 1.4 | COPPENHALL GT1 / CREWE GT1 / CREWE GT2A / CREWE GT4A / RADWAY GREEN GT1 / RADWAY GREEN GT2 / WHITCHURCH GT2 | -3.1663 | RED | 0 |  |  | 0 | 0 | 0 | 7.5 |  |  |  |  | Green (Over 5% headroom) | 0 | 0 | 3.08 | 136 | 61 | 2152095 | [9 empty] | Fiddlers Ferry | CELLARHEAD | 5 | 1680 | 1680 | 0 | 0 | 20 | 2027-07 | 10094316177 | B8 Storage or Distribution | 134 | B | Other | 3 |  | Unconditioned | 2012-04-17 |  | 1 | FALSE | 53.1644 | -2.202 | SPM-SMALLWOOD_T1 | 9515022000 | SP Energy Networks open data (API key): NDP SPM primary-group polygons + Capacity Heatmaps Information Model SPM + LTDS appendices 3/6 + NSHR
2384 | 40 | RICHARD CAMPEY LTD, MARTON HALL LANE | MACCLESFIELD | SK11 9HG | Cheshire East |  | Workshop And Premises | industrial | 1 | 1923.78 | 20707 | GIA | 67000 | Smallwood T1 | nearest-substation | 7.31 | COPPENHALL GT1 / CREWE GT1 / CREWE GT2A / CREWE GT4A / RADWAY GREEN GT1 / RADWAY GREEN GT2 / WHITCHURCH GT2 | CELLARHEAD | SPM | -3.2 | bsp | 1.982 | Green | 7.5 | 5.43 | thermal | 0.1 | 0.1 | 0.2 | 0.2 | 1.4 | COPPENHALL GT1 / CREWE GT1 / CREWE GT2A / CREWE GT4A / RADWAY GREEN GT1 / RADWAY GREEN GT2 / WHITCHURCH GT2 | -3.1663 | RED | 0 |  |  | 0 | 0 | 0 | 7.5 |  |  |  |  | Green (Over 5% headroom) | 0 | 0 | 3.06 | 87 | 61 | 2152269 | [9 empty] | Fiddlers Ferry | CELLARHEAD | 5 | 1680 | 1680 | 0 | 0 | 20 | 2027-07 | [12 empty] | 53.202 | -2.22 | SPM-SMALLWOOD_T1 | 1471163000 | SP Energy Networks open data (API key): NDP SPM primary-group polygons + Capacity Heatmaps Information Model SPM + LTDS appendices 3/6 + NSHR
2385 | 40 | HOLDCROFTS OF HANLEY, WESTON ROAD | CREWE | CW1 6BP | Cheshire East |  | Car Showroom, Workshop And Premises | industrial | 1 | 1920.3 | 20670 | GIA | 180000 | Br Station T1 / Duchy Rd T1 / Electra Way T1 / Midland Rollmakers T1A / North Western Mills T1 | inside-area | 0.71 | COPPENHALL GT1 / CREWE GT1 / CREWE GT2A / CREWE GT4A / RADWAY GREEN GT1 / RADWAY GREEN GT2 / WHITCHURCH GT2 | CELLARHEAD | SPM | -3.2 | bsp | 12.265 | Green | 37.5 | 25.235 | thermal | 0 | 0 | 0 | 0 | 9.4 | COPPENHALL GT1 / CREWE GT1 / CREWE GT2A / CREWE GT4A / RADWAY GREEN GT1 / RADWAY GREEN GT2 / WHITCHURCH GT2 | -3.1663 | RED | 0 |  |  | 0 | 0 | 0 | 37.5 |  |  |  |  | Green (Over 5% headroom) | 0 | 0 | 3.05 | 86 | 82 | 6119547 | [9 empty] | Frodsham | CELLARHEAD | 5 | 1680 | 1680 | 0 | 0 | 20 | 2027-07 | 200002835838 | Retail/Financial and Professional Services | 4180 | D | Natural Gas | 3 |  | Heating and Natural Ventilation | 2022-11-15 |  | 0.5 | FALSE | 53.0833 | -2.4182 | SPM-BR_STATION_T1_DUCHY_RD_T1_ELECTRA_WAY_T1_MIDLAND_ROLLMAKERS_ | 2368526000 | SP Energy Networks open data (API key): NDP SPM primary-group polygons + Capacity Heatmaps Information Model SPM + LTDS appendices 3/6 + NSHR
2386 | 40 | CROMWELL HOUSE, QUAKERS COPPICE | CREWE | CW1 6GG | Cheshire East |  | Warehouse And Premises | industrial | 1 | 1912.55 | 20586 | GIA | 130000 | Br Station T1 / Duchy Rd T1 / Electra Way T1 / Midland Rollmakers T1A / North Western Mills T1 | inside-area | 0.95 | COPPENHALL GT1 / CREWE GT1 / CREWE GT2A / CREWE GT4A / RADWAY GREEN GT1 / RADWAY GREEN GT2 / WHITCHURCH GT2 | CELLARHEAD | SPM | -3.2 | bsp | 12.265 | Green | 37.5 | 25.235 | thermal | 0 | 0 | 0 | 0 | 9.4 | COPPENHALL GT1 / CREWE GT1 / CREWE GT2A / CREWE GT4A / RADWAY GREEN GT1 / RADWAY GREEN GT2 / WHITCHURCH GT2 | -3.1663 | RED | 0 |  |  | 0 | 0 | 0 | 37.5 |  |  |  |  | Green (Over 5% headroom) | 0 | 0 | 3.04 | 48 | 82 | 6119631 | [9 empty] | Frodsham | CELLARHEAD | 5 | 1680 | 1680 | 0 | 0 | 20 | 2027-07 | [12 empty] | 53.087 | -2.4153 | SPM-BR_STATION_T1_DUCHY_RD_T1_ELECTRA_WAY_T1_MIDLAND_ROLLMAKERS_ | 1156299000 | SP Energy Networks open data (API key): NDP SPM primary-group polygons + Capacity Heatmaps Information Model SPM + LTDS appendices 3/6 + NSHR
2387 | 40 | CNG FUELS THE SIDINGS, WESTON ROAD | CREWE | CW1 6BW | Cheshire East |  | Compressed Natural Gas Depot & Premises | industrial | 1 | 1907.33 | 20530 | GEA | 25500 | Br Station T1 / Duchy Rd T1 / Electra Way T1 / Midland Rollmakers T1A / North Western Mills T1 | inside-area | 0.17 | COPPENHALL GT1 / CREWE GT1 / CREWE GT2A / CREWE GT4A / RADWAY GREEN GT1 / RADWAY GREEN GT2 / WHITCHURCH GT2 | CELLARHEAD | SPM | -3.2 | bsp | 12.265 | Green | 37.5 | 25.235 | thermal | 0 | 0 | 0 | 0 | 9.4 | COPPENHALL GT1 / CREWE GT1 / CREWE GT2A / CREWE GT4A / RADWAY GREEN GT1 / RADWAY GREEN GT2 / WHITCHURCH GT2 | -3.1663 | RED | 0 |  |  | 0 | 0 | 0 | 37.5 |  |  |  |  | Green (Over 5% headroom) | 0 | 0 | 3.03 | 48 | 82 | 6119687 | [9 empty] | Frodsham | CELLARHEAD | 5 | 1680 | 1680 | 0 | 0 | 20 | 2027-07 | [12 empty] | 53.0838 | -2.4261 | SPM-BR_STATION_T1_DUCHY_RD_T1_ELECTRA_WAY_T1_MIDLAND_ROLLMAKERS_ | 10582820000 | SP Energy Networks open data (API key): NDP SPM primary-group polygons + Capacity Heatmaps Information Model SPM + LTDS appendices 3/6 + NSHR
2388 | 40 | AZTEC, GATEWAY | CREWE | CW1 6YY | Cheshire East |  | Warehouses And Premises | industrial | 1 | 1883.9 | 20278 | GIA | 152000 | Br Station T1 / Duchy Rd T1 / Electra Way T1 / Midland Rollmakers T1A / North Western Mills T1 | inside-area | 0.65 | COPPENHALL GT1 / CREWE GT1 / CREWE GT2A / CREWE GT4A / RADWAY GREEN GT1 / RADWAY GREEN GT2 / WHITCHURCH GT2 | CELLARHEAD | SPM | -3.2 | bsp | 12.265 | Green | 37.5 | 25.235 | thermal | 0 | 0 | 0 | 0 | 9.4 | COPPENHALL GT1 / CREWE GT1 / CREWE GT2A / CREWE GT4A / RADWAY GREEN GT1 / RADWAY GREEN GT2 / WHITCHURCH GT2 | -3.1663 | RED | 0 |  |  | 0 | 0 | 0 | 37.5 |  |  |  |  | Green (Over 5% headroom) | 0 | 0 | 2.99 | 47 | 82 | 6119939 | [9 empty] | Frodsham | CELLARHEAD | 5 | 1680 | 1680 | 0 | 0 | 20 | 2027-07 | [12 empty] | 53.0881 | -2.4219 | SPM-BR_STATION_T1_DUCHY_RD_T1_ELECTRA_WAY_T1_MIDLAND_ROLLMAKERS_ | 13833196000 | SP Energy Networks open data (API key): NDP SPM primary-group polygons + Capacity Heatmaps Information Model SPM + LTDS appendices 3/6 + NSHR
2389 | 40 | UNIT 1, SPRINGVALE INDUSTRIAL ESTATE, MILLBUCK WAY | SANDBACH | CW11 3GQ | Cheshire East |  | Warehouse And Premises | industrial | 1 | 1860.4 | 20025 | GIA | 84500 | Fodens T1 | inside-area | 0.62 | COPPENHALL GT1 / CREWE GT1 / CREWE GT2A / CREWE GT4A / RADWAY GREEN GT1 / RADWAY GREEN GT2 / WHITCHURCH GT2 | CELLARHEAD | SPM | -3.2 | bsp | 2.645 | Green | 7.5 | 4.855 | thermal | 0 | 0.7 | 0 | 0.7 | 1.6 | COPPENHALL GT1 / CREWE GT1 / CREWE GT2A / CREWE GT4A / RADWAY GREEN GT1 / RADWAY GREEN GT2 / WHITCHURCH GT2 | -3.1663 | RED | 0 |  |  | 0 | 0 | 0 | 7.5 |  |  |  |  | Green (Over 5% headroom) | 0 | 0 | 2.96 | 47 | 14 | 469261 | [9 empty] | Frodsham | CELLARHEAD | 5 | 1680 | 1680 | 0 | 0 | 20 | 2027-07 | [12 empty] | 53.142 | -2.3987 | SPM-FODENS_T1 | 1905246000 | SP Energy Networks open data (API key): NDP SPM primary-group polygons + Capacity Heatmaps Information Model SPM + LTDS appendices 3/6 + NSHR
2390 | 39.9 | COUNTESS OF CHESTER HOSPITAL, LIVERPOOL ROAD | CHESTER | CH2 1UL | Cheshire West And Chester | WESTERN CHESHIRE PRIMARY CARE TRUST | Offices And Premises | office | 1 | 1467.2 | 15793 | NIA | 121000 | Brook La T1 / Mannings La T1 / Newtown Chester T1 / Upton Heath T1 | inside-area | 1.07 | CHESTER MAIN GT4 / CRANE BANK GT1 / GUILDEN SUTTON GT1 / SALTNEY G2A | CAPENHURST | SPM | 11.9 | primary | 11.9303 | Green | 30 | 17.7397 | thermal | 1.3 | 5.2 | 0 | 6.5 | 6.5 | CHESTER MAIN GT4 / CRANE BANK GT1 / GUILDEN SUTTON GT1 / SALTNEY G2A | 31.649 | GREEN | 39.8 |  |  | 0 | 0 | 0 | 30 |  |  |  |  | Green (Over 5% headroom) | 84848 | 100 | 2.33 | 103 | 4 | 130906 | [9 empty] | Capenhurst | CAPENHURST | 4 | 896.6 | 896.6 | 0 | 0 | 304 | 2029-10 | 200000988910 | Non-residential Institutions: Education | 308 | C | Natural Gas | 3 |  | Heating and Natural Ventilation | 2022-07-26 |  | 1 | FALSE | 53.2088 | -2.8979 | SPM-BROOK_LA_T1_MANNINGS_LA_T1_NEWTOWN_CHESTER_T1_UPTON_HEATH_T1 | 6232289000 | SP Energy Networks open data (API key): NDP SPM primary-group polygons + Capacity Heatmaps Information Model SPM + LTDS appendices 3/6 + NSHR
2391 | 39.9 | CHESHIRE HEALTH AGENCY, COUNTESS OF CHESTER HEALTH PARK, 1829 BUILDING, LIVERPOOL ROAD | CHESTER | CH2 1DU | Cheshire West And Chester |  | Offices And Premises | office | 1 | 1314.5 | 14149 | NIA | 108000 | Brook La T1 / Mannings La T1 / Newtown Chester T1 / Upton Heath T1 | inside-area | 1.36 | CHESTER MAIN GT4 / CRANE BANK GT1 / GUILDEN SUTTON GT1 / SALTNEY G2A | CAPENHURST | SPM | 11.9 | primary | 11.9303 | Green | 30 | 17.7397 | thermal | 1.3 | 5.2 | 0 | 6.5 | 6.5 | CHESTER MAIN GT4 / CRANE BANK GT1 / GUILDEN SUTTON GT1 / SALTNEY G2A | 31.649 | GREEN | 39.8 |  |  | 0 | 0 | 0 | 30 |  |  |  |  | Green (Over 5% headroom) | 84848 | 100 | 2.09 | 92 | 4 | 132550 | [9 empty] | Capenhurst | CAPENHURST | 4 | 896.6 | 896.6 | 0 | 0 | 304 | 2029-10 | [12 empty] | 53.2116 | -2.8988 | SPM-BROOK_LA_T1_MANNINGS_LA_T1_NEWTOWN_CHESTER_T1_UPTON_HEATH_T1 | 771968000 | SP Energy Networks open data (API key): NDP SPM primary-group polygons + Capacity Heatmaps Information Model SPM + LTDS appendices 3/6 + NSHR
2392 | 39.9 | PUBLIC HEALTH LABORATORY SERVICES, COUNTESS OF CHESTER HEALTH PARK, 1829 BUILDING, LIVERPOOL ROAD | CHESTER | CH2 1BD | Cheshire West And Chester |  | Offices And Premises | office | 1 | 1307.3 | 14072 | NIA | 113000 | Brook La T1 / Mannings La T1 / Newtown Chester T1 / Upton Heath T1 | inside-area | 1.84 | CHESTER MAIN GT4 / CRANE BANK GT1 / GUILDEN SUTTON GT1 / SALTNEY G2A | CAPENHURST | SPM | 11.9 | primary | 11.9303 | Green | 30 | 17.7397 | thermal | 1.3 | 5.2 | 0 | 6.5 | 6.5 | CHESTER MAIN GT4 / CRANE BANK GT1 / GUILDEN SUTTON GT1 / SALTNEY G2A | 31.649 | GREEN | 39.8 |  |  | 0 | 0 | 0 | 30 |  |  |  |  | Green (Over 5% headroom) | 84848 | 100 | 2.08 | 92 | 4 | 132627 | [9 empty] | Capenhurst | CAPENHURST | 4 | 896.6 | 896.6 | 0 | 0 | 304 | 2029-10 | [12 empty] | 53.217 | -2.895 | SPM-BROOK_LA_T1_MANNINGS_LA_T1_NEWTOWN_CHESTER_T1_UPTON_HEATH_T1 | 771962000 | SP Energy Networks open data (API key): NDP SPM primary-group polygons + Capacity Heatmaps Information Model SPM + LTDS appendices 3/6 + NSHR
2393 | 39.9 | 151, FYLDE ROAD | SOUTHPORT | PR9 9XP | Sefton | CLARIDGES | Workshop And Premises | industrial | 1 | 1537.99 | 16555 | GIA | 76500 | Lord St T1 / Marshside T1 / Mullards Balmoral Dv T1 / Southport T2 | inside-area | 1.06 | FORMBY GT2B / SOUTHPORT GT1 / SOUTHPORT GT2 | KIRKBY | SPM | 7.4 | primary | 7.395 | Green | 30 | 19.105 | thermal | 14 | 0 | 0 | 14 | 6 | FORMBY GT2B / SOUTHPORT GT1 / SOUTHPORT GT2 | 12.484 | GREEN | 0 |  |  | 0 | 0 | 0 | 30 |  |  |  |  | Green (Over 5% headroom) | 52763 | 100 | 2.44 | 69 | 7 | 265876 | [9 empty] | Lister Drive | KIRKBY | 4 | 514 | 514 | 400 | 0 | 0 | 2027-08 | 41033525 | A1/A2 Retail and Financial/Professional services | 672 | D | Natural Gas | 3 |  | Heating and Natural Ventilation | 2017-09-21 |  | 0.5 | FALSE | 53.6719 | -2.9632 | SPM-LORD_ST_T1_MARSHSIDE_T1_MULLARDS_BALMORAL_DV_T1_SOUTHPORT_T2 | 3606014000 | SP Energy Networks open data (API key): NDP SPM primary-group polygons + Capacity Heatmaps Information Model SPM + LTDS appendices 3/6 + NSHR
2394 | 39.9 | UNITS 1-7 AK BUSINESS PARK, RUSSELL ROAD | SOUTHPORT | PR9 7RF | Sefton |  | Warehouse And Premises | industrial | 1 | 1024.33 | 11026 | NIA | 54500 | Lord St T1 / Marshside T1 / Mullards Balmoral Dv T1 / Southport T2 | inside-area | 2.37 | FORMBY GT2B / SOUTHPORT GT1 / SOUTHPORT GT2 | KIRKBY | SPM | 7.4 | primary | 7.395 | Green | 30 | 19.105 | thermal | 14 | 0 | 0 | 14 | 6 | FORMBY GT2B / SOUTHPORT GT1 / SOUTHPORT GT2 | 12.484 | GREEN | 0 |  |  | 0 | 0 | 0 | 30 |  |  |  |  | Green (Over 5% headroom) | 52763 | 100 | 1.63 | 26 | 7 | 271405 | [9 empty] | Lister Drive | KIRKBY | 4 | 514 | 514 | 400 | 0 | 0 | 2027-08 | [12 empty] | 53.6447 | -2.9632 | SPM-LORD_ST_T1_MARSHSIDE_T1_MULLARDS_BALMORAL_DV_T1_SOUTHPORT_T2 | 7390320000 | SP Energy Networks open data (API key): NDP SPM primary-group polygons + Capacity Heatmaps Information Model SPM + LTDS appendices 3/6 + NSHR
2395 | 39.8 | GERDDI FRON GOCH, PANT ROAD | CAERNARFON | LL54 5RL | Gwynedd |  | Garden Centre & Premises | bigbox | 1 | 3560.12 | 38321 | NIA | 228000 | St Helens Rd T1 | inside-area | 1.04 | BANGOR GT2 / CAERNARFON GT2 | CONNAHS QUAY - PENTIR - ST ASAPH | SPM | 3.6 | primary | 3.563 | Green | 7.5 | 3.937 | thermal | 0 | 0 | 0 | 0 | 2.8 | BANGOR GT2 / CAERNARFON GT2 | 31.686 | GREEN | 0 |  |  | 0 | 0 | 0 | 7.5 |  |  |  |  | Green (Over 5% headroom) | 25668 | 67 | 5.66 | 320 | 5 | 142960 | [9 empty] | Pentir | PENTIR | 2 | 1082 | 1082 | 1025 | 57 | 39 | 2028-10 | 10024099975 | Retail/Financial and Professional Services | 1426 | A | Biomass | 3 | 2 | Heating and Mechanical Ventilation | 2026-06-23 |  | 0.75 | FALSE | 53.1247 | -4.2756 | SPM-ST_HELENS_RD_T1 | 196983202 | SP Energy Networks open data (API key): NDP SPM primary-group polygons + Capacity Heatmaps Information Model SPM + LTDS appendices 3/6 + NSHR
2396 | 39.8 | TESCO, SOUTH ROAD | CAERNARFON | LL55 2YG | Gwynedd |  | Superstore And Premises | bigbox | 1 | 2670.6 | 28746 | GIA | 440000 | St Helens Rd T1 | inside-area | 0.14 | BANGOR GT2 / CAERNARFON GT2 | CONNAHS QUAY - PENTIR - ST ASAPH | SPM | 3.6 | primary | 3.563 | Green | 7.5 | 3.937 | thermal | 0 | 0 | 0 | 0 | 2.8 | BANGOR GT2 / CAERNARFON GT2 | 31.686 | GREEN | 0 |  |  | 0 | 0 | 0 | 7.5 |  |  |  |  | Green (Over 5% headroom) | 25668 | 89 | 4.24 | 240 | 5 | 152535 | [9 empty] | Pentir | PENTIR | 2 | 1082 | 1082 | 1025 | 57 | 39 | 2028-10 | [12 empty] | 53.1326 | -4.2723 | SPM-ST_HELENS_RD_T1 | 8792013000 | SP Energy Networks open data (API key): NDP SPM primary-group polygons + Capacity Heatmaps Information Model SPM + LTDS appendices 3/6 + NSHR
2397 | 39.7 | ANWYL HOUSE, CLOS DEWI SANT | DEESIDE | CH5 3DT | Flintshire |  | Offices And Premises | office | 1 | 1314.21 | 14146 | NIA | 116000 | Connahs Quay Local T1 / Connahs Quay Local T2 / Hawarden T1 / King George St T1 | inside-area | 4.4 | CASTLE CEMENT GT1 / HAWARDEN GT1 / SALTNEY GT1 / SALTNEY G2B | CONNAHS QUAY - PENTIR - ST ASAPH | SPM | 11.8 | primary | 11.753 | Green | 30 | 17.125 | thermal | 4.5 | 7.6 | 7.5 | 12.1 | 9.2 | CASTLE CEMENT GT1 / HAWARDEN GT1 / SALTNEY GT1 / SALTNEY G2B | 32.76 | GREEN | 0 |  |  | 0 | 0 | 0 | 30 |  |  |  |  | Green (Over 5% headroom) | 84135 | 100 | 2.09 | 92 | 13 | 341497 | [9 empty] | Connahs Quay / SASA | [8 empty] | 10023847095 | A1/A2 Retail and Financial/Professional services | 874 | C | Grid Supplied Electricity | 4 |  | Air Conditioning | 2020-11-06 |  | 0.75 | FALSE | 53.1895 | -3.0521 | SPM-CONNAHS_QUAY_LOCAL_T1_CONNAHS_QUAY_LOCAL_T2_HAWARDEN_T1_KING | 10482839000 | SP Energy Networks open data (API key): NDP SPM primary-group polygons + Capacity Heatmaps Information Model SPM + LTDS appendices 3/6 + NSHR
2398 | 39.7 | WALES & WEST HOUSING TY DRAIG, CLOS DEWI SANT | DEESIDE | CH5 3DT | Flintshire |  | Offices And Premises | office | 1 | 1308.2 | 14081 | NIA | 114000 | Connahs Quay Local T1 / Connahs Quay Local T2 / Hawarden T1 / King George St T1 | inside-area | 4.4 | CASTLE CEMENT GT1 / HAWARDEN GT1 / SALTNEY GT1 / SALTNEY G2B | CONNAHS QUAY - PENTIR - ST ASAPH | SPM | 11.8 | primary | 11.753 | Green | 30 | 17.125 | thermal | 4.5 | 7.6 | 7.5 | 12.1 | 9.2 | CASTLE CEMENT GT1 / HAWARDEN GT1 / SALTNEY GT1 / SALTNEY G2B | 32.76 | GREEN | 0 |  |  | 0 | 0 | 0 | 30 |  |  |  |  | Green (Over 5% headroom) | 84135 | 100 | 2.08 | 92 | 13 | 341562 | [9 empty] | Connahs Quay / SASA | [8 empty] | 10023847095 | A1/A2 Retail and Financial/Professional services | 874 | C | Grid Supplied Electricity | 4 |  | Air Conditioning | 2020-11-06 |  | 0.6 | FALSE | 53.1895 | -3.0521 | SPM-CONNAHS_QUAY_LOCAL_T1_CONNAHS_QUAY_LOCAL_T2_HAWARDEN_T1_KING | 10519347000 | SP Energy Networks open data (API key): NDP SPM primary-group polygons + Capacity Heatmaps Information Model SPM + LTDS appendices 3/6 + NSHR
2399 | 39.7 | FLINTSHIRE CC, RECTORY LANE | DEESIDE | CH5 3NR | Flintshire | THE OLD RECTORY | Offices And Premises | office | 1 | 1290.19 | 13887 | NIA | 43500 | Connahs Quay Local T1 / Connahs Quay Local T2 / Hawarden T1 / King George St T1 | inside-area | 5.59 | CASTLE CEMENT GT1 / HAWARDEN GT1 / SALTNEY GT1 / SALTNEY G2B | CONNAHS QUAY - PENTIR - ST ASAPH | SPM | 11.8 | primary | 11.753 | Green | 30 | 17.125 | thermal | 4.5 | 7.6 | 7.5 | 12.1 | 9.2 | CASTLE CEMENT GT1 / HAWARDEN GT1 / SALTNEY GT1 / SALTNEY G2B | 32.76 | GREEN | 0 |  |  | 0 | 0 | 0 | 30 |  |  |  |  | Green (Over 5% headroom) | 84135 | 100 | 2.05 | 90 | 13 | 341756 | [9 empty] | Connahs Quay / SASA | [8 empty] | 10023843784 | D1 Non-residential Institutions - Libraries Museums and Galleries | 1486 | D | Natural Gas | 3 | 65 | Heating and Natural Ventilation | 2012-06-21 |  | 0.67 | FALSE | 53.1856 | -3.0252 | SPM-CONNAHS_QUAY_LOCAL_T1_CONNAHS_QUAY_LOCAL_T2_HAWARDEN_T1_KING | 2924319000 | SP Energy Networks open data (API key): NDP SPM primary-group polygons + Capacity Heatmaps Information Model SPM + LTDS appendices 3/6 + NSHR
2400 | 39.6 | 2ND FLR & PART 1ST FLR UNIT 2, RIVERSIDE PARK, SOUTHWOOD ROAD | WIRRAL | CH62 3QX | Wirral |  | Offices And Premises | office | 1 | 1002.38 | 10790 | NIA | 117000 | Morganite Ceramics T1 / Plymyard T2 / Vauxhall North Rd T1 | inside-area | 3.43 | BROMBOROUGH GT2 / ELLESMERE PORT GT1 / HOOTON PK GT1A / HOOTON PK GT2A | CAPENHURST | SPM | 11.7 | bsp | 16.6975 | Green | 20 | 3.3025 | thermal | 0 | 0 | 0 | 0 | 15.3 | BROMBOROUGH GT2 / ELLESMERE PORT GT1 / HOOTON PK GT1A / HOOTON PK GT2A | 11.703 | GREEN | 0 |  |  | 0 | 0 | 0 | 20 |  |  |  |  | Green (Over 5% headroom) | 83422 | 100 | 1.59 | 70 | 1 | 31694 | [9 empty] | Capenhurst | CAPENHURST | 4 | 896.6 | 896.6 | 0 | 0 | 304 | 2029-10 | [12 empty] | 53.3311 | -2.9654 | SPM-MORGANITE_CERAMICS_T1_PLYMYARD_T2_VAUXHALL_NORTH_RD_T1 | 7627659000 | SP Energy Networks open data (API key): NDP SPM primary-group polygons + Capacity Heatmaps Information Model SPM + LTDS appendices 3/6 + NSHR
2401 | 39.5 | THE HEATH, HEATH ROAD SOUTH | RUNCORN | WA7 4QX | Halton |  | Offices And Premises | office | 1 | 35727.98 | 384572 | NIA | 1000000 | Bass Charrington T1 / Bass Charrington T2 / Clifton T1 / Ykk T1 | inside-area | 1.19 | DUTTON GT2 / MOORE GT1 / PERCIVAL LA GT1 | FRODSHAM - INCE | SPM | 15 | primary | 14.99 | Green | 30 | 15.01 | thermal | 0 | 6.4 | 0 | 6.4 | 12.2 | DUTTON GT2 / MOORE GT1 / PERCIVAL LA GT1 | 32.616 | GREEN | 0 |  |  | 0 | 0 | 0 | 30 |  |  |  |  | Green (Over 5% headroom) | 106952 | 28 | 56.77 | 2501 | 36 | 3461918 | [9 empty] | Frodsham | FRODSHAM | 5 | 1090 | 1090 | 0 | 0 | 0 | 2029-04 | 10012261507 | Offices and Workshop Businesses | 1441 | B | Grid Supplied Electricity | 3 |  | Air Conditioning | 2026-02-03 |  | 1 | FALSE | 53.3247 | -2.7329 | SPM-BASS_CHARRINGTON_T1_BASS_CHARRINGTON_T2_CLIFTON_T1_YKK_T1 | 3034399000 | SP Energy Networks open data (API key): NDP SPM primary-group polygons + Capacity Heatmaps Information Model SPM + LTDS appendices 3/6 + NSHR
2402 | 39.5 | NAT WEST SERVICE CENTRE STEPHENSON WAY, WAVERTREE TECHNOLOGY PARK | LIVERPOOL | L13 1NW | Liverpool |  | Offices And Premises | office | 1 | 3080.5 | 33158 | NIA | 357500 | Arundel T1 / Grove Pk T1 / Wavertree Vale T1 | inside-area | 0.81 | LISTER DV B GT3 / SPARLING ST GT1 / WAVERTREE GT2 | LISTER DRIVE | SPM | 7.1 | primary | 7.053 | Green | 17.5 | 10.447 | thermal | 0 | 0 | 0 | 0 | 5.4 | LISTER DV B GT3 / SPARLING ST GT1 / WAVERTREE GT2 | 51.671 | GREEN | 0 |  |  | 0 | 0 | 0 | 17.5 |  |  |  |  | Green (Over 5% headroom) | 50624 | 100 | 4.9 | 216 | 3 | 330263 | [9 empty] | Lister Drive | LISTER DRIVE | 2 | 114 | 114 | 0 | 57 | 20 | 2026-09 | [12 empty] | 53.396 | -2.9293 | SPM-ARUNDEL_T1_GROVE_PK_T1_WAVERTREE_VALE_T1 | 517759134 | SP Energy Networks open data (API key): NDP SPM primary-group polygons + Capacity Heatmaps Information Model SPM + LTDS appendices 3/6 + NSHR
2403 | 39.5 | 1-7, BROUGHAM TERRACE, WEST DERBY ROAD | LIVERPOOL | L6 1AE | Liverpool |  | Offices And Premises | office | 1 | 2279.8 | 24540 | NIA | 130000 | Everton Brow T1 / Gardners Row T1 / Sheil Pk T1 | inside-area | 0.9 | BOOTLE GT2A / BURLINGTON ST GT1 / LISTER DV A GT2 | LISTER DRIVE | SPM | 7.1 | primary | 7.058 | Green | 17.5 | 10.442 | thermal | 0 | 1.1 | 7.4 | 1.1 | 5.2 | BOOTLE GT2A / BURLINGTON ST GT1 / LISTER DV A GT2 | 61.868 | GREEN | 0 |  |  | 0 | 0 | 0 | 17.5 |  |  |  |  | Green (Over 5% headroom) | 50624 | 100 | 3.62 | 160 | 20 | 704691 | [9 empty] | Lister Drive | LISTER DRIVE | 2 | 114 | 114 | 0 | 57 | 20 | 2026-09 | 38198702 | Retail/Financial and Professional Services | 1067 | C | Natural Gas | 3 |  | Heating and Natural Ventilation | 2024-02-06 |  | 0.67 | FALSE | 53.4143 | -2.961 | SPM-EVERTON_BROW_T1_GARDNERS_ROW_T1_SHEIL_PK_T1 | 5292966000 | SP Energy Networks open data (API key): NDP SPM primary-group polygons + Capacity Heatmaps Information Model SPM + LTDS appendices 3/6 + NSHR
2404 | 39.5 | 66-68, ST ANNE STREET | LIVERPOOL | L3 3DS | Liverpool |  | Store And Premises | industrial | 1 | 1811.6 | 19500 | GIA | 35500 | Everton Brow T1 / Gardners Row T1 / Sheil Pk T1 | inside-area | 0.39 | BOOTLE GT2A / BURLINGTON ST GT1 / LISTER DV A GT2 | LISTER DRIVE | SPM | 7.1 | primary | 7.058 | Green | 17.5 | 10.442 | thermal | 0 | 1.1 | 7.4 | 1.1 | 5.2 | BOOTLE GT2A / BURLINGTON ST GT1 / LISTER DV A GT2 | 61.868 | GREEN | 0 |  |  | 0 | 0 | 0 | 17.5 |  |  |  |  | Green (Over 5% headroom) | 50624 | 100 | 2.88 | 45 | 20 | 709731 | [9 empty] | Lister Drive | LISTER DRIVE | 2 | 114 | 114 | 0 | 57 | 20 | 2026-09 | [12 empty] | 53.4124 | -2.9765 | SPM-EVERTON_BROW_T1_GARDNERS_ROW_T1_SHEIL_PK_T1 | 410373134 | SP Energy Networks open data (API key): NDP SPM primary-group polygons + Capacity Heatmaps Information Model SPM + LTDS appendices 3/6 + NSHR
2405 | 39.5 | LOCARNO 76-78, WEST DERBY ROAD | LIVERPOOL | L6 9BY | Liverpool |  | Warehouse And Premises | industrial | 1 | 1723.7 | 18554 | GIA | 36250 | Everton Brow T1 / Gardners Row T1 / Sheil Pk T1 | inside-area | 1.19 | BOOTLE GT2A / BURLINGTON ST GT1 / LISTER DV A GT2 | LISTER DRIVE | SPM | 7.1 | primary | 7.058 | Green | 17.5 | 10.442 | thermal | 0 | 1.1 | 7.4 | 1.1 | 5.2 | BOOTLE GT2A / BURLINGTON ST GT1 / LISTER DV A GT2 | 61.868 | GREEN | 0 |  |  | 0 | 0 | 0 | 17.5 |  |  |  |  | Green (Over 5% headroom) | 50624 | 100 | 2.74 | 43 | 20 | 710677 | [9 empty] | Lister Drive | LISTER DRIVE | 2 | 114 | 114 | 0 | 57 | 20 | 2026-09 | 38162719 | General Assembly and Leisure, Night Clubs, and Theatres | 914 | E | Natural Gas | 4 | 2 | Air Conditioning | 2023-05-25 |  | 1 | FALSE | 53.4159 | -2.9564 | SPM-EVERTON_BROW_T1_GARDNERS_ROW_T1_SHEIL_PK_T1 | 403191134 | SP Energy Networks open data (API key): NDP SPM primary-group polygons + Capacity Heatmaps Information Model SPM + LTDS appendices 3/6 + NSHR
2406 | 39.5 | PERADON & FLETCHER 128, RICHMOND ROW | LIVERPOOL | L3 3BL | Liverpool |  | Workshop And Premises | industrial | 1 | 1575.38 | 16957 | GIA | 52500 | Everton Brow T1 / Gardners Row T1 / Sheil Pk T1 | inside-area | 0.16 | BOOTLE GT2A / BURLINGTON ST GT1 / LISTER DV A GT2 | LISTER DRIVE | SPM | 7.1 | primary | 7.058 | Green | 17.5 | 10.442 | thermal | 0 | 1.1 | 7.4 | 1.1 | 5.2 | BOOTLE GT2A / BURLINGTON ST GT1 / LISTER DV A GT2 | 61.868 | GREEN | 0 |  |  | 0 | 0 | 0 | 17.5 |  |  |  |  | Green (Over 5% headroom) | 50624 | 100 | 2.5 | 71 | 20 | 712274 | [9 empty] | Lister Drive | LISTER DRIVE | 2 | 114 | 114 | 0 | 57 | 20 | 2026-09 | 38292271 | B1 Offices and Workshop businesses | 732 | D | Natural Gas | 3 |  | Heating and Mechanical Ventilation | 2013-11-11 |  | 0.67 | FALSE | 53.415 | -2.9764 | SPM-EVERTON_BROW_T1_GARDNERS_ROW_T1_SHEIL_PK_T1 | 523699134 | SP Energy Networks open data (API key): NDP SPM primary-group polygons + Capacity Heatmaps Information Model SPM + LTDS appendices 3/6 + NSHR
2407 | 39.5 | 13-21, PICTON ROAD | LIVERPOOL | L15 4LD | Liverpool |  | Warehouse And Premises | industrial | 1 | 1440.15 | 15502 | GIA | 46750 | Arundel T1 / Grove Pk T1 / Wavertree Vale T1 | inside-area | 1.49 | LISTER DV B GT3 / SPARLING ST GT1 / WAVERTREE GT2 | LISTER DRIVE | SPM | 7.1 | primary | 7.053 | Green | 17.5 | 10.447 | thermal | 0 | 0 | 0 | 0 | 5.4 | LISTER DV B GT3 / SPARLING ST GT1 / WAVERTREE GT2 | 51.671 | GREEN | 0 |  |  | 0 | 0 | 0 | 17.5 |  |  |  |  | Green (Over 5% headroom) | 50624 | 100 | 2.29 | 36 | 3 | 347919 | [9 empty] | Lister Drive | LISTER DRIVE | 2 | 114 | 114 | 0 | 57 | 20 | 2026-09 | [12 empty] | 53.4018 | -2.9337 | SPM-ARUNDEL_T1_GROVE_PK_T1_WAVERTREE_VALE_T1 | 7765369000 | SP Energy Networks open data (API key): NDP SPM primary-group polygons + Capacity Heatmaps Information Model SPM + LTDS appendices 3/6 + NSHR
2408 | 39.5 | BEER CELLARS (UK) LTD, CASTOR STREET | LIVERPOOL | L6 5AT | Liverpool |  | Warehouse And Premises | industrial | 1 | 1181.66 | 12719 | GIA | 78500 | Everton Brow T1 / Gardners Row T1 / Sheil Pk T1 | inside-area | 1.71 | BOOTLE GT2A / BURLINGTON ST GT1 / LISTER DV A GT2 | LISTER DRIVE | SPM | 7.1 | primary | 7.058 | Green | 17.5 | 10.442 | thermal | 0 | 1.1 | 7.4 | 1.1 | 5.2 | BOOTLE GT2A / BURLINGTON ST GT1 / LISTER DV A GT2 | 61.868 | GREEN | 0 |  |  | 0 | 0 | 0 | 17.5 |  |  |  |  | Green (Over 5% headroom) | 50624 | 100 | 1.88 | 30 | 20 | 716512 | [9 empty] | Lister Drive | LISTER DRIVE | 2 | 114 | 114 | 0 | 57 | 20 | 2026-09 | [12 empty] | 53.423 | -2.9517 | SPM-EVERTON_BROW_T1_GARDNERS_ROW_T1_SHEIL_PK_T1 | 4893412000 | SP Energy Networks open data (API key): NDP SPM primary-group polygons + Capacity Heatmaps Information Model SPM + LTDS appendices 3/6 + NSHR
2409 | 39.5 | NORWEST METALLISING CO LTD, GUILDEN SUTTON LANE | CHESTER | CH3 7EX | Cheshire West And Chester |  | Workshop And Premises | industrial | 1 | 1158.5 | 12470 | GIA | 34750 | Associated Lead T1 / Great Boughton T1 / Pipers Ash T1 | inside-area | 2.57 | CHESTER MAIN GT4 / CRANE BANK GT1 / GUILDEN SUTTON GT1 / SALTNEY G2A | CAPENHURST | SPM | 7.1 | primary | 7.089 | Green | 20 | 12.911 | thermal | 0 | 2.4 | 0 | 2.4 | 3.9 | CHESTER MAIN GT4 / CRANE BANK GT1 / GUILDEN SUTTON GT1 / SALTNEY G2A | 31.649 | GREEN | 39.8 |  |  | 0 | 0 | 0 | 20 |  |  |  |  | Green (Over 5% headroom) | 50624 | 100 | 1.84 | 52 | 2 | 165237 | [9 empty] | Capenhurst | CAPENHURST | 4 | 896.6 | 896.6 | 0 | 0 | 304 | 2029-10 | [12 empty] | 53.2072 | -2.8425 | SPM-ASSOCIATED_LEAD_T1_GREAT_BOUGHTON_T1_PIPERS_ASH_T1 | 283391132 | SP Energy Networks open data (API key): NDP SPM primary-group polygons + Capacity Heatmaps Information Model SPM + LTDS appendices 3/6 + NSHR
2410 | 39.5 | 102-104, SOHO STREET | LIVERPOOL | L3 8AS | Liverpool |  | Warehouse And Premises | industrial | 1 | 1091.23 | 11746 | GIA | 35500 | Everton Brow T1 / Gardners Row T1 / Sheil Pk T1 | inside-area | 0.07 | BOOTLE GT2A / BURLINGTON ST GT1 / LISTER DV A GT2 | LISTER DRIVE | SPM | 7.1 | primary | 7.058 | Green | 17.5 | 10.442 | thermal | 0 | 1.1 | 7.4 | 1.1 | 5.2 | BOOTLE GT2A / BURLINGTON ST GT1 / LISTER DV A GT2 | 61.868 | GREEN | 0 |  |  | 0 | 0 | 0 | 17.5 |  |  |  |  | Green (Over 5% headroom) | 50624 | 100 | 1.73 | 27 | 20 | 717485 | [9 empty] | Lister Drive | LISTER DRIVE | 2 | 114 | 114 | 0 | 57 | 20 | 2026-09 | [12 empty] | 53.4151 | -2.9748 | SPM-EVERTON_BROW_T1_GARDNERS_ROW_T1_SHEIL_PK_T1 | 15084834000 | SP Energy Networks open data (API key): NDP SPM primary-group polygons + Capacity Heatmaps Information Model SPM + LTDS appendices 3/6 + NSHR
2411 | 39.5 | 59, GREAT RICHMOND STREET | LIVERPOOL | L3 3BY | Liverpool | KITCHEN CENTRE | Workshop And Premises | industrial | 1 | 1044.12 | 11239 | GIA | 28250 | Everton Brow T1 / Gardners Row T1 / Sheil Pk T1 | inside-area | 0.33 | BOOTLE GT2A / BURLINGTON ST GT1 / LISTER DV A GT2 | LISTER DRIVE | SPM | 7.1 | primary | 7.058 | Green | 17.5 | 10.442 | thermal | 0 | 1.1 | 7.4 | 1.1 | 5.2 | BOOTLE GT2A / BURLINGTON ST GT1 / LISTER DV A GT2 | 61.868 | GREEN | 0 |  |  | 0 | 0 | 0 | 17.5 |  |  |  |  | Green (Over 5% headroom) | 50624 | 100 | 1.66 | 47 | 20 | 717992 | [9 empty] | Lister Drive | LISTER DRIVE | 2 | 114 | 114 | 0 | 57 | 20 | 2026-09 | [12 empty] | 53.4154 | -2.9794 | SPM-EVERTON_BROW_T1_GARDNERS_ROW_T1_SHEIL_PK_T1 | 6256255000 | SP Energy Networks open data (API key): NDP SPM primary-group polygons + Capacity Heatmaps Information Model SPM + LTDS appendices 3/6 + NSHR
2412 | 39.5 | FLINT TRADE PARK, HOLYWELL ROAD | FLINT | CH6 5RR | Flintshire | HUWS GRAY FITLOCK LTD | Builders Merchants And Premises | bigbox | 1 | 2698.27 | 29044 | GIA | 141000 | Flint T1 / Flint T2 | inside-area | 0.81 | BRYMBO GT2 / HAWARDEN GT2 / HOLYWELL GT2 | CONNAHS QUAY - PENTIR - ST ASAPH | SPM | 3.4 | primary | 3.443 | Green | 10 | 6.44 | thermal | 0.2 | 4.4 | 0.5 | 4.6 | -4.7 | BRYMBO GT2 / HAWARDEN GT2 / HOLYWELL GT2 | 19.9178 | GREEN | 0 |  |  | 0 | 0 | 0 | 10 |  |  |  |  | Green (Over 5% headroom) | 24242 | 83 | 4.29 | 243 | 20 | 1853416 | [9 empty] | Connahs Quay / SASA | [9 empty] | B1 Offices and Workshop businesses | 198 | C | Natural Gas | 3 |  | Heating and Natural Ventilation | 2021-02-11 |  | 1 | FALSE | 53.258 | -3.1492 | SPM-FLINT_T1_FLINT_T2 | 6504232000 | SP Energy Networks open data (API key): NDP SPM primary-group polygons + Capacity Heatmaps Information Model SPM + LTDS appendices 3/6 + NSHR
2413 | 39.5 | UNIT E & F, FLINTSHIRE RETAIL PARK, HOLYWELL ROAD | FLINT | CH6 5RR | Flintshire |  | Retail Warehouse And Premises | bigbox | 1 | 2673.3 | 28775 | GIA | 207000 | Flint T1 / Flint T2 | inside-area | 0.81 | BRYMBO GT2 / HAWARDEN GT2 / HOLYWELL GT2 | CONNAHS QUAY - PENTIR - ST ASAPH | SPM | 3.4 | primary | 3.443 | Green | 10 | 6.44 | thermal | 0.2 | 4.4 | 0.5 | 4.6 | -4.7 | BRYMBO GT2 / HAWARDEN GT2 / HOLYWELL GT2 | 19.9178 | GREEN | 0 |  |  | 0 | 0 | 0 | 10 |  |  |  |  | Green (Over 5% headroom) | 24242 | 84 | 4.25 | 241 | 20 | 1853685 | [9 empty] | Connahs Quay / SASA | [8 empty] | 10090462833 | A1/A2 Retail and Financial/Professional services | 1213 | D | Natural Gas | 3 |  | Heating and Mechanical Ventilation | 2022-01-19 |  | 0.75 | FALSE | 53.258 | -3.1492 | SPM-FLINT_T1_FLINT_T2 | 15080078000 | SP Energy Networks open data (API key): NDP SPM primary-group polygons + Capacity Heatmaps Information Model SPM + LTDS appendices 3/6 + NSHR
2414 | 39.5 | UNIT D, FLINTSHIRE RETAIL PARK, HOLYWELL ROAD | FLINT | CH6 5GB | Flintshire |  | Retail Warehouse And Premises | bigbox | 1 | 2319.2 | 24964 | GIA | 255000 | Flint T1 / Flint T2 | inside-area | 0.27 | BRYMBO GT2 / HAWARDEN GT2 / HOLYWELL GT2 | CONNAHS QUAY - PENTIR - ST ASAPH | SPM | 3.4 | primary | 3.443 | Green | 10 | 6.44 | thermal | 0.2 | 4.4 | 0.5 | 4.6 | -4.7 | BRYMBO GT2 / HAWARDEN GT2 / HOLYWELL GT2 | 19.9178 | GREEN | 0 |  |  | 0 | 0 | 0 | 10 |  |  |  |  | Green (Over 5% headroom) | 24242 | 97 | 3.69 | 209 | 20 | 1857496 | [9 empty] | Connahs Quay / SASA | [8 empty] | 100101033778 | A1/A2 Retail and Financial/Professional services | 1400 | C | Natural Gas | 3 |  | Heating and Mechanical Ventilation | 2021-04-16 |  | 0.75 | FALSE | 53.2507 | -3.1389 | SPM-FLINT_T1_FLINT_T2 | 12950235000 | SP Energy Networks open data (API key): NDP SPM primary-group polygons + Capacity Heatmaps Information Model SPM + LTDS appendices 3/6 + NSHR
2415 | 39.4 | NORTH WALES GARDEN WORLD LTD, ST ASAPH AVENUE NORTH | RHYL | LL18 5TU | Conwy |  | Garden Centre And Premises | bigbox | 1 | 6986.56 | 75203 | NIA | 92000 | Rhuddlan T1 | inside-area | 3.28 | HOLYWELL GT1 / RHYL GT1 / ST ASAPH GT2 / ST ASAPH GT4 | CONNAHS QUAY - PENTIR - ST ASAPH | SPM | 3.3 | primary | 3.2916 | Green | 7.5 | 4.2084 | thermal | 0 | 0 | 0 | 0 | 2.3 | HOLYWELL GT1 / RHYL GT1 / ST ASAPH GT2 / ST ASAPH GT4 | 22.4768 | GREEN | 0 |  |  | 0 | 0 | 0 | 7.5 |  |  |  |  | Green (Over 5% headroom) | 23529 | 31 | 11.1 | 629 | 10 | 220781 | [9 empty] | Connahs Quay / SASA | [8 empty] | 50000009504 | A1/A2 Retail and Financial/Professional services | 1844 | F | Oil | 3 |  | Heating and Natural Ventilation | 2016-08-19 |  | 0.8 | FALSE | 53.2957 | -3.5142 | SPM-RHUDDLAN_T1 | 14423277000 | SP Energy Networks open data (API key): NDP SPM primary-group polygons + Capacity Heatmaps Information Model SPM + LTDS appendices 3/6 + NSHR
2416 | 39.4 | MORRISONS SUPERMARKET, SHREWSBURY ROAD | OSWESTRY | SY11 4QA | Shropshire |  | Superstore And Premises | bigbox | 1 | 4711.65 | 50716 | GIA | 855000 | Morda T1 | inside-area | 1.12 | LEGACY LOCAL GT2 / NEWTOWN GT2 / OSWESTRY GT8 / WELSHPOOL GT1 | LEGACY | SPM | 3.3 | primary | 3.273 | Green | 7.5 | 4.227 | thermal | 0 | 0 | 0 | 0 | 2.5 | LEGACY LOCAL GT2 / NEWTOWN GT2 / OSWESTRY GT8 / WELSHPOOL GT1 | 60.6676 | GREEN | 0 |  |  | 0 | 0 | 0 | 7.5 |  |  |  |  | Green (Over 5% headroom) | 23529 | 46 | 7.49 | 424 | 0 | 0 | [9 empty] | Legacy | LEGACY | 5 | 1714 | 1714 | 0 | 0 | 0 | 2024-08 | 10094727934 | A1/A2 Retail and Financial/Professional services | 4360 | A | Natural Gas | 5 | 2 | Air Conditioning | 2019-09-27 |  | 0.67 | FALSE | 52.8514 | -3.039 | SPM-MORDA_T1 | 14792975000 | SP Energy Networks open data (API key): NDP SPM primary-group polygons + Capacity Heatmaps Information Model SPM + LTDS appendices 3/6 + NSHR
2417 | 39.3 | STEVE GRAY (MOTOR ENGINEERS) LTD, BROOKFIELD DRIVE | LIVERPOOL | L9 7AR | Liverpool | STEVE GRAY (MOTOR ENGINEERS) LTD | Workshop And Premises | industrial | 1 | 1832.53 | 19725 | GIA | 60500 | Fazakerley Hospital T1 / Jacobs T1 / Jacobs T2 / Seeds La T1 | inside-area | 0.6 | AINTREE GT2 / FAZAKERLEY GT1 / GILLMOSS GT2 | KIRKBY | SPM | 7 | bsp | 16.709 | Green | 30 | 13.291 | thermal | 0 | 0 | 0 | 0 | 14.6 | AINTREE GT2 / FAZAKERLEY GT1 / GILLMOSS GT2 | 7.016 | GREEN | 0 |  |  | 0 | 0 | 0 | 30 |  |  |  |  | Green (Over 5% headroom) | 49911 | 100 | 2.91 | 82 | 21 | 821395 | [9 empty] | Lister Drive | KIRKBY | 4 | 514 | 514 | 400 | 0 | 0 | 2027-08 | 38267207 | B2 to B7 General Industrial and Special Industrial Groups | 658 | C | LPG | 3 |  | Heating and Natural Ventilation | 2016-03-02 |  | 0.5 | FALSE | 53.4613 | -2.9415 | SPM-FAZAKERLEY_HOSPITAL_T1_JACOBS_T1_JACOBS_T2_SEEDS_LA_T1 | 517274134 | SP Energy Networks open data (API key): NDP SPM primary-group polygons + Capacity Heatmaps Information Model SPM + LTDS appendices 3/6 + NSHR
2418 | 39.3 | WAREHOUSE A 66, LONG LANE | LIVERPOOL | L9 7DT | Liverpool |  | Warehouse And Premises | industrial | 1 | 1828.5 | 19682 | GIA | 54500 | Bemrose T1 / Carr La East T1 / Lucas (Fazakerley) T1 / Norris Green T1 / West Derby T1 | inside-area | 1.88 | AINTREE GT2 / FAZAKERLEY GT1 / GILLMOSS GT2 | KIRKBY | SPM | 7 | bsp | 14.643 | Green | 37.5 | 22.857 | thermal | 0 | 0 | 0 | 0 | 9.5 | AINTREE GT2 / FAZAKERLEY GT1 / GILLMOSS GT2 | 7.016 | GREEN | 0 |  |  | 0 | 0 | 0 | 37.5 |  |  |  |  | Green (Over 5% headroom) | 49911 | 100 | 2.91 | 46 | 16 | 503923 | [9 empty] | Lister Drive | KIRKBY | 4 | 514 | 514 | 400 | 0 | 0 | 2027-08 | [12 empty] | 53.4572 | -2.9465 | SPM-BEMROSE_T1_CARR_LA_EAST_T1_LUCAS_FAZAKERLEY_T1_NORRIS_GREEN_ | 8424753000 | SP Energy Networks open data (API key): NDP SPM primary-group polygons + Capacity Heatmaps Information Model SPM + LTDS appendices 3/6 + NSHR
2419 | 39.3 | UNIT 14, GILLMOSS INDUSTRIAL ESTATE, CARRAWAY ROAD, BACK GILLMOSS LANE | LIVERPOOL | L11 0AY | Liverpool |  | Factory And Premises | industrial | 1 | 1617 | 17405 | GIA | 112000 | Orb Cl T1 / Stonebridge La T1 / Stonebridge La T2 | inside-area | 0.72 | AINTREE GT2 / FAZAKERLEY GT1 / GILLMOSS GT2 | KIRKBY | SPM | 7 | bsp | 10.743 | Green | 20 | 9.257 | thermal | 0 | 0 | 0 | 0 | 8.5 | AINTREE GT2 / FAZAKERLEY GT1 / GILLMOSS GT2 | 7.016 | GREEN | 0 |  |  | 0 | 0 | 0 | 20 |  |  |  |  | Green (Over 5% headroom) | 49911 | 100 | 2.57 | 97 | 4 | 279485 | [9 empty] | Lister Drive | KIRKBY | 4 | 514 | 514 | 400 | 0 | 0 | 2027-08 | [12 empty] | 53.4605 | -2.9006 | SPM-ORB_CL_T1_STONEBRIDGE_LA_T1_STONEBRIDGE_LA_T2 | 520853134 | SP Energy Networks open data (API key): NDP SPM primary-group polygons + Capacity Heatmaps Information Model SPM + LTDS appendices 3/6 + NSHR
2420 | 39.3 | UNITS G1 & G3, LIVER INDUSTRIAL ESTATE, LONG LANE | LIVERPOOL | L9 7ES | Liverpool |  | Warehouse And Premises | industrial | 1 | 1570.14 | 16901 | GIA | 92500 | Bemrose T1 / Carr La East T1 / Lucas (Fazakerley) T1 / Norris Green T1 / West Derby T1 | inside-area | 1.45 | AINTREE GT2 / FAZAKERLEY GT1 / GILLMOSS GT2 | KIRKBY | SPM | 7 | bsp | 14.643 | Green | 37.5 | 22.857 | thermal | 0 | 0 | 0 | 0 | 9.5 | AINTREE GT2 / FAZAKERLEY GT1 / GILLMOSS GT2 | 7.016 | GREEN | 0 |  |  | 0 | 0 | 0 | 37.5 |  |  |  |  | Green (Over 5% headroom) | 49911 | 100 | 2.5 | 39 | 16 | 506704 | [9 empty] | Lister Drive | KIRKBY | 4 | 514 | 514 | 400 | 0 | 0 | 2027-08 | 38185436 | B8 Storage or Distribution | 2009 | D | Natural Gas | 3 | 2 | Heating and Natural Ventilation | 2019-07-03 |  | 1 | FALSE | 53.4522 | -2.9464 | SPM-BEMROSE_T1_CARR_LA_EAST_T1_LUCAS_FAZAKERLEY_T1_NORRIS_GREEN_ | 14619700000 | SP Energy Networks open data (API key): NDP SPM primary-group polygons + Capacity Heatmaps Information Model SPM + LTDS appendices 3/6 + NSHR
2421 | 39.3 | OLD JACOBS GARAGES, HARTLEY AVENUE | LIVERPOOL | L9 7DB | Liverpool |  | Warehouse And Premises | industrial | 1 | 1563.5 | 16829 | GIA | 41750 | Fazakerley Hospital T1 / Jacobs T1 / Jacobs T2 / Seeds La T1 | inside-area | 0.35 | AINTREE GT2 / FAZAKERLEY GT1 / GILLMOSS GT2 | KIRKBY | SPM | 7 | bsp | 16.709 | Green | 30 | 13.291 | thermal | 0 | 0 | 0 | 0 | 14.6 | AINTREE GT2 / FAZAKERLEY GT1 / GILLMOSS GT2 | 7.016 | GREEN | 0 |  |  | 0 | 0 | 0 | 30 |  |  |  |  | Green (Over 5% headroom) | 49911 | 100 | 2.48 | 39 | 21 | 824291 | [9 empty] | Lister Drive | KIRKBY | 4 | 514 | 514 | 400 | 0 | 0 | 2027-08 | [12 empty] | 53.4614 | -2.9537 | SPM-FAZAKERLEY_HOSPITAL_T1_JACOBS_T1_JACOBS_T2_SEEDS_LA_T1 | 7502104000 | SP Energy Networks open data (API key): NDP SPM primary-group polygons + Capacity Heatmaps Information Model SPM + LTDS appendices 3/6 + NSHR
2422 | 39.3 | UNIT 1 BECHERS HOUSE, CHARNOCK ROAD | LIVERPOOL | L9 7ET | Liverpool |  | Workshop And Premises | industrial | 1 | 1442.49 | 15527 | GIA | 53000 | Bemrose T1 / Carr La East T1 / Lucas (Fazakerley) T1 / Norris Green T1 / West Derby T1 | inside-area | 1.24 | AINTREE GT2 / FAZAKERLEY GT1 / GILLMOSS GT2 | KIRKBY | SPM | 7 | bsp | 14.643 | Green | 37.5 | 22.857 | thermal | 0 | 0 | 0 | 0 | 9.5 | AINTREE GT2 / FAZAKERLEY GT1 / GILLMOSS GT2 | 7.016 | GREEN | 0 |  |  | 0 | 0 | 0 | 37.5 |  |  |  |  | Green (Over 5% headroom) | 49911 | 100 | 2.29 | 65 | 16 | 508078 | [9 empty] | Lister Drive | KIRKBY | 4 | 514 | 514 | 400 | 0 | 0 | 2027-08 | [12 empty] | 53.4516 | -2.9428 | SPM-BEMROSE_T1_CARR_LA_EAST_T1_LUCAS_FAZAKERLEY_T1_NORRIS_GREEN_ | 9477765000 | SP Energy Networks open data (API key): NDP SPM primary-group polygons + Capacity Heatmaps Information Model SPM + LTDS appendices 3/6 + NSHR
2423 | 39.3 | ALEXANDRA HOUSE, HANSON ROAD | LIVERPOOL | L9 7BP | Liverpool |  | Workshop And Premises | industrial | 1 | 1374.64 | 14796 | GIA | 45750 | Bemrose T1 / Carr La East T1 / Lucas (Fazakerley) T1 / Norris Green T1 / West Derby T1 | inside-area | 1.87 | AINTREE GT2 / FAZAKERLEY GT1 / GILLMOSS GT2 | KIRKBY | SPM | 7 | bsp | 14.643 | Green | 37.5 | 22.857 | thermal | 0 | 0 | 0 | 0 | 9.5 | AINTREE GT2 / FAZAKERLEY GT1 / GILLMOSS GT2 | 7.016 | GREEN | 0 |  |  | 0 | 0 | 0 | 37.5 |  |  |  |  | Green (Over 5% headroom) | 49911 | 100 | 2.18 | 62 | 16 | 508809 | [9 empty] | Lister Drive | KIRKBY | 4 | 514 | 514 | 400 | 0 | 0 | 2027-08 | 38354841 | General Industrial and Special Industrial Groups | 1076 | D | Grid Supplied Electricity | 3 |  | Heating and Natural Ventilation | 2023-06-11 |  | 1 | FALSE | 53.4577 | -2.9446 | SPM-BEMROSE_T1_CARR_LA_EAST_T1_LUCAS_FAZAKERLEY_T1_NORRIS_GREEN_ | 15039054000 | SP Energy Networks open data (API key): NDP SPM primary-group polygons + Capacity Heatmaps Information Model SPM + LTDS appendices 3/6 + NSHR
2424 | 39.3 | UNITS 14 15 & 16, BROOKFIELD PROPERTY CENTRE, BROOKFIELD DRIVE | LIVERPOOL | L9 7AS | Liverpool |  | Workshop And Premises | industrial | 1 | 1365.54 | 14699 | GIA | 46000 | Fazakerley Hospital T1 / Jacobs T1 / Jacobs T2 / Seeds La T1 | inside-area | 0.43 | AINTREE GT2 / FAZAKERLEY GT1 / GILLMOSS GT2 | KIRKBY | SPM | 7 | bsp | 16.709 | Green | 30 | 13.291 | thermal | 0 | 0 | 0 | 0 | 14.6 | AINTREE GT2 / FAZAKERLEY GT1 / GILLMOSS GT2 | 7.016 | GREEN | 0 |  |  | 0 | 0 | 0 | 30 |  |  |  |  | Green (Over 5% headroom) | 49911 | 100 | 2.17 | 61 | 21 | 826421 | [9 empty] | Lister Drive | KIRKBY | 4 | 514 | 514 | 400 | 0 | 0 | 2027-08 | 38302843 | Offices and Workshop Businesses | 500 | C | Grid Supplied Electricity | 3 |  | Heating and Natural Ventilation | 2024-03-04 |  | 1 | FALSE | 53.4602 | -2.9435 | SPM-FAZAKERLEY_HOSPITAL_T1_JACOBS_T1_JACOBS_T2_SEEDS_LA_T1 | 7158247000 | SP Energy Networks open data (API key): NDP SPM primary-group polygons + Capacity Heatmaps Information Model SPM + LTDS appendices 3/6 + NSHR
2425 | 39.3 | UNIT E, GRAYLAW TRADING ESTATE, WAREING ROAD | LIVERPOOL | L9 7AU | Liverpool |  | Warehouse And Premises | industrial | 1 | 1295.1 | 13940 | GIA | 56500 | Fazakerley Hospital T1 / Jacobs T1 / Jacobs T2 / Seeds La T1 | inside-area | 0.4 | AINTREE GT2 / FAZAKERLEY GT1 / GILLMOSS GT2 | KIRKBY | SPM | 7 | bsp | 16.709 | Green | 30 | 13.291 | thermal | 0 | 0 | 0 | 0 | 14.6 | AINTREE GT2 / FAZAKERLEY GT1 / GILLMOSS GT2 | 7.016 | GREEN | 0 |  |  | 0 | 0 | 0 | 30 |  |  |  |  | Green (Over 5% headroom) | 49911 | 100 | 2.06 | 32 | 21 | 827180 | [9 empty] | Lister Drive | KIRKBY | 4 | 514 | 514 | 400 | 0 | 0 | 2027-08 | 38355921 | General Industrial and Special Industrial Groups | 1092 | B | Other | 3 |  | Unconditioned | 2025-06-11 |  | 1 | FALSE | 53.4623 | -2.9468 | SPM-FAZAKERLEY_HOSPITAL_T1_JACOBS_T1_JACOBS_T2_SEEDS_LA_T1 | 13004785000 | SP Energy Networks open data (API key): NDP SPM primary-group polygons + Capacity Heatmaps Information Model SPM + LTDS appendices 3/6 + NSHR
2426 | 39.3 | G & J SEDDON LTD UNIT 5, BROOKFIELD DRIVE | LIVERPOOL | L9 7AN | Liverpool |  | Workshop And Premises | industrial | 1 | 1285.74 | 13840 | GIA | 38000 | Fazakerley Hospital T1 / Jacobs T1 / Jacobs T2 / Seeds La T1 | inside-area | 0.17 | AINTREE GT2 / FAZAKERLEY GT1 / GILLMOSS GT2 | KIRKBY | SPM | 7 | bsp | 16.709 | Green | 30 | 13.291 | thermal | 0 | 0 | 0 | 0 | 14.6 | AINTREE GT2 / FAZAKERLEY GT1 / GILLMOSS GT2 | 7.016 | GREEN | 0 |  |  | 0 | 0 | 0 | 30 |  |  |  |  | Green (Over 5% headroom) | 49911 | 100 | 2.04 | 58 | 21 | 827280 | [9 empty] | Lister Drive | KIRKBY | 4 | 514 | 514 | 400 | 0 | 0 | 2027-08 | [12 empty] | 53.4598 | -2.9475 | SPM-FAZAKERLEY_HOSPITAL_T1_JACOBS_T1_JACOBS_T2_SEEDS_LA_T1 | 7197293000 | SP Energy Networks open data (API key): NDP SPM primary-group polygons + Capacity Heatmaps Information Model SPM + LTDS appendices 3/6 + NSHR
2427 | 39.3 | UNIT 6 & 8, BROOKFIELD BUSINESS PARK, MUIR ROAD | LIVERPOOL | L9 7AR | Liverpool |  | Warehouse And Premises | industrial | 1 | 1284.3 | 13824 | GIA | 97000 | Fazakerley Hospital T1 / Jacobs T1 / Jacobs T2 / Seeds La T1 | inside-area | 0.6 | AINTREE GT2 / FAZAKERLEY GT1 / GILLMOSS GT2 | KIRKBY | SPM | 7 | bsp | 16.709 | Green | 30 | 13.291 | thermal | 0 | 0 | 0 | 0 | 14.6 | AINTREE GT2 / FAZAKERLEY GT1 / GILLMOSS GT2 | 7.016 | GREEN | 0 |  |  | 0 | 0 | 0 | 30 |  |  |  |  | Green (Over 5% headroom) | 49911 | 100 | 2.04 | 32 | 21 | 827296 | [9 empty] | Lister Drive | KIRKBY | 4 | 514 | 514 | 400 | 0 | 0 | 2027-08 | 38267200 | Storage or Distribution | 588 | C | Natural Gas | 3 |  | Heating and Natural Ventilation | 2026-08-28 |  | 1 | FALSE | 53.4613 | -2.9415 | SPM-FAZAKERLEY_HOSPITAL_T1_JACOBS_T1_JACOBS_T2_SEEDS_LA_T1 | 6410054000 | SP Energy Networks open data (API key): NDP SPM primary-group polygons + Capacity Heatmaps Information Model SPM + LTDS appendices 3/6 + NSHR
2428 | 39.3 | UNIT F, CHARNOCK ROAD | LIVERPOOL | L9 7ET | Liverpool | HYTECH GLASS LTD | Workshop And Premises | industrial | 1 | 1268.5 | 13654 | GIA | 48750 | Bemrose T1 / Carr La East T1 / Lucas (Fazakerley) T1 / Norris Green T1 / West Derby T1 | inside-area | 1.24 | AINTREE GT2 / FAZAKERLEY GT1 / GILLMOSS GT2 | KIRKBY | SPM | 7 | bsp | 14.643 | Green | 37.5 | 22.857 | thermal | 0 | 0 | 0 | 0 | 9.5 | AINTREE GT2 / FAZAKERLEY GT1 / GILLMOSS GT2 | 7.016 | GREEN | 0 |  |  | 0 | 0 | 0 | 37.5 |  |  |  |  | Green (Over 5% headroom) | 49911 | 100 | 2.02 | 57 | 16 | 509951 | [9 empty] | Lister Drive | KIRKBY | 4 | 514 | 514 | 400 | 0 | 0 | 2027-08 | 38313407 | General Industrial and Special Industrial Groups | 1286 | C | Grid Supplied Electricity | 3 |  | Air Conditioning | 2024-08-01 |  | 1 | FALSE | 53.4516 | -2.9428 | SPM-BEMROSE_T1_CARR_LA_EAST_T1_LUCAS_FAZAKERLEY_T1_NORRIS_GREEN_ | 10275578000 | SP Energy Networks open data (API key): NDP SPM primary-group polygons + Capacity Heatmaps Information Model SPM + LTDS appendices 3/6 + NSHR
2429 | 39.3 | UNIT 2, PAULA WORKS, CHARNOCK ROAD | LIVERPOOL | L9 7ET | Liverpool | NORTHERN LABOUR MANAGEMENT | Store And Premises | industrial | 1 | 1125 | 12109 | GIA | 32750 | Bemrose T1 / Carr La East T1 / Lucas (Fazakerley) T1 / Norris Green T1 / West Derby T1 | inside-area | 1.24 | AINTREE GT2 / FAZAKERLEY GT1 / GILLMOSS GT2 | KIRKBY | SPM | 7 | bsp | 14.643 | Green | 37.5 | 22.857 | thermal | 0 | 0 | 0 | 0 | 9.5 | AINTREE GT2 / FAZAKERLEY GT1 / GILLMOSS GT2 | 7.016 | GREEN | 0 |  |  | 0 | 0 | 0 | 37.5 |  |  |  |  | Green (Over 5% headroom) | 49911 | 100 | 1.79 | 28 | 16 | 511496 | [9 empty] | Lister Drive | KIRKBY | 4 | 514 | 514 | 400 | 0 | 0 | 2027-08 | [12 empty] | 53.4516 | -2.9428 | SPM-BEMROSE_T1_CARR_LA_EAST_T1_LUCAS_FAZAKERLEY_T1_NORRIS_GREEN_ | 511477134 | SP Energy Networks open data (API key): NDP SPM primary-group polygons + Capacity Heatmaps Information Model SPM + LTDS appendices 3/6 + NSHR
2430 | 39.3 | UNITS 2-3, BROOKFIELD DRIVE | LIVERPOOL | L9 7AN | Liverpool |  | Store And Premises | industrial | 1 | 1113.63 | 11987 | GIA | 40750 | Fazakerley Hospital T1 / Jacobs T1 / Jacobs T2 / Seeds La T1 | inside-area | 0.17 | AINTREE GT2 / FAZAKERLEY GT1 / GILLMOSS GT2 | KIRKBY | SPM | 7 | bsp | 16.709 | Green | 30 | 13.291 | thermal | 0 | 0 | 0 | 0 | 14.6 | AINTREE GT2 / FAZAKERLEY GT1 / GILLMOSS GT2 | 7.016 | GREEN | 0 |  |  | 0 | 0 | 0 | 30 |  |  |  |  | Green (Over 5% headroom) | 49911 | 100 | 1.77 | 28 | 21 | 829133 | [9 empty] | Lister Drive | KIRKBY | 4 | 514 | 514 | 400 | 0 | 0 | 2027-08 |  | B1 Offices and Workshop businesses | 733 | E | Grid Supplied Electricity | 3 |  | Heating and Natural Ventilation | 2018-04-12 |  | 0.67 | FALSE | 53.4598 | -2.9475 | SPM-FAZAKERLEY_HOSPITAL_T1_JACOBS_T1_JACOBS_T2_SEEDS_LA_T1 | 8313635000 | SP Energy Networks open data (API key): NDP SPM primary-group polygons + Capacity Heatmaps Information Model SPM + LTDS appendices 3/6 + NSHR
2431 | 39.3 | UNIT 1A ALEXANDRA HOUSE, HANSON ROAD | LIVERPOOL | L9 7BP | Liverpool |  | Warehouse And Premises | industrial | 1 | 1084.41 | 11672 | GIA | 37250 | Bemrose T1 / Carr La East T1 / Lucas (Fazakerley) T1 / Norris Green T1 / West Derby T1 | inside-area | 1.87 | AINTREE GT2 / FAZAKERLEY GT1 / GILLMOSS GT2 | KIRKBY | SPM | 7 | bsp | 14.643 | Green | 37.5 | 22.857 | thermal | 0 | 0 | 0 | 0 | 9.5 | AINTREE GT2 / FAZAKERLEY GT1 / GILLMOSS GT2 | 7.016 | GREEN | 0 |  |  | 0 | 0 | 0 | 37.5 |  |  |  |  | Green (Over 5% headroom) | 49911 | 100 | 1.72 | 27 | 16 | 511933 | [9 empty] | Lister Drive | KIRKBY | 4 | 514 | 514 | 400 | 0 | 0 | 2027-08 | 38354841 | General Industrial and Special Industrial Groups | 1076 | D | Grid Supplied Electricity | 3 |  | Heating and Natural Ventilation | 2023-06-11 |  | 1 | FALSE | 53.4577 | -2.9446 | SPM-BEMROSE_T1_CARR_LA_EAST_T1_LUCAS_FAZAKERLEY_T1_NORRIS_GREEN_ | 15021884000 | SP Energy Networks open data (API key): NDP SPM primary-group polygons + Capacity Heatmaps Information Model SPM + LTDS appendices 3/6 + NSHR
2432 | 39.3 | GROUP 4 PRISON SERVICES LTD H M P ALTCOURSE TRAINING CENTRE, HIGHER LANE | LIVERPOOL | L9 7LH | Liverpool |  | Training Centre, Stores & Premises | industrial | 1 | 1080.09 | 11626 | GIA | 61500 | Bemrose T1 / Carr La East T1 / Lucas (Fazakerley) T1 / Norris Green T1 / West Derby T1 | inside-area | 2.01 | AINTREE GT2 / FAZAKERLEY GT1 / GILLMOSS GT2 | KIRKBY | SPM | 7 | bsp | 14.643 | Green | 37.5 | 22.857 | thermal | 0 | 0 | 0 | 0 | 9.5 | AINTREE GT2 / FAZAKERLEY GT1 / GILLMOSS GT2 | 7.016 | GREEN | 0 |  |  | 0 | 0 | 0 | 37.5 |  |  |  |  | Green (Over 5% headroom) | 49911 | 100 | 1.72 | 27 | 16 | 511979 | [9 empty] | Lister Drive | KIRKBY | 4 | 514 | 514 | 400 | 0 | 0 | 2027-08 | [12 empty] | 53.4609 | -2.936 | SPM-BEMROSE_T1_CARR_LA_EAST_T1_LUCAS_FAZAKERLEY_T1_NORRIS_GREEN_ | 3036902000 | SP Energy Networks open data (API key): NDP SPM primary-group polygons + Capacity Heatmaps Information Model SPM + LTDS appendices 3/6 + NSHR
2433 | 39.3 | UNIT 2 BARCLAY BUSINESS PARK, WAREING ROAD | LIVERPOOL | L9 7AU | Liverpool |  | Workshop And Premises | industrial | 1 | 1071.1 | 11529 | GIA | 33500 | Fazakerley Hospital T1 / Jacobs T1 / Jacobs T2 / Seeds La T1 | inside-area | 0.4 | AINTREE GT2 / FAZAKERLEY GT1 / GILLMOSS GT2 | KIRKBY | SPM | 7 | bsp | 16.709 | Green | 30 | 13.291 | thermal | 0 | 0 | 0 | 0 | 14.6 | AINTREE GT2 / FAZAKERLEY GT1 / GILLMOSS GT2 | 7.016 | GREEN | 0 |  |  | 0 | 0 | 0 | 30 |  |  |  |  | Green (Over 5% headroom) | 49911 | 100 | 1.7 | 48 | 21 | 829591 | [9 empty] | Lister Drive | KIRKBY | 4 | 514 | 514 | 400 | 0 | 0 | 2027-08 | 38289235 | Storage or Distribution | 383 | B | Grid Supplied Electricity | 3 |  | Heating and Natural Ventilation | 2024-05-29 |  | 0.67 | FALSE | 53.4623 | -2.9468 | SPM-FAZAKERLEY_HOSPITAL_T1_JACOBS_T1_JACOBS_T2_SEEDS_LA_T1 | 9870102000 | SP Energy Networks open data (API key): NDP SPM primary-group polygons + Capacity Heatmaps Information Model SPM + LTDS appendices 3/6 + NSHR
2434 | 39.3 | UNIT B2, GRAYLAW TRADING ESTATE, WAREING ROAD | LIVERPOOL | L9 7AU | Liverpool |  | Warehouse And Premises | industrial | 1 | 1044.9 | 11247 | GIA | 49000 | Fazakerley Hospital T1 / Jacobs T1 / Jacobs T2 / Seeds La T1 | inside-area | 0.4 | AINTREE GT2 / FAZAKERLEY GT1 / GILLMOSS GT2 | KIRKBY | SPM | 7 | bsp | 16.709 | Green | 30 | 13.291 | thermal | 0 | 0 | 0 | 0 | 14.6 | AINTREE GT2 / FAZAKERLEY GT1 / GILLMOSS GT2 | 7.016 | GREEN | 0 |  |  | 0 | 0 | 0 | 30 |  |  |  |  | Green (Over 5% headroom) | 49911 | 100 | 1.66 | 26 | 21 | 829873 | [9 empty] | Lister Drive | KIRKBY | 4 | 514 | 514 | 400 | 0 | 0 | 2027-08 | 38348998 | Storage or Distribution | 1060 | C | Other | 3 |  | Unconditioned | 2025-06-11 |  | 1 | FALSE | 53.4623 | -2.9468 | SPM-FAZAKERLEY_HOSPITAL_T1_JACOBS_T1_JACOBS_T2_SEEDS_LA_T1 | 12682013000 | SP Energy Networks open data (API key): NDP SPM primary-group polygons + Capacity Heatmaps Information Model SPM + LTDS appendices 3/6 + NSHR
2435 | 39.3 | ASDA STORE | PWLLHELI | LL53 5SB | Gwynedd |  | Superstore And Premises | bigbox | 1 | 2535.9 | 27296 | GIA | 360000 | Pwllheli T1 | inside-area | 0.54 | FOUR CROSSES GT2 / MAENTWROG GT1 / MAENTWROG GT2 | TRAWSFYNYDD | SPM | 3.2 | primary | 3.204 | Green | 7.5 | 4.296 | thermal | 0 | 0 | 0 | 0 | 1.9 | FOUR CROSSES GT2 / MAENTWROG GT1 / MAENTWROG GT2 | 4.306 | GREEN | 0 |  |  | 0 | 0 | 0 | 7.5 |  |  |  |  | Green (Over 5% headroom) | 22816 | 84 | 4.03 | 228 | 5 | 155493 | [9 empty] | Pentir | TRAWSFYNYDD | 1 | 940 | 0 | 0 | 0 | 10 | 2037-11 | [12 empty] | 52.8896 | -4.4168 | SPM-PWLLHELI_T1 | 8875598000 | SP Energy Networks open data (API key): NDP SPM primary-group polygons + Capacity Heatmaps Information Model SPM + LTDS appendices 3/6 + NSHR
2436 | 39.3 | JEWSON LTD, GLANDON INDUSTRIAL ESTATE | PWLLHELI | LL53 5YT | Gwynedd |  | Builders Merchants And Premises | bigbox | 1 | 2429.36 | 26149 | GIA | 147000 | Pwllheli T1 | inside-area | 1.04 | FOUR CROSSES GT2 / MAENTWROG GT1 / MAENTWROG GT2 | TRAWSFYNYDD | SPM | 3.2 | primary | 3.204 | Green | 7.5 | 4.296 | thermal | 0 | 0 | 0 | 0 | 1.9 | FOUR CROSSES GT2 / MAENTWROG GT1 / MAENTWROG GT2 | 4.306 | GREEN | 0 |  |  | 0 | 0 | 0 | 7.5 |  |  |  |  | Green (Over 5% headroom) | 22816 | 87 | 3.86 | 219 | 5 | 156640 | [9 empty] | Pentir | TRAWSFYNYDD | 1 | 940 | 0 | 0 | 0 | 10 | 2037-11 | 10070365107 | Retail/Financial and Professional Services | 855 | C | Natural Gas | 3 |  | Heating and Natural Ventilation | 2023-02-17 |  | 0.5 | FALSE | 52.8897 | -4.4034 | SPM-PWLLHELI_T1 | 143280202 | SP Energy Networks open data (API key): NDP SPM primary-group polygons + Capacity Heatmaps Information Model SPM + LTDS appendices 3/6 + NSHR
2437 | 39.2 | NORBERT DENTRESSANGLE LTD, PICOW FARM ROAD | RUNCORN | WA7 4UW | Halton |  | Road Haulage Depot And Premises | industrial | 1 | 24706.24 | 265935 | OTH | 162000 | Halton Rd T1 / Murdishaw T1 / Percival La T4 / Runcorn Central T1 | inside-area | 2.24 | DUTTON GT2 / MOORE GT1 / PERCIVAL LA GT1 | FRODSHAM - INCE | SPM | 6.9 | primary | 6.937 | Green | 25 | 18.063 | thermal | 0 | 4.4 | 0 | 4.4 | 2.9 | DUTTON GT2 / MOORE GT1 / PERCIVAL LA GT1 | 32.616 | GREEN | 0 |  |  | 0 | 0 | 0 | 25 |  |  |  |  | Green (Over 5% headroom) | 49198 | 19 | 39.26 | 618 | 20 | 667637 | [9 empty] | Frodsham | FRODSHAM | 5 | 1090 | 1090 | 0 | 0 | 0 | 2029-04 | [12 empty] | 53.3353 | -2.7498 | SPM-HALTON_RD_T1_MURDISHAW_T1_PERCIVAL_LA_T4_RUNCORN_CENTRAL_T1 | 8961034000 | SP Energy Networks open data (API key): NDP SPM primary-group polygons + Capacity Heatmaps Information Model SPM + LTDS appendices 3/6 + NSHR
2438 | 39.2 | INOVYN CHLORVINYLS LTD, BANKES LANE | RUNCORN | WA7 4EL | Halton |  | Offices And Premises | office | 1 | 6685.1 | 71958 | NIA | 680000 | Halton Rd T1 / Murdishaw T1 / Percival La T4 / Runcorn Central T1 | inside-area | 2.81 | DUTTON GT2 / MOORE GT1 / PERCIVAL LA GT1 | FRODSHAM - INCE | SPM | 6.9 | primary | 6.937 | Green | 25 | 18.063 | thermal | 0 | 4.4 | 0 | 4.4 | 2.9 | DUTTON GT2 / MOORE GT1 / PERCIVAL LA GT1 | 32.616 | GREEN | 0 |  |  | 0 | 0 | 0 | 25 |  |  |  |  | Green (Over 5% headroom) | 49198 | 68 | 10.62 | 468 | 20 | 861614 | [9 empty] | Frodsham | FRODSHAM | 5 | 1090 | 1090 | 0 | 0 | 0 | 2029-04 | [12 empty] | 53.3228 | -2.7485 | SPM-HALTON_RD_T1_MURDISHAW_T1_PERCIVAL_LA_T4_RUNCORN_CENTRAL_T1 | 13654922000 | SP Energy Networks open data (API key): NDP SPM primary-group polygons + Capacity Heatmaps Information Model SPM + LTDS appendices 3/6 + NSHR
2439 | 39.2 | THE HEATH, HEATH ROAD SOUTH | RUNCORN | WA7 4QF | Halton | BABBAGE COMPUTER CENTRE | Offices And Premises | office | 1 | 3839.1 | 41324 | NIA | 180000 | Halton Rd T1 / Murdishaw T1 / Percival La T4 / Runcorn Central T1 | inside-area | 2.15 | DUTTON GT2 / MOORE GT1 / PERCIVAL LA GT1 | FRODSHAM - INCE | SPM | 6.9 | primary | 6.937 | Green | 25 | 18.063 | thermal | 0 | 4.4 | 0 | 4.4 | 2.9 | DUTTON GT2 / MOORE GT1 / PERCIVAL LA GT1 | 32.616 | GREEN | 0 |  |  | 0 | 0 | 0 | 25 |  |  |  |  | Green (Over 5% headroom) | 49198 | 100 | 6.1 | 269 | 20 | 892248 | [9 empty] | Frodsham | FRODSHAM | 5 | 1090 | 1090 | 0 | 0 | 0 | 2029-04 | [12 empty] | 53.3258 | -2.6945 | SPM-HALTON_RD_T1_MURDISHAW_T1_PERCIVAL_LA_T4_RUNCORN_CENTRAL_T1 | 3096691000 | SP Energy Networks open data (API key): NDP SPM primary-group polygons + Capacity Heatmaps Information Model SPM + LTDS appendices 3/6 + NSHR
2440 | 39.2 | RUNCORN TOWN HALL, HEATH ROAD | RUNCORN | WA7 5TD | Halton |  | Offices And Premises | office | 1 | 2880 | 31000 | GIA | 189000 | Halton Rd T1 / Murdishaw T1 / Percival La T4 / Runcorn Central T1 | inside-area | 0.78 | DUTTON GT2 / MOORE GT1 / PERCIVAL LA GT1 | FRODSHAM - INCE | SPM | 6.9 | primary | 6.937 | Green | 25 | 18.063 | thermal | 0 | 4.4 | 0 | 4.4 | 2.9 | DUTTON GT2 / MOORE GT1 / PERCIVAL LA GT1 | 32.616 | GREEN | 0 |  |  | 0 | 0 | 0 | 25 |  |  |  |  | Green (Over 5% headroom) | 49198 | 100 | 4.58 | 202 | 20 | 902572 | [9 empty] | Frodsham | FRODSHAM | 5 | 1090 | 1090 | 0 | 0 | 0 | 2029-04 | 100012808978 | Offices and Workshop Businesses | 3443 | D | Natural Gas | 3 | 3 | Heating and Natural Ventilation | 2024-07-19 |  | 0.75 | FALSE | 53.3338 | -2.7233 | SPM-HALTON_RD_T1_MURDISHAW_T1_PERCIVAL_LA_T4_RUNCORN_CENTRAL_T1 | 1785420000 | SP Energy Networks open data (API key): NDP SPM primary-group polygons + Capacity Heatmaps Information Model SPM + LTDS appendices 3/6 + NSHR
2441 | 39.2 | GGBS SILO FACILITY FRANCIS FLOWER, PERCIVAL LANE | RUNCORN | WA7 4XF | Halton |  | Storage Land, Office And Premises | office | 1 | 2017.4 | 21715 | OTH | 89000 | Halton Rd T1 / Murdishaw T1 / Percival La T4 / Runcorn Central T1 | inside-area | 2.52 | DUTTON GT2 / MOORE GT1 / PERCIVAL LA GT1 | FRODSHAM - INCE | SPM | 6.9 | primary | 6.937 | Green | 25 | 18.063 | thermal | 0 | 4.4 | 0 | 4.4 | 2.9 | DUTTON GT2 / MOORE GT1 / PERCIVAL LA GT1 | 32.616 | GREEN | 0 |  |  | 0 | 0 | 0 | 25 |  |  |  |  | Green (Over 5% headroom) | 49198 | 100 | 3.21 | 141 | 20 | 911857 | [9 empty] | Frodsham | FRODSHAM | 5 | 1090 | 1090 | 0 | 0 | 0 | 2029-04 | [12 empty] | 53.3371 | -2.7545 | SPM-HALTON_RD_T1_MURDISHAW_T1_PERCIVAL_LA_T4_RUNCORN_CENTRAL_T1 | 10988451000 | SP Energy Networks open data (API key): NDP SPM primary-group polygons + Capacity Heatmaps Information Model SPM + LTDS appendices 3/6 + NSHR
2442 | 39.2 | BRIDGEWATER FOUNDRY, DELPH BRIDGE, VICTORIA ROAD | RUNCORN | WA7 5RU | Halton |  | Factory And Premises | industrial | 1 | 1423.5 | 15322 | GIA | 27500 | Halton Rd T1 / Murdishaw T1 / Percival La T4 / Runcorn Central T1 | inside-area | 0.55 | DUTTON GT2 / MOORE GT1 / PERCIVAL LA GT1 | FRODSHAM - INCE | SPM | 6.9 | primary | 6.937 | Green | 25 | 18.063 | thermal | 0 | 4.4 | 0 | 4.4 | 2.9 | DUTTON GT2 / MOORE GT1 / PERCIVAL LA GT1 | 32.616 | GREEN | 0 |  |  | 0 | 0 | 0 | 25 |  |  |  |  | Green (Over 5% headroom) | 49198 | 100 | 2.26 | 85 | 20 | 918250 | [9 empty] | Frodsham | FRODSHAM | 5 | 1090 | 1090 | 0 | 0 | 0 | 2029-04 | 100012809172 | B1 Offices and Workshop businesses | 610 | C | Other | 3 |  | Unconditioned | 2020-09-10 |  | 0.6 | FALSE | 53.3409 | -2.7249 | SPM-HALTON_RD_T1_MURDISHAW_T1_PERCIVAL_LA_T4_RUNCORN_CENTRAL_T1 | 1569579000 | SP Energy Networks open data (API key): NDP SPM primary-group polygons + Capacity Heatmaps Information Model SPM + LTDS appendices 3/6 + NSHR
2443 | 39.2 | UNIT 5, CHANDLERS COURT, PICOW FARM ROAD | RUNCORN | WA7 4UH | Halton |  | Warehouse And Premises | industrial | 1 | 1274.9 | 13723 | GIA | 29250 | Halton Rd T1 / Murdishaw T1 / Percival La T4 / Runcorn Central T1 | inside-area | 1.99 | DUTTON GT2 / MOORE GT1 / PERCIVAL LA GT1 | FRODSHAM - INCE | SPM | 6.9 | primary | 6.937 | Green | 25 | 18.063 | thermal | 0 | 4.4 | 0 | 4.4 | 2.9 | DUTTON GT2 / MOORE GT1 / PERCIVAL LA GT1 | 32.616 | GREEN | 0 |  |  | 0 | 0 | 0 | 25 |  |  |  |  | Green (Over 5% headroom) | 49198 | 100 | 2.03 | 32 | 20 | 919849 | [9 empty] | Frodsham | FRODSHAM | 5 | 1090 | 1090 | 0 | 0 | 0 | 2029-04 | 100012808972 | Offices and Workshop Businesses | 465 | D | Natural Gas | 3 |  | Heating and Natural Ventilation | 2025-03-26 |  | 0.8 | FALSE | 53.3355 | -2.746 | SPM-HALTON_RD_T1_MURDISHAW_T1_PERCIVAL_LA_T4_RUNCORN_CENTRAL_T1 | 11432971000 | SP Energy Networks open data (API key): NDP SPM primary-group polygons + Capacity Heatmaps Information Model SPM + LTDS appendices 3/6 + NSHR
2444 | 39.2 | RECORDS MANAGEMENT UNIT, PICOW FARM ROAD | RUNCORN | WA7 4UB | Halton |  | Store And Premises | industrial | 1 | 1232.2 | 13263 | GIA | 43000 | Halton Rd T1 / Murdishaw T1 / Percival La T4 / Runcorn Central T1 | inside-area | 2.06 | DUTTON GT2 / MOORE GT1 / PERCIVAL LA GT1 | FRODSHAM - INCE | SPM | 6.9 | primary | 6.937 | Green | 25 | 18.063 | thermal | 0 | 4.4 | 0 | 4.4 | 2.9 | DUTTON GT2 / MOORE GT1 / PERCIVAL LA GT1 | 32.616 | GREEN | 0 |  |  | 0 | 0 | 0 | 25 |  |  |  |  | Green (Over 5% headroom) | 49198 | 100 | 1.96 | 31 | 20 | 920309 | [9 empty] | Frodsham | FRODSHAM | 5 | 1090 | 1090 | 0 | 0 | 0 | 2029-04 | [12 empty] | 53.3366 | -2.7474 | SPM-HALTON_RD_T1_MURDISHAW_T1_PERCIVAL_LA_T4_RUNCORN_CENTRAL_T1 | 9349503000 | SP Energy Networks open data (API key): NDP SPM primary-group polygons + Capacity Heatmaps Information Model SPM + LTDS appendices 3/6 + NSHR
2445 | 39.2 | MARINA VILLAGE | RUNCORN | WA7 3DW | Halton | PYRANHA WATER SPORTS CENTRE | Workshop And Premises | industrial | 1 | 1156.54 | 12449 | GIA | 31000 | Halton Rd T1 / Murdishaw T1 / Percival La T4 / Runcorn Central T1 | inside-area | 4.46 | DUTTON GT2 / MOORE GT1 / PERCIVAL LA GT1 | FRODSHAM - INCE | SPM | 6.9 | primary | 6.937 | Green | 25 | 18.063 | thermal | 0 | 4.4 | 0 | 4.4 | 2.9 | DUTTON GT2 / MOORE GT1 / PERCIVAL LA GT1 | 32.616 | GREEN | 0 |  |  | 0 | 0 | 0 | 25 |  |  |  |  | Green (Over 5% headroom) | 49198 | 100 | 1.84 | 52 | 20 | 921123 | [9 empty] | Frodsham | FRODSHAM | 5 | 1090 | 1090 | 0 | 0 | 0 | 2029-04 | [12 empty] | 53.3248 | -2.6545 | SPM-HALTON_RD_T1_MURDISHAW_T1_PERCIVAL_LA_T4_RUNCORN_CENTRAL_T1 | 129847137 | SP Energy Networks open data (API key): NDP SPM primary-group polygons + Capacity Heatmaps Information Model SPM + LTDS appendices 3/6 + NSHR
2446 | 39.2 | UNITS 1 & 2, CHANDLERS COURT, PICOW FARM ROAD | RUNCORN | WA7 4UA | Halton |  | Warehouse And Premises | industrial | 1 | 1120.93 | 12066 | GIA | 48000 | Halton Rd T1 / Murdishaw T1 / Percival La T4 / Runcorn Central T1 | inside-area | 1.81 | DUTTON GT2 / MOORE GT1 / PERCIVAL LA GT1 | FRODSHAM - INCE | SPM | 6.9 | primary | 6.937 | Green | 25 | 18.063 | thermal | 0 | 4.4 | 0 | 4.4 | 2.9 | DUTTON GT2 / MOORE GT1 / PERCIVAL LA GT1 | 32.616 | GREEN | 0 |  |  | 0 | 0 | 0 | 25 |  |  |  |  | Green (Over 5% headroom) | 49198 | 100 | 1.78 | 28 | 20 | 921506 | [9 empty] | Frodsham | FRODSHAM | 5 | 1090 | 1090 | 0 | 0 | 0 | 2029-04 | [12 empty] | 53.3378 | -2.744 | SPM-HALTON_RD_T1_MURDISHAW_T1_PERCIVAL_LA_T4_RUNCORN_CENTRAL_T1 | 10338255000 | SP Energy Networks open data (API key): NDP SPM primary-group polygons + Capacity Heatmaps Information Model SPM + LTDS appendices 3/6 + NSHR
2447 | 39.2 | CROWN GATE (SORTING OFFICE), HALTON LEA | RUNCORN | WA7 2BS | Halton |  | Sorting Office | industrial | 1 | 1051.86 | 11322 | GIA | 39500 | Halton Rd T1 / Murdishaw T1 / Percival La T4 / Runcorn Central T1 | inside-area | 1.79 | DUTTON GT2 / MOORE GT1 / PERCIVAL LA GT1 | FRODSHAM - INCE | SPM | 6.9 | primary | 6.937 | Green | 25 | 18.063 | thermal | 0 | 4.4 | 0 | 4.4 | 2.9 | DUTTON GT2 / MOORE GT1 / PERCIVAL LA GT1 | 32.616 | GREEN | 0 |  |  | 0 | 0 | 0 | 25 |  |  |  |  | Green (Over 5% headroom) | 49198 | 100 | 1.67 | 74 | 20 | 922250 | [9 empty] | Frodsham | FRODSHAM | 5 | 1090 | 1090 | 0 | 0 | 0 | 2029-04 | [12 empty] | 53.3283 | -2.6978 | SPM-HALTON_RD_T1_MURDISHAW_T1_PERCIVAL_LA_T4_RUNCORN_CENTRAL_T1 | 1641328000 | SP Energy Networks open data (API key): NDP SPM primary-group polygons + Capacity Heatmaps Information Model SPM + LTDS appendices 3/6 + NSHR
2448 | 39.1 | TESCO LTD, WHITE LION MEADOW | WHITCHURCH | SY13 1BA | Shropshire |  | Superstore And Premises | bigbox | 2 | 7888.2 | 84908 | GIA | 660000 | Liverpool Rd 33 T1 | inside-area | 0.83 | OSWESTRY GT5 / WHITCHURCH GT1 | LEGACY | SPM | 3.1 | bsp | 7.057 | Green | 11 | 3.943 | thermal | 0 | 0 | 0 | 0 | 6.5 | OSWESTRY GT5 / WHITCHURCH GT1 / WEM GT1 | 3.1024 | AMBER | 0 |  |  | 0 | 0 | 0 | 11 |  |  |  |  | Green (Over 5% headroom) | 22103 | 26 | 12.54 | 710 | 3 | 112142 | [9 empty] | Frodsham | LEGACY | 5 | 1714 | 1714 | 0 | 0 | 0 | 2024-08 | 10013129169 | A1/A2 Retail and Financial/Professional services | 3990 | B | Natural Gas | 3 |  | Air Conditioning | 2020-07-22 |  | 1 | FALSE | 52.9683 | -2.6817 | SPM-LIVERPOOL_RD_33_T1 | 9340392000;9340392000 | SP Energy Networks open data (API key): NDP SPM primary-group polygons + Capacity Heatmaps Information Model SPM + LTDS appendices 3/6 + NSHR
2449 | 39.1 | GRASSLANDS NURSERY, FREE GREEN LANE | KNUTSFORD | WA16 9QU | Cheshire East |  | Garden Centre | bigbox | 1 | 7658.4 | 82434 | NIA | 36250 | Lostock T1 | inside-area | 5.6 | HARTFORD GT1 / LOSTOCK GT2 / WINSFORD GT1 / WINSFORD GT2 | CARRINGTON - FIDDLERS FERRY | SPM | 3.1 | primary | 3.138 | Green | 7.5 | 4.362 | thermal | 0 | 0 | 0 | 0 | 2.3 | HARTFORD GT1 / LOSTOCK GT2 / WINSFORD GT1 / WINSFORD GT2 | 35.88 | GREEN | 0 |  |  | 0 | 0 | 0 | 7.5 |  |  |  |  | Green (Over 5% headroom) | 22103 | 27 | 12.17 | 689 | 3 | 64053 | [9 empty] | Fiddlers Ferry | CARRINGTON | 5 | 2186.9 | 2186.9 | 0 | 0 | 930 | 2026-05 | [12 empty] | 53.2653 | -2.379 | SPM-LOSTOCK_T1 | 12380630000 | SP Energy Networks open data (API key): NDP SPM primary-group polygons + Capacity Heatmaps Information Model SPM + LTDS appendices 3/6 + NSHR
2450 | 39.1 | SAINSBURYS SUPERMARKET, LONDON ROAD | WHITCHURCH | SY13 1NJ | Shropshire |  | Superstore And Premises | bigbox | 1 | 4806.3 | 51735 | GIA | 850000 | Liverpool Rd 33 T1 | inside-area | 1.09 | OSWESTRY GT5 / WHITCHURCH GT1 | LEGACY | SPM | 3.1 | bsp | 7.057 | Green | 11 | 3.943 | thermal | 0 | 0 | 0 | 0 | 6.5 | OSWESTRY GT5 / WHITCHURCH GT1 / WEM GT1 | 3.1024 | AMBER | 0 |  |  | 0 | 0 | 0 | 11 |  |  |  |  | Green (Over 5% headroom) | 22103 | 43 | 7.64 | 433 | 3 | 145315 | [9 empty] | Frodsham | LEGACY | 5 | 1714 | 1714 | 0 | 0 | 0 | 2024-08 | 10013131217 | Retail/Financial and Professional Services | 4850 | B | Grid Supplied Electricity | 4 |  | Heating and Mechanical Ventilation | 2023-03-30 |  | 0.67 | FALSE | 52.9731 | -2.6856 | SPM-LIVERPOOL_RD_33_T1 | 11932496000 | SP Energy Networks open data (API key): NDP SPM primary-group polygons + Capacity Heatmaps Information Model SPM + LTDS appendices 3/6 + NSHR
2451 | 39.1 | B&M STORE, WAYMILLS | WHITCHURCH | SY13 1RY | Shropshire |  | Retail Warehouse And Premises | bigbox | 1 | 3193.14 | 34371 | GIA | 370000 | Liverpool Rd 33 T1 | inside-area | 1.17 | OSWESTRY GT5 / WHITCHURCH GT1 | LEGACY | SPM | 3.1 | bsp | 7.057 | Green | 11 | 3.943 | thermal | 0 | 0 | 0 | 0 | 6.5 | OSWESTRY GT5 / WHITCHURCH GT1 / WEM GT1 | 3.1024 | AMBER | 0 |  |  | 0 | 0 | 0 | 11 |  |  |  |  | Green (Over 5% headroom) | 22103 | 64 | 5.07 | 287 | 3 | 162679 | [9 empty] | Frodsham | LEGACY | 5 | 1714 | 1714 | 0 | 0 | 0 | 2024-08 |  | Retail/Financial and Professional Services | 2960 | B | Natural Gas | 3 |  | Heating and Natural Ventilation | 2025-12-15 |  | 0.75 | FALSE | 52.9642 | -2.6745 | SPM-LIVERPOOL_RD_33_T1 | 14600111000 | SP Energy Networks open data (API key): NDP SPM primary-group polygons + Capacity Heatmaps Information Model SPM + LTDS appendices 3/6 + NSHR
2452 | 39.1 | PLANTATION GARDEN CENTRE, PLUMLEY MOOR ROAD | KNUTSFORD | WA16 9SD | Cheshire East |  | Garden Centre And Premises | bigbox | 1 | 2804.55 | 30188 | NIA | 23500 | Lostock T1 | inside-area | 4.75 | HARTFORD GT1 / LOSTOCK GT2 / WINSFORD GT1 / WINSFORD GT2 | CARRINGTON - FIDDLERS FERRY | SPM | 3.1 | primary | 3.138 | Green | 7.5 | 4.362 | thermal | 0 | 0 | 0 | 0 | 2.3 | HARTFORD GT1 / LOSTOCK GT2 / WINSFORD GT1 / WINSFORD GT2 | 35.88 | GREEN | 0 |  |  | 0 | 0 | 0 | 7.5 |  |  |  |  | Green (Over 5% headroom) | 22103 | 73 | 4.46 | 252 | 3 | 116299 | [9 empty] | Fiddlers Ferry | CARRINGTON | 5 | 2186.9 | 2186.9 | 0 | 0 | 930 | 2026-05 | [12 empty] | 53.2686 | -2.3919 | SPM-LOSTOCK_T1 | 7820193000 | SP Energy Networks open data (API key): NDP SPM primary-group polygons + Capacity Heatmaps Information Model SPM + LTDS appendices 3/6 + NSHR
2453 | 39.1 | HUWS GRAY, WAYMILLS | WHITCHURCH | SY13 1RT | Shropshire |  | Builders Merchant And Premises | bigbox | 1 | 2504.45 | 26958 | GIA | 218000 | Yockings Gate T1 | inside-area | 0.81 | OSWESTRY GT5 / WHITCHURCH GT1 | LEGACY | SPM | 3.1 | bsp | 6.557 | Green | 10 | 3.443 | thermal | 0 | 0 | 0 | 0 | 5.9 | OSWESTRY GT5 / WHITCHURCH GT1 / WEM GT1 | 3.1024 | AMBER | 0 |  |  | 0 | 0 | 0 | 10 |  |  |  |  | Green (Over 5% headroom) | 22103 | 82 | 3.98 | 225 | 9 | 874016 | [9 empty] | Frodsham | LEGACY | 5 | 1714 | 1714 | 0 | 0 | 0 | 2024-08 | [12 empty] | 52.967 | -2.6695 | SPM-YOCKINGS_GATE_T1 | 12111320000 | SP Energy Networks open data (API key): NDP SPM primary-group polygons + Capacity Heatmaps Information Model SPM + LTDS appendices 3/6 + NSHR
2454 | 39.1 | TOWN HALL, HIGH STREET | WHITCHURCH | SY13 1AX | Shropshire |  | Town Hall, Sports Centre And Premises | bigbox | 1 | 2418.8 | 26036 | GIA | 25500 | Liverpool Rd 33 T1 | inside-area | 0.81 | OSWESTRY GT5 / WHITCHURCH GT1 | LEGACY | SPM | 3.1 | bsp | 7.057 | Green | 11 | 3.943 | thermal | 0 | 0 | 0 | 0 | 6.5 | OSWESTRY GT5 / WHITCHURCH GT1 / WEM GT1 | 3.1024 | AMBER | 0 |  |  | 0 | 0 | 0 | 11 |  |  |  |  | Green (Over 5% headroom) | 22103 | 85 | 3.84 | 194 | 3 | 171014 | [9 empty] | Frodsham | LEGACY | 5 | 1714 | 1714 | 0 | 0 | 0 | 2024-08 | 10013128716 | B1 Offices and Workshop businesses | 817 | C | Natural Gas | 3 |  | Heating and Natural Ventilation | 2019-02-25 |  | 1 | FALSE | 52.9696 | -2.6838 | SPM-LIVERPOOL_RD_33_T1 | 153227234 | SP Energy Networks open data (API key): NDP SPM primary-group polygons + Capacity Heatmaps Information Model SPM + LTDS appendices 3/6 + NSHR
2455 | 39 | MORETON PARK GARDEN CENTRE, GLEDRID | WREXHAM | LL14 5DG | Shropshire |  | Garden Centre And Premises | bigbox | 1 | 10507.79 | 113105 | NIA | 292500 | Ifton T1 / Ifton T2 | inside-area | 2.5 | LEGACY LOCAL GT2 / NEWTOWN GT2 / OSWESTRY GT8 / WELSHPOOL GT1 | LEGACY | SPM | 3 | primary | 2.957 | Green | 10 | 6.803 | thermal | 0.5 | 1.3 | 1.4 | 1.8 | 1.6 | LEGACY LOCAL GT2 / NEWTOWN GT2 / OSWESTRY GT8 / WELSHPOOL GT1 | 60.6676 | GREEN | 0 |  |  | 0 | 0 | 0 | 10 |  |  |  |  | Green (Over 5% headroom) | 21390 | 19 | 16.7 | 946 | 10 | 218159 | [9 empty] | Legacy | LEGACY | 5 | 1714 | 1714 | 0 | 0 | 0 | 2024-08 | 10014531314 | Retail/Financial and Professional Services | 3733 | C | Natural Gas | 3 | 3 | Heating and Natural Ventilation | 2023-06-23 |  | 1 | FALSE | 52.9212 | -3.0444 | SPM-IFTON_T1_IFTON_T2 | 72458000 | SP Energy Networks open data (API key): NDP SPM primary-group polygons + Capacity Heatmaps Information Model SPM + LTDS appendices 3/6 + NSHR
2456 | 39 | JACKSONS NURSERIES AND GARDEN CENTRE | RHYL | LL18 6EB | Flintshire |  | Garden Centre, Cafe And Premises (Part Exempt) | bigbox | 1 | 5112.58 | 55031 | NIA | 93000 | Holywell T1 | inside-area | 7.1 | HOLYWELL GT1 / RHYL GT1 / ST ASAPH GT2 / ST ASAPH GT4 | CONNAHS QUAY - PENTIR - ST ASAPH | SPM | 3 | primary | 3.006 | Green | 7.5 | 4.214 | thermal | 0.3 | 1.2 | 0 | 1.5 | 2.5 | HOLYWELL GT1 / RHYL GT1 / ST ASAPH GT2 / ST ASAPH GT4 | 22.4768 | GREEN | 0 |  |  | 0 | 0 | 0 | 7.5 |  |  |  |  | Green (Over 5% headroom) | 21390 | 39 | 8.12 | 460 | 3 | 45049 | [9 empty] | Connahs Quay / SASA | [8 empty] | 10013696627 | A1/A2 Retail and Financial/Professional services | 1041 | C | Oil | 3 |  | Heating and Natural Ventilation | 2019-04-12 |  | 1 | FALSE | 53.3052 | -3.3541 | SPM-HOLYWELL_T1 | 244383206 | SP Energy Networks open data (API key): NDP SPM primary-group polygons + Capacity Heatmaps Information Model SPM + LTDS appendices 3/6 + NSHR
2457 | 38.9 | 5, LAIRDSIDE TECHNOLOGY PARK, VALIANT WAY, NEW CHESTER ROAD | BIRKENHEAD | CH41 9BW | Wirral |  | Warehouse And Premises | industrial | 1 | 1847.5 | 19886 | GIA | 119000 | Egerton T1 / Rock Ferry T1 / Shell Tranmere T1 | inside-area | 1.8 | PRENTON GRID GT1 / ROCK FERRY GT1 | BIRKENHEAD | SPM | 6.7 | primary | 6.67 | Green | 20 | 13.33 | thermal | 0 | 0 | 0 | 0 | 4.2 | PRENTON GRID GT1 / ROCK FERRY GT1 | 18.455 | GREEN | 0 |  |  | 0 | 0 | 0 | 20 |  |  |  |  | Green (Over 5% headroom) | 47772 | 100 | 2.94 | 46 | 10 | 189430 | [9 empty] | Birkenhead | BIRKENHEAD | 0 | 0 | 0 | 0 | 0 | 90 | [13 empty] | 53.3799 | -3.0127 | SPM-EGERTON_T1_ROCK_FERRY_T1_SHELL_TRANMERE_T1 | 9067647000 | SP Energy Networks open data (API key): NDP SPM primary-group polygons + Capacity Heatmaps Information Model SPM + LTDS appendices 3/6 + NSHR
2458 | 38.9 | 2-10, EBENEZER STREET | BIRKENHEAD | CH42 1NH | Wirral |  | Factory And Premises | industrial | 1 | 1648.7 | 17746 | GIA | 69000 | Egerton T1 / Rock Ferry T1 / Shell Tranmere T1 | inside-area | 1.11 | PRENTON GRID GT1 / ROCK FERRY GT1 | BIRKENHEAD | SPM | 6.7 | primary | 6.67 | Green | 20 | 13.33 | thermal | 0 | 0 | 0 | 0 | 4.2 | PRENTON GRID GT1 / ROCK FERRY GT1 | 18.455 | GREEN | 0 |  |  | 0 | 0 | 0 | 20 |  |  |  |  | Green (Over 5% headroom) | 47772 | 100 | 2.62 | 99 | 10 | 191570 | [9 empty] | Birkenhead | BIRKENHEAD | 0 | 0 | 0 | 0 | 0 | 90 | [13 empty] | 53.3743 | -3.0064 | SPM-EGERTON_T1_ROCK_FERRY_T1_SHELL_TRANMERE_T1 | 2881369000 | SP Energy Networks open data (API key): NDP SPM primary-group polygons + Capacity Heatmaps Information Model SPM + LTDS appendices 3/6 + NSHR
2459 | 38.9 | 151-153, OLD CHESTER ROAD | WIRRAL | CH63 8NE | Wirral |  | Vehicle Repair Workshop And Premises | industrial | 1 | 1501.78 | 16165 | GIA | 68000 | Egerton T1 / Rock Ferry T1 / Shell Tranmere T1 | inside-area | 0.69 | PRENTON GRID GT1 / ROCK FERRY GT1 | BIRKENHEAD | SPM | 6.7 | primary | 6.67 | Green | 20 | 13.33 | thermal | 0 | 0 | 0 | 0 | 4.2 | PRENTON GRID GT1 / ROCK FERRY GT1 | 18.455 | GREEN | 0 |  |  | 0 | 0 | 0 | 20 |  |  |  |  | Green (Over 5% headroom) | 47772 | 100 | 2.39 | 68 | 10 | 193151 | [9 empty] | Birkenhead | BIRKENHEAD | 0 | 0 | 0 | 0 | 0 | 90 |  | 42083604 | Retail/Financial and Professional Services | 636 | C | Grid Supplied Electricity | 3 |  | Air Conditioning | 2026-09-29 |  | 1 | FALSE | 53.3641 | -3.0151 | SPM-EGERTON_T1_ROCK_FERRY_T1_SHELL_TRANMERE_T1 | 225342132 | SP Energy Networks open data (API key): NDP SPM primary-group polygons + Capacity Heatmaps Information Model SPM + LTDS appendices 3/6 + NSHR
2460 | 38.9 | UNITS 3 AND 4, ROYAL STANDARD WAY | BIRKENHEAD | CH42 1NB | Wirral |  | Warehouse And Premises | industrial | 1 | 1230.77 | 13248 | GIA | 68500 | Egerton T1 / Rock Ferry T1 / Shell Tranmere T1 | inside-area | 1.46 | PRENTON GRID GT1 / ROCK FERRY GT1 | BIRKENHEAD | SPM | 6.7 | primary | 6.67 | Green | 20 | 13.33 | thermal | 0 | 0 | 0 | 0 | 4.2 | PRENTON GRID GT1 / ROCK FERRY GT1 | 18.455 | GREEN | 0 |  |  | 0 | 0 | 0 | 20 |  |  |  |  | Green (Over 5% headroom) | 47772 | 100 | 1.96 | 31 | 10 | 196068 | [9 empty] | Birkenhead | BIRKENHEAD | 0 | 0 | 0 | 0 | 0 | 90 |  | 42144416 | B1 Offices and Workshop businesses | 638 | C | Natural Gas | 3 |  | Heating and Natural Ventilation | 2012-05-04 |  | 0.67 | FALSE | 53.3768 | -3.0116 | SPM-EGERTON_T1_ROCK_FERRY_T1_SHELL_TRANMERE_T1 | 5972605000 | SP Energy Networks open data (API key): NDP SPM primary-group polygons + Capacity Heatmaps Information Model SPM + LTDS appendices 3/6 + NSHR
2461 | 38.9 | 3A & 3B, EBENEZER STREET | BIRKENHEAD | CH42 1NH | Wirral |  | Workshop And Premises | industrial | 1 | 1165.9 | 12550 | GIA | 47000 | Egerton T1 / Rock Ferry T1 / Shell Tranmere T1 | inside-area | 1.11 | PRENTON GRID GT1 / ROCK FERRY GT1 | BIRKENHEAD | SPM | 6.7 | primary | 6.67 | Green | 20 | 13.33 | thermal | 0 | 0 | 0 | 0 | 4.2 | PRENTON GRID GT1 / ROCK FERRY GT1 | 18.455 | GREEN | 0 |  |  | 0 | 0 | 0 | 20 |  |  |  |  | Green (Over 5% headroom) | 47772 | 100 | 1.85 | 52 | 10 | 196766 | [9 empty] | Birkenhead | BIRKENHEAD | 0 | 0 | 0 | 0 | 0 | 90 |  | 42167374 | General Industrial and Special Industrial Groups | 678 | C | Grid Supplied Electricity | 3 | 1 | Air Conditioning | 2022-11-25 |  | 0.67 | FALSE | 53.3743 | -3.0064 | SPM-EGERTON_T1_ROCK_FERRY_T1_SHELL_TRANMERE_T1 | 5789158000 | SP Energy Networks open data (API key): NDP SPM primary-group polygons + Capacity Heatmaps Information Model SPM + LTDS appendices 3/6 + NSHR
2462 | 38.9 | 2C & 3A, RUSSELL ROAD | BIRKENHEAD | CH42 1RP | Wirral |  | Warehouse And Premises | industrial | 1 | 1109.6 | 11944 | GIA | 40750 | Egerton T1 / Rock Ferry T1 / Shell Tranmere T1 | inside-area | 1.27 | PRENTON GRID GT1 / ROCK FERRY GT1 | BIRKENHEAD | SPM | 6.7 | primary | 6.67 | Green | 20 | 13.33 | thermal | 0 | 0 | 0 | 0 | 4.2 | PRENTON GRID GT1 / ROCK FERRY GT1 | 18.455 | GREEN | 0 |  |  | 0 | 0 | 0 | 20 |  |  |  |  | Green (Over 5% headroom) | 47772 | 100 | 1.76 | 28 | 10 | 197372 | [9 empty] | Birkenhead | BIRKENHEAD | 0 | 0 | 0 | 0 | 0 | 90 |  | 42170373 | B8 Storage or Distribution | 824 | E | Natural Gas | 3 |  | Heating and Natural Ventilation | 2020-12-21 |  | 0.5 | FALSE | 53.3755 | -3.0087 | SPM-EGERTON_T1_ROCK_FERRY_T1_SHELL_TRANMERE_T1 | 6306642000 | SP Energy Networks open data (API key): NDP SPM primary-group polygons + Capacity Heatmaps Information Model SPM + LTDS appendices 3/6 + NSHR
2463 | 38.9 | ASDA, WELTON ROAD | WIRRAL | CH62 3QP | Wirral |  | Superstore And Premises | bigbox | 1 | 8266.66 | 88982 | GIA | 1550000 | Bxl Bromborough T1 / Tulip T1 | inside-area | 1.03 | BROMBOROUGH GT3 / ROCK FERRY GT2 | BIRKENHEAD | SPM | 2.9 | primary | 2.861 | Green | 10 | 6.084 | thermal | 2.1 | 1.9 | 0 | 4 | 2.4 | BROMBOROUGH GT3 / ROCK FERRY GT2 | 21.814 | GREEN | 0 |  |  | 0 | 0 | 0 | 10 |  |  |  |  | Green (Over 5% headroom) | 20677 | 23 | 13.14 | 744 | 28 | 1732935 | [9 empty] | Capenhurst | BIRKENHEAD | 0 | 0 | 0 | 0 | 0 | 90 |  | 42165563 | Retail/Financial and Professional Services | 9714 | B | Natural Gas | 4 |  | Mixed-mode with Mechanical Ventilation | 2023-05-09 |  | 1 | FALSE | 53.34 | -2.9763 | SPM-BXL_BROMBOROUGH_T1_TULIP_T1 | 11526640000 | SP Energy Networks open data (API key): NDP SPM primary-group polygons + Capacity Heatmaps Information Model SPM + LTDS appendices 3/6 + NSHR
2464 | 38.9 | DW SPORTS FITNESS, WELTON ROAD | WIRRAL | CH62 3PN | Wirral |  | Leisure Centre And Premises | bigbox | 1 | 4529.5 | 48755 | GIA | 201000 | Bxl Bromborough T1 / Tulip T1 | inside-area | 1.12 | BROMBOROUGH GT3 / ROCK FERRY GT2 | BIRKENHEAD | SPM | 2.9 | primary | 2.861 | Green | 10 | 6.084 | thermal | 2.1 | 1.9 | 0 | 4 | 2.4 | BROMBOROUGH GT3 / ROCK FERRY GT2 | 21.814 | GREEN | 0 |  |  | 0 | 0 | 0 | 10 |  |  |  |  | Green (Over 5% headroom) | 20677 | 42 | 7.2 | 362 | 28 | 1773162 | [9 empty] | Capenhurst | BIRKENHEAD | 0 | 0 | 0 | 0 | 0 | 90 |  | 42167702 | D2 General Assembly and Leisure plus Night Clubs and Theatres | 1293 | B | Natural Gas | 3 |  | Air Conditioning | 2015-06-12 |  | 0.5 | FALSE | 53.341 | -2.977 | SPM-BXL_BROMBOROUGH_T1_TULIP_T1 | 7203637000 | SP Energy Networks open data (API key): NDP SPM primary-group polygons + Capacity Heatmaps Information Model SPM + LTDS appendices 3/6 + NSHR
2465 | 38.9 | 11, WELTON ROAD | WIRRAL | CH62 3PN | Wirral |  | Retail Warehouse And Premises | bigbox | 1 | 3173 | 34154 | GIA | 545000 | Bxl Bromborough T1 / Tulip T1 | inside-area | 1.12 | BROMBOROUGH GT3 / ROCK FERRY GT2 | BIRKENHEAD | SPM | 2.9 | primary | 2.861 | Green | 10 | 6.084 | thermal | 2.1 | 1.9 | 0 | 4 | 2.4 | BROMBOROUGH GT3 / ROCK FERRY GT2 | 21.814 | GREEN | 0 |  |  | 0 | 0 | 0 | 10 |  |  |  |  | Green (Over 5% headroom) | 20677 | 61 | 5.04 | 286 | 28 | 1787763 | [9 empty] | Capenhurst | BIRKENHEAD | 0 | 0 | 0 | 0 | 0 | 90 | [13 empty] | 53.341 | -2.977 | SPM-BXL_BROMBOROUGH_T1_TULIP_T1 | 9332612000 | SP Energy Networks open data (API key): NDP SPM primary-group polygons + Capacity Heatmaps Information Model SPM + LTDS appendices 3/6 + NSHR
2466 | 38.9 | CURRYS & PC WORLD MEGASTORE, WELTON ROAD | WIRRAL | CH62 3PN | Wirral |  | Retail Warehouse And Premises | bigbox | 1 | 2186.42 | 23534 | GIA | 510000 | Bxl Bromborough T1 / Tulip T1 | inside-area | 1.12 | BROMBOROUGH GT3 / ROCK FERRY GT2 | BIRKENHEAD | SPM | 2.9 | primary | 2.861 | Green | 10 | 6.084 | thermal | 2.1 | 1.9 | 0 | 4 | 2.4 | BROMBOROUGH GT3 / ROCK FERRY GT2 | 21.814 | GREEN | 0 |  |  | 0 | 0 | 0 | 10 |  |  |  |  | Green (Over 5% headroom) | 20677 | 88 | 3.47 | 197 | 28 | 1798383 | [9 empty] | Capenhurst | BIRKENHEAD | 0 | 0 | 0 | 0 | 0 | 90 |  | 42189712 | Retail/Financial and Professional Services | 3893 | B | Natural Gas | 3 |  | Air Conditioning | 2023-02-17 |  | 0.8 | FALSE | 53.341 | -2.977 | SPM-BXL_BROMBOROUGH_T1_TULIP_T1 | 7725482000 | SP Energy Networks open data (API key): NDP SPM primary-group polygons + Capacity Heatmaps Information Model SPM + LTDS appendices 3/6 + NSHR
2467 | 38.9 | DUNELM, WELTON ROAD | WIRRAL | CH62 3PN | Wirral |  | Retail Warehouse And Premises | bigbox | 1 | 2049.55 | 22061 | GIA | 482500 | Bxl Bromborough T1 / Tulip T1 | inside-area | 1.12 | BROMBOROUGH GT3 / ROCK FERRY GT2 | BIRKENHEAD | SPM | 2.9 | primary | 2.861 | Green | 10 | 6.084 | thermal | 2.1 | 1.9 | 0 | 4 | 2.4 | BROMBOROUGH GT3 / ROCK FERRY GT2 | 21.814 | GREEN | 0 |  |  | 0 | 0 | 0 | 10 |  |  |  |  | Green (Over 5% headroom) | 20677 | 94 | 3.26 | 184 | 28 | 1799856 | [9 empty] | Capenhurst | BIRKENHEAD | 0 | 0 | 0 | 0 | 0 | 90 | [13 empty] | 53.341 | -2.977 | SPM-BXL_BROMBOROUGH_T1_TULIP_T1 | 10050019000 | SP Energy Networks open data (API key): NDP SPM primary-group polygons + Capacity Heatmaps Information Model SPM + LTDS appendices 3/6 + NSHR
2468 | 38.8 | BUCKLEY MEMORIALS, SPENCER INDUSTRIAL ESTATE, STANDARD ROAD | BUCKLEY | CH7 3LY | Flintshire |  | Workshop And Premises | industrial | 1 | 1721.21 | 18527 | GIA | 68500 | Buckley T1 / Buckley T2 / Buckley Cross T1 | inside-area | 1.5 | CASTLE CEMENT GT1 / HAWARDEN GT1 / SALTNEY GT1 / SALTNEY G2B | CONNAHS QUAY - PENTIR - ST ASAPH | SPM | 6.6 | primary | 6.552 | Green | 20 | 11.448 | thermal | 6 | 0 | 0 | 6 | 5.3 | CASTLE CEMENT GT1 / HAWARDEN GT1 / SALTNEY GT1 / SALTNEY G2B | 32.76 | GREEN | 0 |  |  | 0 | 0 | 0 | 20 |  |  |  |  | Green (Over 5% headroom) | 47059 | 100 | 2.74 | 77 | 23 | 651985 | [9 empty] | Connahs Quay / SASA | [8 empty] | 10023846987 | General Industrial and Special Industrial Groups | 455 | E | Natural Gas | 3 |  | Heating and Natural Ventilation | 2025-02-23 |  | 0.67 | FALSE | 53.1769 | -3.0638 | SPM-BUCKLEY_T1_BUCKLEY_T2_BUCKLEY_CROSS_T1 | 4425342000 | SP Energy Networks open data (API key): NDP SPM primary-group polygons + Capacity Heatmaps Information Model SPM + LTDS appendices 3/6 + NSHR
2469 | 38.8 | MY STORAGE POD UNITS 9/10, CATHERALLS INDUSTRIAL ESTATE, BROOKHILL WAY, PINFOLD LANE | BUCKLEY | CH7 3PS | Flintshire |  | Warehouse And Premises | industrial | 1 | 1688.18 | 18171 | GIA | 40250 | Buckley T1 / Buckley T2 / Buckley Cross T1 | inside-area | 2.43 | CASTLE CEMENT GT1 / HAWARDEN GT1 / SALTNEY GT1 / SALTNEY G2B | CONNAHS QUAY - PENTIR - ST ASAPH | SPM | 6.6 | primary | 6.552 | Green | 20 | 11.448 | thermal | 6 | 0 | 0 | 6 | 5.3 | CASTLE CEMENT GT1 / HAWARDEN GT1 / SALTNEY GT1 / SALTNEY G2B | 32.76 | GREEN | 0 |  |  | 0 | 0 | 0 | 20 |  |  |  |  | Green (Over 5% headroom) | 47059 | 100 | 2.68 | 42 | 23 | 652341 | [9 empty] | Connahs Quay / SASA | [8 empty] | 10013700608 | B1 Offices and Workshop businesses | 1396 | D | Grid Supplied Electricity | 3 |  | Air Conditioning | 2023-02-20 |  | 1 | FALSE | 53.18 | -3.0811 | SPM-BUCKLEY_T1_BUCKLEY_T2_BUCKLEY_CROSS_T1 | 8637025000 | SP Energy Networks open data (API key): NDP SPM primary-group polygons + Capacity Heatmaps Information Model SPM + LTDS appendices 3/6 + NSHR
2470 | 38.8 | CS GLAZIERS NW LTD, CHESTER ROAD | BUCKLEY | CH7 3AE | Flintshire |  | Workshop And Premises | industrial | 1 | 1643.28 | 17688 | GIA | 45750 | Buckley T1 / Buckley T2 / Buckley Cross T1 | inside-area | 0.83 | CASTLE CEMENT GT1 / HAWARDEN GT1 / SALTNEY GT1 / SALTNEY G2B | CONNAHS QUAY - PENTIR - ST ASAPH | SPM | 6.6 | primary | 6.552 | Green | 20 | 11.448 | thermal | 6 | 0 | 0 | 6 | 5.3 | CASTLE CEMENT GT1 / HAWARDEN GT1 / SALTNEY GT1 / SALTNEY G2B | 32.76 | GREEN | 0 |  |  | 0 | 0 | 0 | 20 |  |  |  |  | Green (Over 5% headroom) | 47059 | 100 | 2.61 | 74 | 23 | 652824 | [9 empty] | Connahs Quay / SASA | [20 empty] | 53.1668 | -3.0674 | SPM-BUCKLEY_T1_BUCKLEY_T2_BUCKLEY_CROSS_T1 | 6227319000 | SP Energy Networks open data (API key): NDP SPM primary-group polygons + Capacity Heatmaps Information Model SPM + LTDS appendices 3/6 + NSHR
2471 | 38.8 | A & S CONTRACTORS FACTORY AND PREMISES, DRURY NEW ROAD | BUCKLEY | CH7 3DS | Flintshire |  | Factory And Premises | industrial | 1 | 1638.6 | 17638 | GIA | 52500 | Buckley T1 / Buckley T2 / Buckley Cross T1 | inside-area | 0.74 | CASTLE CEMENT GT1 / HAWARDEN GT1 / SALTNEY GT1 / SALTNEY G2B | CONNAHS QUAY - PENTIR - ST ASAPH | SPM | 6.6 | primary | 6.552 | Green | 20 | 11.448 | thermal | 6 | 0 | 0 | 6 | 5.3 | CASTLE CEMENT GT1 / HAWARDEN GT1 / SALTNEY GT1 / SALTNEY G2B | 32.76 | GREEN | 0 |  |  | 0 | 0 | 0 | 20 |  |  |  |  | Green (Over 5% headroom) | 47059 | 100 | 2.6 | 98 | 23 | 652874 | [9 empty] | Connahs Quay / SASA | [20 empty] | 53.1709 | -3.0571 | SPM-BUCKLEY_T1_BUCKLEY_T2_BUCKLEY_CROSS_T1 | 15084003000 | SP Energy Networks open data (API key): NDP SPM primary-group polygons + Capacity Heatmaps Information Model SPM + LTDS appendices 3/6 + NSHR
2472 | 38.8 | NEW CASTLE WORKS, PINFOLD LANE | BUCKLEY | CH7 3NS | Flintshire | DEESIDE TRUCKS SERVICES | Vehicle Repair Workshop And Premises | industrial | 1 | 1549.33 | 16677 | GIA | 51000 | Buckley T1 / Buckley T2 / Buckley Cross T1 | inside-area | 3.11 | CASTLE CEMENT GT1 / HAWARDEN GT1 / SALTNEY GT1 / SALTNEY G2B | CONNAHS QUAY - PENTIR - ST ASAPH | SPM | 6.6 | primary | 6.552 | Green | 20 | 11.448 | thermal | 6 | 0 | 0 | 6 | 5.3 | CASTLE CEMENT GT1 / HAWARDEN GT1 / SALTNEY GT1 / SALTNEY G2B | 32.76 | GREEN | 0 |  |  | 0 | 0 | 0 | 20 |  |  |  |  | Green (Over 5% headroom) | 47059 | 100 | 2.46 | 70 | 23 | 653835 | [9 empty] | Connahs Quay / SASA | [20 empty] | 53.1847 | -3.0875 | SPM-BUCKLEY_T1_BUCKLEY_T2_BUCKLEY_CROSS_T1 | 141534206 | SP Energy Networks open data (API key): NDP SPM primary-group polygons + Capacity Heatmaps Information Model SPM + LTDS appendices 3/6 + NSHR
2473 | 38.8 | DEPOT 1, DRURY INDUSTRIAL ESTATE, DRURY LANE | BUCKLEY | CH7 3DZ | Flintshire |  | Warehouse And Premises | industrial | 1 | 1505.02 | 16200 | GIA | 46000 | Buckley T1 / Buckley T2 / Buckley Cross T1 | inside-area | 1.12 | CASTLE CEMENT GT1 / HAWARDEN GT1 / SALTNEY GT1 / SALTNEY G2B | CONNAHS QUAY - PENTIR - ST ASAPH | SPM | 6.6 | primary | 6.552 | Green | 20 | 11.448 | thermal | 6 | 0 | 0 | 6 | 5.3 | CASTLE CEMENT GT1 / HAWARDEN GT1 / SALTNEY GT1 / SALTNEY G2B | 32.76 | GREEN | 0 |  |  | 0 | 0 | 0 | 20 |  |  |  |  | Green (Over 5% headroom) | 47059 | 100 | 2.39 | 38 | 23 | 654312 | [9 empty] | Connahs Quay / SASA | [8 empty] | 10023845935 | B8 Storage or Distribution | 402 | D | Grid Supplied Electricity | 5 |  | Heating and Natural Ventilation | 2022-12-08 |  | 1 | FALSE | 53.1734 | -3.0628 | SPM-BUCKLEY_T1_BUCKLEY_T2_BUCKLEY_CROSS_T1 | 2213841000 | SP Energy Networks open data (API key): NDP SPM primary-group polygons + Capacity Heatmaps Information Model SPM + LTDS appendices 3/6 + NSHR
2474 | 38.8 | CS ALUMINIUM WINDOWS LTD, JUBILEE ROAD | BUCKLEY | CH7 3AE | Flintshire |  | Workshop And Premises | industrial | 1 | 1204.61 | 12966 | GIA | 38500 | Buckley T1 / Buckley T2 / Buckley Cross T1 | inside-area | 0.83 | CASTLE CEMENT GT1 / HAWARDEN GT1 / SALTNEY GT1 / SALTNEY G2B | CONNAHS QUAY - PENTIR - ST ASAPH | SPM | 6.6 | primary | 6.552 | Green | 20 | 11.448 | thermal | 6 | 0 | 0 | 6 | 5.3 | CASTLE CEMENT GT1 / HAWARDEN GT1 / SALTNEY GT1 / SALTNEY G2B | 32.76 | GREEN | 0 |  |  | 0 | 0 | 0 | 20 |  |  |  |  | Green (Over 5% headroom) | 47059 | 100 | 1.91 | 54 | 23 | 657546 | [9 empty] | Connahs Quay / SASA | [20 empty] | 53.1668 | -3.0674 | SPM-BUCKLEY_T1_BUCKLEY_T2_BUCKLEY_CROSS_T1 | 6971697000 | SP Energy Networks open data (API key): NDP SPM primary-group polygons + Capacity Heatmaps Information Model SPM + LTDS appendices 3/6 + NSHR
2475 | 38.8 | UNIT 1F AND UNIT 1E REAR, SPENCER INDUSTRIAL ESTATE, MOUNT PLEASANT ROAD | BUCKLEY | CH7 3ET | Flintshire |  | Warehouse And Premises | industrial | 1 | 1124.83 | 12108 | GIA | 43500 | Buckley T1 / Buckley T2 / Buckley Cross T1 | inside-area | 1.32 | CASTLE CEMENT GT1 / HAWARDEN GT1 / SALTNEY GT1 / SALTNEY G2B | CONNAHS QUAY - PENTIR - ST ASAPH | SPM | 6.6 | primary | 6.552 | Green | 20 | 11.448 | thermal | 6 | 0 | 0 | 6 | 5.3 | CASTLE CEMENT GT1 / HAWARDEN GT1 / SALTNEY GT1 / SALTNEY G2B | 32.76 | GREEN | 0 |  |  | 0 | 0 | 0 | 20 |  |  |  |  | Green (Over 5% headroom) | 47059 | 100 | 1.79 | 28 | 23 | 658404 | [9 empty] | Connahs Quay / SASA | [20 empty] | 53.1748 | -3.0647 | SPM-BUCKLEY_T1_BUCKLEY_T2_BUCKLEY_CROSS_T1 | 11600101000 | SP Energy Networks open data (API key): NDP SPM primary-group polygons + Capacity Heatmaps Information Model SPM + LTDS appendices 3/6 + NSHR
2476 | 38.8 | ARCTIC SCAFFOLDING, BANNEL LANE | BUCKLEY | CH7 3AP | Flintshire |  | Warehouse, Office And Premises | industrial | 1 | 1106.09 | 11906 | GIA | 26250 | Buckley T1 / Buckley T2 / Buckley Cross T1 | inside-area | 0.4 | CASTLE CEMENT GT1 / HAWARDEN GT1 / SALTNEY GT1 / SALTNEY G2B | CONNAHS QUAY - PENTIR - ST ASAPH | SPM | 6.6 | primary | 6.552 | Green | 20 | 11.448 | thermal | 6 | 0 | 0 | 6 | 5.3 | CASTLE CEMENT GT1 / HAWARDEN GT1 / SALTNEY GT1 / SALTNEY G2B | 32.76 | GREEN | 0 |  |  | 0 | 0 | 0 | 20 |  |  |  |  | Green (Over 5% headroom) | 47059 | 100 | 1.76 | 77 | 23 | 658606 | [9 empty] | Connahs Quay / SASA | [20 empty] | 53.1636 | -3.0616 | SPM-BUCKLEY_T1_BUCKLEY_T2_BUCKLEY_CROSS_T1 | 6757606000 | SP Energy Networks open data (API key): NDP SPM primary-group polygons + Capacity Heatmaps Information Model SPM + LTDS appendices 3/6 + NSHR
2477 | 38.8 | LESTER FABRICATION & CLADDING, MOUNT PLEASANT ROAD | BUCKLEY | CH7 3LY | Flintshire |  | Workshop, Store And Premises | industrial | 1 | 1045.57 | 11254 | GIA | 46500 | Buckley T1 / Buckley T2 / Buckley Cross T1 | inside-area | 1.5 | CASTLE CEMENT GT1 / HAWARDEN GT1 / SALTNEY GT1 / SALTNEY G2B | CONNAHS QUAY - PENTIR - ST ASAPH | SPM | 6.6 | primary | 6.552 | Green | 20 | 11.448 | thermal | 6 | 0 | 0 | 6 | 5.3 | CASTLE CEMENT GT1 / HAWARDEN GT1 / SALTNEY GT1 / SALTNEY G2B | 32.76 | GREEN | 0 |  |  | 0 | 0 | 0 | 20 |  |  |  |  | Green (Over 5% headroom) | 47059 | 100 | 1.66 | 47 | 23 | 659258 | [9 empty] | Connahs Quay / SASA | [8 empty] | 10023846244 | General Industrial and Special Industrial Groups | 412 | D | Grid Supplied Electricity | 3 |  | Heating and Natural Ventilation | 2025-03-02 |  | 0.5 | FALSE | 53.1769 | -3.0638 | SPM-BUCKLEY_T1_BUCKLEY_T2_BUCKLEY_CROSS_T1 | 7194842000 | SP Energy Networks open data (API key): NDP SPM primary-group polygons + Capacity Heatmaps Information Model SPM + LTDS appendices 3/6 + NSHR
2478 | 38.8 | BISTRE CAR & CARPET SALES, MOLD ROAD | BUCKLEY | CH7 2JA | Flintshire |  | Showroom, Store And Premises | industrial | 1 | 1026.04 | 11044 | GIA | 39750 | Buckley T1 / Buckley T2 / Buckley Cross T1 | inside-area | 1.91 | CASTLE CEMENT GT1 / HAWARDEN GT1 / SALTNEY GT1 / SALTNEY G2B | CONNAHS QUAY - PENTIR - ST ASAPH | SPM | 6.6 | primary | 6.552 | Green | 20 | 11.448 | thermal | 6 | 0 | 0 | 6 | 5.3 | CASTLE CEMENT GT1 / HAWARDEN GT1 / SALTNEY GT1 / SALTNEY G2B | 32.76 | GREEN | 0 |  |  | 0 | 0 | 0 | 20 |  |  |  |  | Green (Over 5% headroom) | 47059 | 100 | 1.63 | 92 | 23 | 659468 | [9 empty] | Connahs Quay / SASA | [20 empty] | 53.1683 | -3.0835 | SPM-BUCKLEY_T1_BUCKLEY_T2_BUCKLEY_CROSS_T1 | 9757802000 | SP Energy Networks open data (API key): NDP SPM primary-group polygons + Capacity Heatmaps Information Model SPM + LTDS appendices 3/6 + NSHR
2479 | 38.8 | PAUL BENTLEY, CATHERALLS INDUSTRIAL ESTATE, PINFOLD LANE | BUCKLEY | CH7 3PS | Flintshire |  | Warehouse And Premises | industrial | 1 | 1004.97 | 10817 | GIA | 38000 | Buckley T1 / Buckley T2 / Buckley Cross T1 | inside-area | 2.43 | CASTLE CEMENT GT1 / HAWARDEN GT1 / SALTNEY GT1 / SALTNEY G2B | CONNAHS QUAY - PENTIR - ST ASAPH | SPM | 6.6 | primary | 6.552 | Green | 20 | 11.448 | thermal | 6 | 0 | 0 | 6 | 5.3 | CASTLE CEMENT GT1 / HAWARDEN GT1 / SALTNEY GT1 / SALTNEY G2B | 32.76 | GREEN | 0 |  |  | 0 | 0 | 0 | 20 |  |  |  |  | Green (Over 5% headroom) | 47059 | 100 | 1.6 | 25 | 23 | 659695 | [9 empty] | Connahs Quay / SASA | [8 empty] | 100100933141 | B1 Offices and Workshop businesses | 341 | D | Grid Supplied Electricity | 3 |  | Heating and Natural Ventilation | 2013-11-05 |  | 0.5 | FALSE | 53.18 | -3.0811 | SPM-BUCKLEY_T1_BUCKLEY_T2_BUCKLEY_CROSS_T1 | 152976206 | SP Energy Networks open data (API key): NDP SPM primary-group polygons + Capacity Heatmaps Information Model SPM + LTDS appendices 3/6 + NSHR
2480 | 38.7 | GORDALE NURSERIES, CHESTER HIGH ROAD | NESTON | CH64 8TF | Cheshire West And Chester |  | Garden Centre And Premises | bigbox | 1 | 13309.62 | 143263 | NIA | 477500 | Hooton Main T1 | inside-area | 2.85 | BROMBOROUGH GT2 / ELLESMERE PORT GT1 / HOOTON PK GT1A / HOOTON PK GT2A | CAPENHURST | SPM | 2.8 | primary | 2.772 | Green | 7.5 | 4.659 | thermal | 0.1 | 0.2 | 0 | 0.3 | 1.2 | BROMBOROUGH GT2 / ELLESMERE PORT GT1 / HOOTON PK GT1A / HOOTON PK GT2A | 11.703 | GREEN | 0 |  |  | 0 | 0 | 0 | 7.5 |  |  |  |  | Green (Over 5% headroom) | 19964 | 14 | 21.15 | 1198 | 12 | 1219893 | [9 empty] | Capenhurst | CAPENHURST | 4 | 896.6 | 896.6 | 0 | 0 | 304 | 2029-10 | 100012593343 | A1/A2 Retail and Financial/Professional services | 4667 | E | Grid Supplied Electricity | 3 |  | Heating and Mechanical Ventilation | 2012-02-14 |  | 0.75 | FALSE | 53.2737 | -3.0002 | SPM-HOOTON_MAIN_T1 | 44451132 | SP Energy Networks open data (API key): NDP SPM primary-group polygons + Capacity Heatmaps Information Model SPM + LTDS appendices 3/6 + NSHR
2481 | 38.7 | CHESTER ROAD | ELLESMERE PORT | CH66 1QW | Cheshire West And Chester | BURLEYDAM NURSERIES | Garden Centre And Premises | bigbox | 1 | 6976.12 | 75090 | NIA | 181000 | Hooton Main T1 | inside-area | 1.9 | BROMBOROUGH GT2 / ELLESMERE PORT GT1 / HOOTON PK GT1A / HOOTON PK GT2A | CAPENHURST | SPM | 2.8 | primary | 2.772 | Green | 7.5 | 4.659 | thermal | 0.1 | 0.2 | 0 | 0.3 | 1.2 | BROMBOROUGH GT2 / ELLESMERE PORT GT1 / HOOTON PK GT1A / HOOTON PK GT2A | 11.703 | GREEN | 0 |  |  | 0 | 0 | 0 | 7.5 |  |  |  |  | Green (Over 5% headroom) | 19964 | 27 | 11.09 | 628 | 12 | 1288066 | [9 empty] | Capenhurst | CAPENHURST | 4 | 896.6 | 896.6 | 0 | 0 | 304 | 2029-10 | 10091642727 | C1 Hotels | 602 | B | Natural Gas | 3 |  | Heating and Mechanical Ventilation | 2014-01-03 |  | 1 | FALSE | 53.292 | -2.9537 | SPM-HOOTON_MAIN_T1 | 44728132 | SP Energy Networks open data (API key): NDP SPM primary-group polygons + Capacity Heatmaps Information Model SPM + LTDS appendices 3/6 + NSHR
2482 | 38.7 | WATERWORLD LTD, CHESTER HIGH ROAD | NESTON | CH64 8TF | Cheshire West And Chester |  | Garden Centre And Premises | bigbox | 1 | 3354.5 | 36108 | NIA | 36000 | Hooton Main T1 | inside-area | 2.85 | BROMBOROUGH GT2 / ELLESMERE PORT GT1 / HOOTON PK GT1A / HOOTON PK GT2A | CAPENHURST | SPM | 2.8 | primary | 2.772 | Green | 7.5 | 4.659 | thermal | 0.1 | 0.2 | 0 | 0.3 | 1.2 | BROMBOROUGH GT2 / ELLESMERE PORT GT1 / HOOTON PK GT1A / HOOTON PK GT2A | 11.703 | GREEN | 0 |  |  | 0 | 0 | 0 | 7.5 |  |  |  |  | Green (Over 5% headroom) | 19964 | 55 | 5.33 | 302 | 12 | 1327048 | [9 empty] | Capenhurst | CAPENHURST | 4 | 896.6 | 896.6 | 0 | 0 | 304 | 2029-10 | 100012593343 | A1/A2 Retail and Financial/Professional services | 4667 | E | Grid Supplied Electricity | 3 |  | Heating and Mechanical Ventilation | 2012-02-14 |  | 0.67 | FALSE | 53.2737 | -3.0002 | SPM-HOOTON_MAIN_T1 | 237675132 | SP Energy Networks open data (API key): NDP SPM primary-group polygons + Capacity Heatmaps Information Model SPM + LTDS appendices 3/6 + NSHR
2483 | 38.6 | UNIT MC18 (WHS LEFT), MAES Y CLAWDD INDUSTRIAL ESTATE | OSWESTRY | SY10 8NN | Shropshire |  | Builders Merchant And Premises | bigbox | 1 | 3863.82 | 41590 | GIA | 252500 | Maes-Y-Clawdd T1 | inside-area | 0.07 | LEGACY LOCAL GT2 / NEWTOWN GT2 / OSWESTRY GT8 / WELSHPOOL GT1 | LEGACY | SPM | 2.7 | primary | 2.732 | Green | 7.5 | 4.768 | thermal | 0 | 0 | 0 | 0 | 1.7 | LEGACY LOCAL GT2 / NEWTOWN GT2 / OSWESTRY GT8 / WELSHPOOL GT1 | 60.6676 | GREEN | 0 |  |  | 0 | 0 | 0 | 7.5 |  |  |  |  | Green (Over 5% headroom) | 19251 | 46 | 6.14 | 348 | 24 | 953386 | [9 empty] | Legacy | LEGACY | 5 | 1714 | 1714 | 0 | 0 | 0 | 2024-08 | [12 empty] | 52.8456 | -3.034 | SPM-MAES_Y_CLAWDD_T1 | 13107053000 | SP Energy Networks open data (API key): NDP SPM primary-group polygons + Capacity Heatmaps Information Model SPM + LTDS appendices 3/6 + NSHR
2484 | 38.6 | TESCO PLC, STRAND WALK | HOLYWELL | CH8 7TJ | Flintshire |  | Superstore And Premises | bigbox | 1 | 2937.8 | 31622 | GIA | 427500 | Holway Rd T1 | inside-area | 0.58 | BRYMBO GT2 / HAWARDEN GT2 / HOLYWELL GT2 | CONNAHS QUAY - PENTIR - ST ASAPH | SPM | 2.7 | primary | 2.667 | Green | 7.5 | 4.833 | thermal | 0 | 0 | 0 | 0 | 1.5 | BRYMBO GT2 / HAWARDEN GT2 / HOLYWELL GT2 | 19.9178 | GREEN | 0 |  |  | 0 | 0 | 0 | 7.5 |  |  |  |  | Green (Over 5% headroom) | 19251 | 61 | 4.67 | 264 | 2 | 36432 | [9 empty] | Connahs Quay / SASA | [20 empty] | 53.2741 | -3.2213 | SPM-HOLWAY_RD_T1 | 8833931000 | SP Energy Networks open data (API key): NDP SPM primary-group polygons + Capacity Heatmaps Information Model SPM + LTDS appendices 3/6 + NSHR
2485 | 38.6 | UNIT MR3, MAESBURY ROAD | OSWESTRY | SY10 8HA | Shropshire |  | Builders Merchant & Premises | bigbox | 1 | 2290.9 | 24659 | GIA | 157000 | Maes-Y-Clawdd T1 | inside-area | 0.67 | LEGACY LOCAL GT2 / NEWTOWN GT2 / OSWESTRY GT8 / WELSHPOOL GT1 | LEGACY | SPM | 2.7 | primary | 2.732 | Green | 7.5 | 4.768 | thermal | 0 | 0 | 0 | 0 | 1.7 | LEGACY LOCAL GT2 / NEWTOWN GT2 / OSWESTRY GT8 / WELSHPOOL GT1 | 60.6676 | GREEN | 0 |  |  | 0 | 0 | 0 | 7.5 |  |  |  |  | Green (Over 5% headroom) | 19251 | 78 | 3.64 | 206 | 24 | 970317 | [9 empty] | Legacy | LEGACY | 5 | 1714 | 1714 | 0 | 0 | 0 | 2024-08 | [12 empty] | 52.8489 | -3.042 | SPM-MAES_Y_CLAWDD_T1 | 2138109000 | SP Energy Networks open data (API key): NDP SPM primary-group polygons + Capacity Heatmaps Information Model SPM + LTDS appendices 3/6 + NSHR
2486 | 38.5 | 1, COLISEUM WAY | ELLESMERE PORT | CH65 9HD | Cheshire West And Chester |  | Bowling Alley And Premises | bigbox | 1 | 3715 | 39988 | GIA | 362500 | Great Sutton T1 / Little Sutton T1 / Strawberry Roundabout T1 / Sutton Hall Wwb T1 / Whitby Main T2 | inside-area | 2.54 | BROMBOROUGH GT2 / ELLESMERE PORT GT1 / HOOTON PK GT1A / HOOTON PK GT2A | CAPENHURST | SPM | 2.6 | primary | 2.6096 | Green | 26.4 | 23.7904 | thermal | 0 | 0 | 0 | 0 | -2.6 | BROMBOROUGH GT2 / ELLESMERE PORT GT1 / HOOTON PK GT1A / HOOTON PK GT2A | 11.703 | GREEN | 0 |  |  | 0 | 0 | 0 | 26.4 |  |  |  |  | Green (Over 5% headroom) | 18538 | 46 | 5.9 | 297 | 1 | 104820 | [9 empty] | Capenhurst | CAPENHURST | 4 | 896.6 | 896.6 | 0 | 0 | 304 | 2029-10 | [12 empty] | 53.2647 | -2.8861 | SPM-GREAT_SUTTON_T1_LITTLE_SUTTON_T1_STRAWBERRY_ROUNDABOUT_T1_SU | 1336857000 | SP Energy Networks open data (API key): NDP SPM primary-group polygons + Capacity Heatmaps Information Model SPM + LTDS appendices 3/6 + NSHR
2487 | 38.4 | GND & 1ST FLR DERWEN HOUSE, FFORDD DERWEN | RHYL | LL18 2LS | Denbighshire | SANLAM | Offices And Premises | office | 1 | 1309.27 | 14093 | NIA | 89000 | Dyserth Rd T1 / Ffordd Las T1 / Ffordd Las T2 / Westbourne Ave T1 | inside-area | 1.77 | HOLYWELL GT1 / RHYL GT1 / ST ASAPH GT2 / ST ASAPH GT4 | CONNAHS QUAY - PENTIR - ST ASAPH | SPM | 10.8 | primary | 10.8185 | Green | 30 | 17.069 | thermal | 8.4 | 5.3 | 13 | 13.7 | 9 | HOLYWELL GT1 / RHYL GT1 / ST ASAPH GT2 / ST ASAPH GT4 | 22.4768 | GREEN | 0 |  |  | 0 | 0 | 0 | 30 |  |  |  |  | Green (Over 5% headroom) | 77005 | 100 | 2.08 | 92 | 12 | 663248 | [9 empty] | Connahs Quay / SASA | [20 empty] | 53.3057 | -3.4712 | SPM-DYSERTH_RD_T1_FFORDD_LAS_T1_FFORDD_LAS_T2_WESTBOURNE_AVE_T1 | 8909027000 | SP Energy Networks open data (API key): NDP SPM primary-group polygons + Capacity Heatmaps Information Model SPM + LTDS appendices 3/6 + NSHR
2488 | 38.4 | MORFA HALL, BATH STREET | RHYL | LL18 3EB | Denbighshire |  | Offices And Premises | office | 1 | 1270.39 | 13674 | NIA | 65000 | Dyserth Rd T1 / Ffordd Las T1 / Ffordd Las T2 / Westbourne Ave T1 | inside-area | 2.1 | HOLYWELL GT1 / RHYL GT1 / ST ASAPH GT2 / ST ASAPH GT4 | CONNAHS QUAY - PENTIR - ST ASAPH | SPM | 10.8 | primary | 10.8185 | Green | 30 | 17.069 | thermal | 8.4 | 5.3 | 13 | 13.7 | 9 | HOLYWELL GT1 / RHYL GT1 / ST ASAPH GT2 / ST ASAPH GT4 | 22.4768 | GREEN | 0 |  |  | 0 | 0 | 0 | 30 |  |  |  |  | Green (Over 5% headroom) | 77005 | 100 | 2.02 | 89 | 12 | 663667 | [9 empty] | Connahs Quay / SASA | [8 empty] | 200002946305 | B1 Offices and Workshop businesses | 1682 | D | Natural Gas | 3 | 1 | Heating and Natural Ventilation | 2019-08-12 |  | 1 | FALSE | 53.3227 | -3.4883 | SPM-DYSERTH_RD_T1_FFORDD_LAS_T1_FFORDD_LAS_T2_WESTBOURNE_AVE_T1 | 13544137000 | SP Energy Networks open data (API key): NDP SPM primary-group polygons + Capacity Heatmaps Information Model SPM + LTDS appendices 3/6 + NSHR
2489 | 38.4 | QIOPTIQ LIMITED, GLASCOED ROAD | ST ASAPH | LL17 0LL | Denbighshire |  | Factory And Premises | industrial | 1 | 17178.51 | 184908 | GIA | 417500 | Pilkingtons T1 / Pilkingtons T2 | inside-area | 0.19 | HOLYWELL GT1 / RHYL GT1 / ST ASAPH GT2 / ST ASAPH GT4 | CONNAHS QUAY - PENTIR - ST ASAPH | SPM | 6.3 | primary | 6.329 | Green | 10 | 3.671 | thermal | 0 | 1.6 | 0 | 1.6 | 6 | HOLYWELL GT1 / RHYL GT1 / ST ASAPH GT2 / ST ASAPH GT4 | 22.4768 | GREEN | 0 |  |  | 0 | 0 | 0 | 10 |  |  |  |  | Green (Over 5% headroom) | 44920 | 24 | 27.3 | 1031 | 10 | 267842 | [9 empty] | Connahs Quay / SASA | [8 empty] | 200004299482 | B1 Offices and Workshop businesses | 2355 | A | Natural Gas | 5 |  | Heating and Natural Ventilation | 2018-05-10 |  | 1 | FALSE | 53.2526 | -3.4731 | SPM-PILKINGTONS_T1_PILKINGTONS_T2 | 4976753000 | SP Energy Networks open data (API key): NDP SPM primary-group polygons + Capacity Heatmaps Information Model SPM + LTDS appendices 3/6 + NSHR
2490 | 38.4 | FOR FARMERS, COLOMENDY INDUSTRIAL ESTATE | DENBIGH | LL16 5TA | Denbighshire |  | Workshop And Premises | industrial | 1 | 1845.79 | 19868 | GIA | 60000 | Pilkingtons T1 / Pilkingtons T2 | inside-area | 7.8 | HOLYWELL GT1 / RHYL GT1 / ST ASAPH GT2 / ST ASAPH GT4 | CONNAHS QUAY - PENTIR - ST ASAPH | SPM | 6.3 | primary | 6.329 | Green | 10 | 3.671 | thermal | 0 | 1.6 | 0 | 1.6 | 6 | HOLYWELL GT1 / RHYL GT1 / ST ASAPH GT2 / ST ASAPH GT4 | 22.4768 | GREEN | 0 |  |  | 0 | 0 | 0 | 10 |  |  |  |  | Green (Over 5% headroom) | 44920 | 100 | 2.93 | 83 | 10 | 432882 | [9 empty] | Connahs Quay / SASA | [20 empty] | 53.1932 | -3.4143 | SPM-PILKINGTONS_T1_PILKINGTONS_T2 | 9469492000 | SP Energy Networks open data (API key): NDP SPM primary-group polygons + Capacity Heatmaps Information Model SPM + LTDS appendices 3/6 + NSHR
2491 | 38.4 | FACTORY AT UNIT 10A, COLOMENDY INDUSTRIAL ESTATE PHASE 5 | DENBIGH | LL16 5TA | Denbighshire |  | Warehouse And Premises | industrial | 1 | 1805.1 | 19430 | GIA | 53500 | Pilkingtons T1 / Pilkingtons T2 | inside-area | 7.8 | HOLYWELL GT1 / RHYL GT1 / ST ASAPH GT2 / ST ASAPH GT4 | CONNAHS QUAY - PENTIR - ST ASAPH | SPM | 6.3 | primary | 6.329 | Green | 10 | 3.671 | thermal | 0 | 1.6 | 0 | 1.6 | 6 | HOLYWELL GT1 / RHYL GT1 / ST ASAPH GT2 / ST ASAPH GT4 | 22.4768 | GREEN | 0 |  |  | 0 | 0 | 0 | 10 |  |  |  |  | Green (Over 5% headroom) | 44920 | 100 | 2.87 | 45 | 10 | 433320 | [9 empty] | Connahs Quay / SASA | [20 empty] | 53.1932 | -3.4143 | SPM-PILKINGTONS_T1_PILKINGTONS_T2 | 12538395000 | SP Energy Networks open data (API key): NDP SPM primary-group polygons + Capacity Heatmaps Information Model SPM + LTDS appendices 3/6 + NSHR
2492 | 38.4 | UNITS 9 & PART 9A, COLOMENDY INDUSTRIAL ESTATE | DENBIGH | LL16 5TA | Denbighshire |  | Factory And Premises | industrial | 1 | 1263.3 | 13598 | GIA | 45000 | Pilkingtons T1 / Pilkingtons T2 | inside-area | 7.8 | HOLYWELL GT1 / RHYL GT1 / ST ASAPH GT2 / ST ASAPH GT4 | CONNAHS QUAY - PENTIR - ST ASAPH | SPM | 6.3 | primary | 6.329 | Green | 10 | 3.671 | thermal | 0 | 1.6 | 0 | 1.6 | 6 | HOLYWELL GT1 / RHYL GT1 / ST ASAPH GT2 / ST ASAPH GT4 | 22.4768 | GREEN | 0 |  |  | 0 | 0 | 0 | 10 |  |  |  |  | Green (Over 5% headroom) | 44920 | 100 | 2.01 | 76 | 10 | 439152 | [9 empty] | Connahs Quay / SASA | [8 empty] | 200004317604 | B8 Storage or Distribution | 1494 | C | Other | 3 |  | Unconditioned | 2022-08-23 |  | 1 | FALSE | 53.1932 | -3.4143 | SPM-PILKINGTONS_T1_PILKINGTONS_T2 | 7689251000 | SP Energy Networks open data (API key): NDP SPM primary-group polygons + Capacity Heatmaps Information Model SPM + LTDS appendices 3/6 + NSHR
2493 | 38.3 | CONWAY ROAD BUSINESS CENTRE, CONWAY ROAD | COLWYN BAY | LL28 5AA | Conwy |  | Offices And Premises | office | 1 | 1230.61 | 13246 | NIA | 62000 | Colwyn Bay T1 / Colwyn Bay T2 / Rhos-On-Sea T1 | inside-area | 0.32 | COLWYN BAY GT1 / COLWYN BAY GT2 / DOLGARROG GT2 | CONNAHS QUAY - PENTIR - ST ASAPH | SPM | 10.7 | primary | 10.67 | Green | 18 | 7.33 | thermal | 0 | 1 | 5.8 | 1 | 9.1 | COLWYN BAY GT1 / COLWYN BAY GT2 / DOLGARROG GT2 | 16.642 | GREEN | 0 |  |  | 0 | 0 | 0 | 18 |  |  |  |  | Green (Over 5% headroom) | 76292 | 100 | 1.96 | 86 | 15 | 327103 | [9 empty] | Pentir | PENTIR | 2 | 1082 | 1082 | 1025 | 57 | 39 | 2028-10 | [12 empty] | 53.2963 | -3.7577 | SPM-COLWYN_BAY_T1_COLWYN_BAY_T2_RHOS_ON_SEA_T1 | 14886148000 | SP Energy Networks open data (API key): NDP SPM primary-group polygons + Capacity Heatmaps Information Model SPM + LTDS appendices 3/6 + NSHR
2494 | 38.3 | UNIT B1, MOSTYN CHAMPNEYS, CHARLOTTE ROAD | LLANDUDNO | LL30 1RY | Conwy |  | Retail Warehouse And Premises | bigbox | 1 | 3732.52 | 40176 | GIA | 395000 | Nant-Y-Gamar T1 | inside-area | 1.07 | COLWYN BAY GT1 / COLWYN BAY GT2 / DOLGARROG GT2 | CONNAHS QUAY - PENTIR - ST ASAPH | SPM | 2.5 | primary | 2.497 | Green | 7.5 | 5.003 | thermal | 0 | 0 | 0 | 0 | 1.3 | COLWYN BAY GT1 / COLWYN BAY GT2 / DOLGARROG GT2 | 16.642 | GREEN | 0 |  |  | 0 | 0 | 0 | 7.5 |  |  |  |  | Green (Over 5% headroom) | 17825 | 44 | 5.93 | 336 | 1 | 29921 | [9 empty] | Pentir | PENTIR | 2 | 1082 | 1082 | 1025 | 57 | 39 | 2028-10 | 50000008014 | A1/A2 Retail and Financial/Professional services | 1889 | B | Grid Supplied Electricity | 4 |  | Air Conditioning | 2022-06-10 |  | 0.75 | FALSE | 53.3189 | -3.8173 | SPM-NANT_Y_GAMAR_T1 | 13920379000 | SP Energy Networks open data (API key): NDP SPM primary-group polygons + Capacity Heatmaps Information Model SPM + LTDS appendices 3/6 + NSHR
2495 | 38.3 | UNIT 1 PARC LLANDUDNO, CONWAY ROAD | LLANDUDNO | LL30 1PX | Conwy |  | Retail Warehouse And Premises | bigbox | 1 | 2779.77 | 29921 | GIA | 705000 | Nant-Y-Gamar T1 | inside-area | 1.41 | COLWYN BAY GT1 / COLWYN BAY GT2 / DOLGARROG GT2 | CONNAHS QUAY - PENTIR - ST ASAPH | SPM | 2.5 | primary | 2.497 | Green | 7.5 | 5.003 | thermal | 0 | 0 | 0 | 0 | 1.3 | COLWYN BAY GT1 / COLWYN BAY GT2 / DOLGARROG GT2 | 16.642 | GREEN | 0 |  |  | 0 | 0 | 0 | 7.5 |  |  |  |  | Green (Over 5% headroom) | 17825 | 60 | 4.42 | 250 | 1 | 40176 | [9 empty] | Pentir | PENTIR | 2 | 1082 | 1082 | 1025 | 57 | 39 | 2028-10 |  | Retail/Financial and Professional Services | 5531 | B | Grid Supplied Electricity | 3 |  | Air Conditioning | 2023-09-27 |  | 1 | FALSE | 53.3213 | -3.8219 | SPM-NANT_Y_GAMAR_T1 | 14486541000 | SP Energy Networks open data (API key): NDP SPM primary-group polygons + Capacity Heatmaps Information Model SPM + LTDS appendices 3/6 + NSHR
2496 | 38.2 | GO OUTDOORS, WILSON PATTEN STREET | WARRINGTON | WA1 1PS | Warrington |  | Retail Warehouse And Premises | bigbox | 1 | 2641.4 | 28432 | GIA | 237000 | Crossfields T1 / Crossfields T2 / Levers Crossfields T3 / Gatewarth Sewage T1 | inside-area | 2.15 | SANKEY BRIDGES GT3 / WARRINGTON GT5 | CARRINGTON - FIDDLERS FERRY | SPM | 2.4 | bsp | 20.251 | Green | 30 | 9.749 | thermal | 0 | 2 | 0 | 2 | 19.4 | SANKEY BRIDGES GT3 / WARRINGTON GT5 | 2.392 | AMBER | 0 |  |  | 0 | 0 | 0 | 30 |  |  |  |  | Green (Over 5% headroom) | 17112 | 60 | 4.2 | 238 | 8 | 217156 | [9 empty] | Fiddlers Ferry | CARRINGTON | 5 | 2186.9 | 2186.9 | 0 | 0 | 930 | 2026-05 | 200000973207 | A1/A2 Retail and Financial/Professional services | 2655 | B | Natural Gas | 3 |  | Heating and Natural Ventilation | 2021-02-10 |  | 1 | FALSE | 53.3857 | -2.5979 | SPM-CROSSFIELDS_T1_CROSSFIELDS_T2_LEVERS_CROSSFIELDS_T3_GATEWART | 10083995000 | SP Energy Networks open data (API key): NDP SPM primary-group polygons + Capacity Heatmaps Information Model SPM + LTDS appendices 3/6 + NSHR
2497 | 38 | THE GARAGE | LLANGOLLEN | LL20 7RA | Wrexham | A N RICHARDS | Vehicle Repair Workshop, Office And Premises | industrial | 1 | 1816.97 | 19558 | GIA | 48250 | Monsanto T1 | inside-area | 1.08 | LEGACY LOCAL GT2 / NEWTOWN GT2 / OSWESTRY GT8 / WELSHPOOL GT1 | LEGACY | SPM | 6 | primary | 5.96 | Green | 7.5 | 1.54 | thermal | 0 | 2.1 | 0 | 2.1 | 5.4 | LEGACY LOCAL GT2 / NEWTOWN GT2 / OSWESTRY GT8 / WELSHPOOL GT1 | 60.6676 | GREEN | 0 |  |  | 0 | 0 | 0 | 7.5 |  |  |  |  | Green (Over 5% headroom) | 42781 | 100 | 2.89 | 82 | 0 | 0 | [9 empty] | Legacy | LEGACY | 5 | 1714 | 1714 | 0 | 0 | 0 | 2024-08 | [12 empty] | 52.9631 | -3.0835 | SPM-MONSANTO_T1 | 423478206 | SP Energy Networks open data (API key): NDP SPM primary-group polygons + Capacity Heatmaps Information Model SPM + LTDS appendices 3/6 + NSHR
2498 | 37.8 | BOOTHS SUPERMARKET, STANLEY ROAD | KNUTSFORD | WA16 0BS | Cheshire East |  | Superstore And Premises | bigbox | 1 | 5122.6 | 55139 | GIA | 730000 | Knutsford T2 | inside-area | 37.93 | ELWORTH GT1 / ELWORTH GT2 / KNUTSFORD GT1 / KNUTSFORD GT2 | CARRINGTON - FIDDLERS FERRY | SPM | 2.1 | primary | 2.076 | Green | 7.5 | 5.424 | thermal | 0 | 0 | 0 | 0 | 1.4 | ELWORTH GT1 / ELWORTH GT2 / KNUTSFORD GT1 / KNUTSFORD GT2 | 26.603 | GREEN | 0 |  |  | 0 | 0 | 0 | 7.5 |  |  |  |  | Green (Over 5% headroom) | 14973 | 27 | 8.14 | 461 | 5 | 127341 | [9 empty] | Fiddlers Ferry | CARRINGTON | 5 | 2186.9 | 2186.9 | 0 | 0 | 930 | 2026-05 | [12 empty] | 53.3021 | -2.3759 | SPM-KNUTSFORD_T2 | 9103855000 | SP Energy Networks open data (API key): NDP SPM primary-group polygons + Capacity Heatmaps Information Model SPM + LTDS appendices 3/6 + NSHR
2499 | 37.8 | BENTLEY MANCHESTER, MOBBERLEY ROAD | KNUTSFORD | WA16 8GT | Cheshire East |  | Car Showroom And Premises | bigbox | 1 | 2360.8 | 25411 | GIA | 267500 | Knutsford T2 | inside-area | 39.92 | ELWORTH GT1 / ELWORTH GT2 / KNUTSFORD GT1 / KNUTSFORD GT2 | CARRINGTON - FIDDLERS FERRY | SPM | 2.1 | primary | 2.076 | Green | 7.5 | 5.424 | thermal | 0 | 0 | 0 | 0 | 1.4 | ELWORTH GT1 / ELWORTH GT2 / KNUTSFORD GT1 / KNUTSFORD GT2 | 26.603 | GREEN | 0 |  |  | 0 | 0 | 0 | 7.5 |  |  |  |  | Green (Over 5% headroom) | 14973 | 59 | 3.75 | 212 | 5 | 157069 | [9 empty] | Fiddlers Ferry | CARRINGTON | 5 | 2186.9 | 2186.9 | 0 | 0 | 930 | 2026-05 | 10007961676 | Retail/Financial and Professional Services | 2347 | B | Natural Gas | 4 |  | Heating and Natural Ventilation | 2024-04-25 |  | 1 | FALSE | 53.3118 | -2.3498 | SPM-KNUTSFORD_T2 | 6016769000 | SP Energy Networks open data (API key): NDP SPM primary-group polygons + Capacity Heatmaps Information Model SPM + LTDS appendices 3/6 + NSHR
2500 | 37.7 | LGND CHESHIRE LINES BUILDING, CANNING STREET | BIRKENHEAD | CH41 1EW | Wirral |  | Offices And Premises | office | 1 | 1848.12 | 19893 | NIA | 78500 | Bentinck St T1 / Bentinck St T2 / Chester St T1 | inside-area | 1.05 | PRENTON GRID GT1 / ROCK FERRY GT1 | BIRKENHEAD | SPM | 10.3 | primary | 10.3335 | Green | 18.2 | 7.8665 | thermal | 0 | 0 | 0 | 0 | 8.2 | PRENTON GRID GT1 / ROCK FERRY GT1 | 18.455 | GREEN | 0 |  |  | 0 | 0 | 0 | 18.2 |  |  |  |  | Green (Over 5% headroom) | 73440 | 100 | 2.94 | 129 | 32 | 1079958 | [9 empty] | Birkenhead | BIRKENHEAD | 0 | 0 | 0 | 0 | 0 | 90 | [13 empty] | 53.3971 | -3.0199 | SPM-BENTINCK_ST_T1_BENTINCK_ST_T2_CHESTER_ST_T1 | 14930485000 | SP Energy Networks open data (API key): NDP SPM primary-group polygons + Capacity Heatmaps Information Model SPM + LTDS appendices 3/6 + NSHR
2501 | 37.7 | UNITS 1 & 2 GND & PT 1ST FLR UNIT 3, SCOTTS QUAYS, EAST STREET | WALLASEY | CH44 7BU | Wirral |  | Offices And Premises | office | 1 | 1656.51 | 17831 | NIA | 119000 | Bentinck St T1 / Bentinck St T2 / Chester St T1 | inside-area | 1.93 | PRENTON GRID GT1 / ROCK FERRY GT1 | BIRKENHEAD | SPM | 10.3 | primary | 10.3335 | Green | 18.2 | 7.8665 | thermal | 0 | 0 | 0 | 0 | 8.2 | PRENTON GRID GT1 / ROCK FERRY GT1 | 18.455 | GREEN | 0 |  |  | 0 | 0 | 0 | 18.2 |  |  |  |  | Green (Over 5% headroom) | 73440 | 100 | 2.63 | 116 | 32 | 1082020 | [9 empty] | Birkenhead | BIRKENHEAD | 0 | 0 | 0 | 0 | 0 | 90 | [13 empty] | 53.4064 | -3.0186 | SPM-BENTINCK_ST_T1_BENTINCK_ST_T2_CHESTER_ST_T1 | 9135898000 | SP Energy Networks open data (API key): NDP SPM primary-group polygons + Capacity Heatmaps Information Model SPM + LTDS appendices 3/6 + NSHR
2502 | 37.7 | FEDERATION HOUSE, HOPE STREET | LIVERPOOL | L1 9BW | Liverpool |  | Offices And Premises | office | 1 | 1615.2 | 17386 | NIA | 176000 | Cable St T2 / Crown Courts T1 / Gradwell St T1 | inside-area | 1.31 | BURLINGTON ST GT2 / LISTER DV B GT1 / PARADISE ST GT1 | LISTER DRIVE | SPM | 10.3 | primary | 10.346 | Green | 20 | 9.326 | thermal | 1 | 6 | 0 | 7 | 10.1 | BURLINGTON ST GT2 / LISTER DV B GT1 / PARADISE ST GT1 | 59.6 | GREEN | 0 |  |  | 0 | 0 | 0 | 20 |  |  |  |  | Green (Over 5% headroom) | 73440 | 100 | 2.57 | 113 | 1 | 12103 | [9 empty] | Lister Drive | LISTER DRIVE | 2 | 114 | 114 | 0 | 57 | 20 | 2026-09 | 38208942 | Offices and Workshop Businesses | 2169 | C | Natural Gas | 3 | 2 | Heating and Natural Ventilation | 2023-08-11 |  | 1 | FALSE | 53.401 | -2.9705 | SPM-CABLE_ST_T2_CROWN_COURTS_T1_GRADWELL_ST_T1 | 9765387000 | SP Energy Networks open data (API key): NDP SPM primary-group polygons + Capacity Heatmaps Information Model SPM + LTDS appendices 3/6 + NSHR
2503 | 37.7 | 4TH & 5TH FLR MARRISS HOUSE, HAMILTON STREET | BIRKENHEAD | CH41 5AL | Wirral |  | Offices And Premises | office | 1 | 1595.63 | 17175 | NIA | 130000 | Bentinck St T1 / Bentinck St T2 / Chester St T1 | inside-area | 1.04 | PRENTON GRID GT1 / ROCK FERRY GT1 | BIRKENHEAD | SPM | 10.3 | primary | 10.3335 | Green | 18.2 | 7.8665 | thermal | 0 | 0 | 0 | 0 | 8.2 | PRENTON GRID GT1 / ROCK FERRY GT1 | 18.455 | GREEN | 0 |  |  | 0 | 0 | 0 | 18.2 |  |  |  |  | Green (Over 5% headroom) | 73440 | 100 | 2.54 | 112 | 32 | 1082676 | [9 empty] | Birkenhead | BIRKENHEAD | 0 | 0 | 0 | 0 | 0 | 90 | [13 empty] | 53.3908 | -3.0161 | SPM-BENTINCK_ST_T1_BENTINCK_ST_T2_CHESTER_ST_T1 | 12978424000 | SP Energy Networks open data (API key): NDP SPM primary-group polygons + Capacity Heatmaps Information Model SPM + LTDS appendices 3/6 + NSHR
2504 | 37.7 | 63, HAMILTON SQUARE | BIRKENHEAD | CH41 5AT | Wirral |  | Offices And Premises | office | 1 | 1217.5 | 13105 | NIA | 75500 | Bentinck St T1 / Bentinck St T2 / Chester St T1 | inside-area | 1.2 | PRENTON GRID GT1 / ROCK FERRY GT1 | BIRKENHEAD | SPM | 10.3 | primary | 10.3335 | Green | 18.2 | 7.8665 | thermal | 0 | 0 | 0 | 0 | 8.2 | PRENTON GRID GT1 / ROCK FERRY GT1 | 18.455 | GREEN | 0 |  |  | 0 | 0 | 0 | 18.2 |  |  |  |  | Green (Over 5% headroom) | 73440 | 100 | 1.93 | 85 | 32 | 1086746 | [9 empty] | Birkenhead | BIRKENHEAD | 0 | 0 | 0 | 0 | 0 | 90 |  | 42051500 | B1 Offices and Workshop businesses | 468 | D | Natural Gas | 3 |  | Heating and Natural Ventilation | 2015-07-23 |  | 0.67 | FALSE | 53.3937 | -3.0143 | SPM-BENTINCK_ST_T1_BENTINCK_ST_T2_CHESTER_ST_T1 | 232086132 | SP Energy Networks open data (API key): NDP SPM primary-group polygons + Capacity Heatmaps Information Model SPM + LTDS appendices 3/6 + NSHR
2505 | 37.7 | EGERTON COURT 2, RODNEY STREET | LIVERPOOL | L1 2UA | Liverpool |  | Offices And Premises | office | 1 | 1124.4 | 12103 | NIA | 118000 | Cable St T2 / Crown Courts T1 / Gradwell St T1 | inside-area | 1.08 | BURLINGTON ST GT2 / LISTER DV B GT1 / PARADISE ST GT1 | LISTER DRIVE | SPM | 10.3 | primary | 10.346 | Green | 20 | 9.326 | thermal | 1 | 6 | 0 | 7 | 10.1 | BURLINGTON ST GT2 / LISTER DV B GT1 / PARADISE ST GT1 | 59.6 | GREEN | 0 |  |  | 0 | 0 | 0 | 20 |  |  |  |  | Green (Over 5% headroom) | 73440 | 100 | 1.79 | 79 | 1 | 17386 | [9 empty] | Lister Drive | LISTER DRIVE | 2 | 114 | 114 | 0 | 57 | 20 | 2026-09 | 38200302 | Offices and Workshop Businesses | 1638 | E | Natural Gas | 3 | 2 | Heating and Natural Ventilation | 2025-11-28 |  | 1 | FALSE | 53.4032 | -2.9732 | SPM-CABLE_ST_T2_CROWN_COURTS_T1_GRADWELL_ST_T1 | 530085134 | SP Energy Networks open data (API key): NDP SPM primary-group polygons + Capacity Heatmaps Information Model SPM + LTDS appendices 3/6 + NSHR
2506 | 37.7 | TY BONT BRITTANIA, FFORDD Y PARC, PARC MENAI | BANGOR | LL57 4FD | Gwynedd |  | Offices And Premises | office | 2 | 6312.68 | 67949 | NIA | 517500 | Parc Menai T1 | inside-area | 0.24 | BANGOR GT2 / CAERNARFON GT2 | CONNAHS QUAY - PENTIR - ST ASAPH | SPM | 5.8 | primary | 5.845 | Green | 7.5 | 1.655 | thermal | 0 | 0 | 0 | 0 | 5.7 | BANGOR GT2 / CAERNARFON GT2 | 31.686 | GREEN | 0 |  |  | 0 | 0 | 0 | 7.5 |  |  |  |  | Green (Over 5% headroom) | 41355 | 61 | 10.03 | 442 | 1 | 130617 | [9 empty] | Pentir | PENTIR | 2 | 1082 | 1082 | 1025 | 57 | 39 | 2028-10 | 10070370599 | B1 Offices and Workshop businesses | 3565 | C | Natural Gas | 3 |  | Heating and Natural Ventilation | 2013-08-01 |  | 0.67 | FALSE | 53.2092 | -4.187 | SPM-PARC_MENAI_T1 | 5632305000;5632305000 | SP Energy Networks open data (API key): NDP SPM primary-group polygons + Capacity Heatmaps Information Model SPM + LTDS appendices 3/6 + NSHR
2507 | 37.7 | UNIVERSAL HOUSE, ERF WAY, POCHIN WAY | MIDDLEWICH | CW10 0TN | Cheshire East |  | Offices And Premises | office | 1 | 2361.3 | 25417 | NIA | 229000 | Rhm Foods Ltd T1 | inside-area | 1.1 | ELWORTH GT1 / ELWORTH GT2 / KNUTSFORD GT1 / KNUTSFORD GT2 | CARRINGTON - FIDDLERS FERRY | SPM | 5.8 | primary | 5.79 | Green | 7.5 | 1.71 | thermal | 0 | 0 | 0 | 0 | 5.7 | ELWORTH GT1 / ELWORTH GT2 / KNUTSFORD GT1 / KNUTSFORD GT2 | 26.603 | GREEN | 0 |  |  | 0 | 0 | 0 | 7.5 |  |  |  |  | Green (Over 5% headroom) | 41355 | 100 | 3.75 | 165 | 7 | 1390766 | [9 empty] | Frodsham | CARRINGTON | 5 | 2186.9 | 2186.9 | 0 | 0 | 930 | 2026-05 | [12 empty] | 53.185 | -2.4256 | SPM-RHM_FOODS_LTD_T1 | 7241431000 | SP Energy Networks open data (API key): NDP SPM primary-group polygons + Capacity Heatmaps Information Model SPM + LTDS appendices 3/6 + NSHR
2508 | 37.7 | BIP ORGANICS LTD, BROOKS LANE | MIDDLEWICH | CW10 0JG | Cheshire East |  | Workshop And Premises | industrial | 1 | 1729.64 | 18618 | GIA | 72500 | Rhm Foods Ltd T1 | inside-area | 1.92 | ELWORTH GT1 / ELWORTH GT2 / KNUTSFORD GT1 / KNUTSFORD GT2 | CARRINGTON - FIDDLERS FERRY | SPM | 5.8 | primary | 5.79 | Green | 7.5 | 1.71 | thermal | 0 | 0 | 0 | 0 | 5.7 | ELWORTH GT1 / ELWORTH GT2 / KNUTSFORD GT1 / KNUTSFORD GT2 | 26.603 | GREEN | 0 |  |  | 0 | 0 | 0 | 7.5 |  |  |  |  | Green (Over 5% headroom) | 41355 | 100 | 2.75 | 78 | 7 | 1397565 | [9 empty] | Frodsham | CARRINGTON | 5 | 2186.9 | 2186.9 | 0 | 0 | 930 | 2026-05 | [12 empty] | 53.189 | -2.4392 | SPM-RHM_FOODS_LTD_T1 | 359494133 | SP Energy Networks open data (API key): NDP SPM primary-group polygons + Capacity Heatmaps Information Model SPM + LTDS appendices 3/6 + NSHR
2509 | 37.7 | WORSLEY PLANT LIMITED, ROAD BETA | MIDDLEWICH | CW10 0QF | Cheshire East |  | Workshop, Land And Premises | industrial | 1 | 1008.54 | 10856 | GIA | 54500 | Rhm Foods Ltd T1 | inside-area | 1.72 | ELWORTH GT1 / ELWORTH GT2 / KNUTSFORD GT1 / KNUTSFORD GT2 | CARRINGTON - FIDDLERS FERRY | SPM | 5.8 | primary | 5.79 | Green | 7.5 | 1.71 | thermal | 0 | 0 | 0 | 0 | 5.7 | ELWORTH GT1 / ELWORTH GT2 / KNUTSFORD GT1 / KNUTSFORD GT2 | 26.603 | GREEN | 0 |  |  | 0 | 0 | 0 | 7.5 |  |  |  |  | Green (Over 5% headroom) | 41355 | 100 | 1.6 | 45 | 7 | 1405327 | [9 empty] | Frodsham | CARRINGTON | 5 | 2186.9 | 2186.9 | 0 | 0 | 930 | 2026-05 | [12 empty] | 53.1878 | -2.437 | SPM-RHM_FOODS_LTD_T1 | 4474873000 | SP Energy Networks open data (API key): NDP SPM primary-group polygons + Capacity Heatmaps Information Model SPM + LTDS appendices 3/6 + NSHR
2510 | 37.7 | TESCO SUPERSTORE, PLAS KYNASTON LANE | WREXHAM | LL14 3AT | Wrexham |  | Superstore And Premises | bigbox | 1 | 3449.59 | 37131 | GIA | 490000 | Ruabon T1 | inside-area | 2.01 | LEGACY LOCAL GT2 / NEWTOWN GT2 / OSWESTRY GT8 / WELSHPOOL GT1 | LEGACY | SPM | 2 | primary | 1.996 | Green | 10 | 8.004 | thermal | 0 | 0 | 0 | 0 | 0.5 | LEGACY LOCAL GT2 / NEWTOWN GT2 / OSWESTRY GT8 / WELSHPOOL GT1 | 60.6676 | GREEN | 0 |  |  | 0 | 0 | 0 | 10 |  |  |  |  | Green (Over 5% headroom) | 14260 | 38 | 5.48 | 310 | 5 | 182156 | [9 empty] | Legacy | LEGACY | 5 | 1714 | 1714 | 0 | 0 | 0 | 2024-08 | 10090397660 | A1/A2 Retail and Financial/Professional services | 3227 | A+ | Biogas | 4 | 2 | Mixed-mode with Mechanical Ventilation | 2012-05-03 |  | 0.75 | FALSE | 52.9714 | -3.0734 | SPM-RUABON_T1 | 9335192000 | SP Energy Networks open data (API key): NDP SPM primary-group polygons + Capacity Heatmaps Information Model SPM + LTDS appendices 3/6 + NSHR
2511 | 37.6 | OWENS CORNING BUILDING PRODUCTS (UK) LTD, CHEMISTRY LANE | DEESIDE | CH5 2DH | Flintshire |  | Factory And Premises | industrial | 1 | 23239.62 | 250149 | GIA | 437500 | Engineer Pk T1 / Pilkingtons Queensferry T1 / Queensferry T1 | inside-area | 0.31 | CASTLE CEMENT GT1 / HAWARDEN GT1 / SALTNEY GT1 / SALTNEY G2B | CONNAHS QUAY - PENTIR - ST ASAPH | SPM | 5.7 | primary | 5.682 | Green | 20 | 14.318 | thermal | 0 | 2.2 | 2.6 | 2.2 | 3.8 | CASTLE CEMENT GT1 / HAWARDEN GT1 / SALTNEY GT1 / SALTNEY G2B | 32.76 | GREEN | 0 |  |  | 0 | 0 | 0 | 20 |  |  |  |  | Green (Over 5% headroom) | 40642 | 16 | 36.93 | 1394 | 47 | 2015325 | [9 empty] | Connahs Quay / SASA | [20 empty] | 53.2009 | -3.0093 | SPM-ENGINEER_PK_T1_PILKINGTONS_QUEENSFERRY_T1_QUEENSFERRY_T1 | 2793767000 | SP Energy Networks open data (API key): NDP SPM primary-group polygons + Capacity Heatmaps Information Model SPM + LTDS appendices 3/6 + NSHR
2512 | 37.6 | PROMENS PACKAGING LTD, ENGINEER PARK INDUSTRIAL ESTATE | DEESIDE | CH5 2QD | Flintshire |  | Factory And Premises | industrial | 1 | 15505.61 | 166901 | GIA | 510000 | Engineer Pk T1 / Pilkingtons Queensferry T1 / Queensferry T1 | inside-area | 1.04 | CASTLE CEMENT GT1 / HAWARDEN GT1 / SALTNEY GT1 / SALTNEY G2B | CONNAHS QUAY - PENTIR - ST ASAPH | SPM | 5.7 | primary | 5.682 | Green | 20 | 14.318 | thermal | 0 | 2.2 | 2.6 | 2.2 | 3.8 | CASTLE CEMENT GT1 / HAWARDEN GT1 / SALTNEY GT1 / SALTNEY G2B | 32.76 | GREEN | 0 |  |  | 0 | 0 | 0 | 20 |  |  |  |  | Green (Over 5% headroom) | 40642 | 24 | 24.64 | 930 | 47 | 2098573 | [9 empty] | Connahs Quay / SASA | [20 empty] | 53.2011 | -2.997 | SPM-ENGINEER_PK_T1_PILKINGTONS_QUEENSFERRY_T1_QUEENSFERRY_T1 | 6615961000 | SP Energy Networks open data (API key): NDP SPM primary-group polygons + Capacity Heatmaps Information Model SPM + LTDS appendices 3/6 + NSHR
2513 | 37.6 | K T C EDIBLE OILS, DUNNINGS BRIDGE ROAD | BOOTLE | L30 6TH | Sefton |  | Factory And Premises | industrial | 1 | 15423.07 | 166012 | GIA | 327500 | Aintree Local T1 / Old Roan T1 / Wango La T1 | inside-area | 2.89 | AINTREE GT2 / FAZAKERLEY GT1 / GILLMOSS GT2 | KIRKBY | SPM | 5.7 | primary | 5.725 | Green | 20 | 13.315 | thermal | 1.9 | 4.3 | 0.5 | 6.2 | 3.4 | AINTREE GT2 / FAZAKERLEY GT1 / GILLMOSS GT2 | 7.016 | GREEN | 0 |  |  | 0 | 0 | 0 | 20 |  |  |  |  | Green (Over 5% headroom) | 40642 | 24 | 24.51 | 925 | 24 | 1204317 | [9 empty] | Lister Drive | KIRKBY | 4 | 514 | 514 | 400 | 0 | 0 | 2027-08 | 41218680 | General Industrial and Special Industrial Groups | 17354 | B | Grid Supplied Electricity | 3 |  | Heating and Natural Ventilation | 2025-02-13 |  | 0.8 | FALSE | 53.4877 | -2.9624 | SPM-AINTREE_LOCAL_T1_OLD_ROAN_T1_WANGO_LA_T1 | 15008215000 | SP Energy Networks open data (API key): NDP SPM primary-group polygons + Capacity Heatmaps Information Model SPM + LTDS appendices 3/6 + NSHR
2514 | 37.6 | UNITS 1 & 2, BABBAGE ROAD, ENGINEER PARK INDUSTRIAL ESTATE | DEESIDE | CH5 2QD | Flintshire |  | Workshop And Premises | industrial | 1 | 1846.56 | 19876 | GIA | 103000 | Engineer Pk T1 / Pilkingtons Queensferry T1 / Queensferry T1 | inside-area | 1.04 | CASTLE CEMENT GT1 / HAWARDEN GT1 / SALTNEY GT1 / SALTNEY G2B | CONNAHS QUAY - PENTIR - ST ASAPH | SPM | 5.7 | primary | 5.682 | Green | 20 | 14.318 | thermal | 0 | 2.2 | 2.6 | 2.2 | 3.8 | CASTLE CEMENT GT1 / HAWARDEN GT1 / SALTNEY GT1 / SALTNEY G2B | 32.76 | GREEN | 0 |  |  | 0 | 0 | 0 | 20 |  |  |  |  | Green (Over 5% headroom) | 40642 | 100 | 2.93 | 83 | 47 | 2245598 | [9 empty] | Connahs Quay / SASA | [8 empty] | 10013705858 | B1 Offices and Workshop businesses | 970 | E | Oil | 3 |  | Heating and Natural Ventilation | 2020-09-29 |  | 0.75 | FALSE | 53.2011 | -2.997 | SPM-ENGINEER_PK_T1_PILKINGTONS_QUEENSFERRY_T1_QUEENSFERRY_T1 | 13881939000 | SP Energy Networks open data (API key): NDP SPM primary-group polygons + Capacity Heatmaps Information Model SPM + LTDS appendices 3/6 + NSHR
2515 | 37.6 | CLC AT 5, GLENDALE AVENUE | DEESIDE | CH5 2QP | Flintshire |  | Warehouse And Premises | industrial | 1 | 1846.15 | 19872 | GIA | 62000 | Engineer Pk T1 / Pilkingtons Queensferry T1 / Queensferry T1 | inside-area | 0.77 | CASTLE CEMENT GT1 / HAWARDEN GT1 / SALTNEY GT1 / SALTNEY G2B | CONNAHS QUAY - PENTIR - ST ASAPH | SPM | 5.7 | primary | 5.682 | Green | 20 | 14.318 | thermal | 0 | 2.2 | 2.6 | 2.2 | 3.8 | CASTLE CEMENT GT1 / HAWARDEN GT1 / SALTNEY GT1 / SALTNEY G2B | 32.76 | GREEN | 0 |  |  | 0 | 0 | 0 | 20 |  |  |  |  | Green (Over 5% headroom) | 40642 | 100 | 2.93 | 46 | 47 | 2245602 | [9 empty] | Connahs Quay / SASA | [20 empty] | 53.1987 | -3.0032 | SPM-ENGINEER_PK_T1_PILKINGTONS_QUEENSFERRY_T1_QUEENSFERRY_T1 | 10090454000 | SP Energy Networks open data (API key): NDP SPM primary-group polygons + Capacity Heatmaps Information Model SPM + LTDS appendices 3/6 + NSHR
2516 | 37.6 | INTERTEK TESTING & CERTICATES UNIT 1, DEESIDE LANE | CHESTER | CH1 6DD | Flintshire |  | Warehouse And Premises | industrial | 1 | 1832.6 | 19726 | GIA | 35000 | Engineer Pk T1 / Pilkingtons Queensferry T1 / Queensferry T1 | inside-area | 3.01 | CASTLE CEMENT GT1 / HAWARDEN GT1 / SALTNEY GT1 / SALTNEY G2B | CONNAHS QUAY - PENTIR - ST ASAPH | SPM | 5.7 | primary | 5.682 | Green | 20 | 14.318 | thermal | 0 | 2.2 | 2.6 | 2.2 | 3.8 | CASTLE CEMENT GT1 / HAWARDEN GT1 / SALTNEY GT1 / SALTNEY G2B | 32.76 | GREEN | 0 |  |  | 0 | 0 | 0 | 20 |  |  |  |  | Green (Over 5% headroom) | 40642 | 100 | 2.91 | 46 | 47 | 2245748 | [9 empty] | Connahs Quay / SASA | [20 empty] | 53.1999 | -2.9675 | SPM-ENGINEER_PK_T1_PILKINGTONS_QUEENSFERRY_T1_QUEENSFERRY_T1 | 9707866000 | SP Energy Networks open data (API key): NDP SPM primary-group polygons + Capacity Heatmaps Information Model SPM + LTDS appendices 3/6 + NSHR
2517 | 37.6 | UNITS 7-9 PLUS PART OF UNIT 6, BABBAGE ROAD, ENGINEER PARK INDUSTRIAL ESTATE | DEESIDE | CH5 2QB | Flintshire |  | Workshop And Premises | industrial | 1 | 1709.2 | 18398 | GIA | 22750 | Engineer Pk T1 / Pilkingtons Queensferry T1 / Queensferry T1 | inside-area | 1.18 | CASTLE CEMENT GT1 / HAWARDEN GT1 / SALTNEY GT1 / SALTNEY G2B | CONNAHS QUAY - PENTIR - ST ASAPH | SPM | 5.7 | primary | 5.682 | Green | 20 | 14.318 | thermal | 0 | 2.2 | 2.6 | 2.2 | 3.8 | CASTLE CEMENT GT1 / HAWARDEN GT1 / SALTNEY GT1 / SALTNEY G2B | 32.76 | GREEN | 0 |  |  | 0 | 0 | 0 | 20 |  |  |  |  | Green (Over 5% headroom) | 40642 | 100 | 2.72 | 77 | 47 | 2247076 | [9 empty] | Connahs Quay / SASA | [20 empty] | 53.2001 | -2.9953 | SPM-ENGINEER_PK_T1_PILKINGTONS_QUEENSFERRY_T1_QUEENSFERRY_T1 | 4911113000 | SP Energy Networks open data (API key): NDP SPM primary-group polygons + Capacity Heatmaps Information Model SPM + LTDS appendices 3/6 + NSHR
2518 | 37.6 | J REID TRADING EASTATE, FACTORY ROAD | DEESIDE | CH5 2QJ | Flintshire | HALON & REFRIGERANT SERVICES LTD | Workshop And Premises | industrial | 1 | 1543.32 | 16612 | GIA | 49250 | Engineer Pk T1 / Pilkingtons Queensferry T1 / Queensferry T1 | inside-area | 0.3 | CASTLE CEMENT GT1 / HAWARDEN GT1 / SALTNEY GT1 / SALTNEY G2B | CONNAHS QUAY - PENTIR - ST ASAPH | SPM | 5.7 | primary | 5.682 | Green | 20 | 14.318 | thermal | 0 | 2.2 | 2.6 | 2.2 | 3.8 | CASTLE CEMENT GT1 / HAWARDEN GT1 / SALTNEY GT1 / SALTNEY G2B | 32.76 | GREEN | 0 |  |  | 0 | 0 | 0 | 20 |  |  |  |  | Green (Over 5% headroom) | 40642 | 100 | 2.45 | 69 | 47 | 2248862 | [9 empty] | Connahs Quay / SASA | [8 empty] | 200002940558 | B8 Storage or Distribution | 1929 | E | Grid Supplied Electricity | 3 |  | Heating and Natural Ventilation | 2019-02-07 |  | 0.5 | FALSE | 53.2032 | -3.0078 | SPM-ENGINEER_PK_T1_PILKINGTONS_QUEENSFERRY_T1_QUEENSFERRY_T1 | 14626797000 | SP Energy Networks open data (API key): NDP SPM primary-group polygons + Capacity Heatmaps Information Model SPM + LTDS appendices 3/6 + NSHR
2519 | 37.6 | UNITS 12A-12B, KINGS COURT | DEESIDE | CH5 2FG | Flintshire |  | Warehouse And Premises | industrial | 1 | 1540.67 | 16584 | GIA | 97000 | Engineer Pk T1 / Pilkingtons Queensferry T1 / Queensferry T1 | inside-area | 1.67 | CASTLE CEMENT GT1 / HAWARDEN GT1 / SALTNEY GT1 / SALTNEY G2B | CONNAHS QUAY - PENTIR - ST ASAPH | SPM | 5.7 | primary | 5.682 | Green | 20 | 14.318 | thermal | 0 | 2.2 | 2.6 | 2.2 | 3.8 | CASTLE CEMENT GT1 / HAWARDEN GT1 / SALTNEY GT1 / SALTNEY G2B | 32.76 | GREEN | 0 |  |  | 0 | 0 | 0 | 20 |  |  |  |  | Green (Over 5% headroom) | 40642 | 100 | 2.45 | 39 | 47 | 2248890 | [9 empty] | Connahs Quay / SASA | [20 empty] | 53.1964 | -2.9899 | SPM-ENGINEER_PK_T1_PILKINGTONS_QUEENSFERRY_T1_QUEENSFERRY_T1 | 11699941000 | SP Energy Networks open data (API key): NDP SPM primary-group polygons + Capacity Heatmaps Information Model SPM + LTDS appendices 3/6 + NSHR
2520 | 37.6 | CROWN HOUSE, GLENDALE BUSINESS PARK, GLENDALE AVENUE | DEESIDE | CH5 2QP | Flintshire |  | Warehouse And Premises | industrial | 1 | 1507.66 | 16228 | GIA | 80500 | Engineer Pk T1 / Pilkingtons Queensferry T1 / Queensferry T1 | inside-area | 0.77 | CASTLE CEMENT GT1 / HAWARDEN GT1 / SALTNEY GT1 / SALTNEY G2B | CONNAHS QUAY - PENTIR - ST ASAPH | SPM | 5.7 | primary | 5.682 | Green | 20 | 14.318 | thermal | 0 | 2.2 | 2.6 | 2.2 | 3.8 | CASTLE CEMENT GT1 / HAWARDEN GT1 / SALTNEY GT1 / SALTNEY G2B | 32.76 | GREEN | 0 |  |  | 0 | 0 | 0 | 20 |  |  |  |  | Green (Over 5% headroom) | 40642 | 100 | 2.4 | 38 | 47 | 2249246 | [9 empty] | Connahs Quay / SASA | [8 empty] | 10013705409 | B1 Offices and Workshop businesses | 4540 | D | Oil | 3 | 1 | Heating and Natural Ventilation | 2019-06-17 |  | 0.5 | FALSE | 53.1987 | -3.0032 | SPM-ENGINEER_PK_T1_PILKINGTONS_QUEENSFERRY_T1_QUEENSFERRY_T1 | 9764083000 | SP Energy Networks open data (API key): NDP SPM primary-group polygons + Capacity Heatmaps Information Model SPM + LTDS appendices 3/6 + NSHR
2521 | 37.6 | BOARDROOM CLIMBING CENTRE, RECTORS LANE | DEESIDE | CH5 2DH | Flintshire |  | Warehouse And Premises | industrial | 1 | 1507.5 | 16227 | GIA | 91000 | Engineer Pk T1 / Pilkingtons Queensferry T1 / Queensferry T1 | inside-area | 0.31 | CASTLE CEMENT GT1 / HAWARDEN GT1 / SALTNEY GT1 / SALTNEY G2B | CONNAHS QUAY - PENTIR - ST ASAPH | SPM | 5.7 | primary | 5.682 | Green | 20 | 14.318 | thermal | 0 | 2.2 | 2.6 | 2.2 | 3.8 | CASTLE CEMENT GT1 / HAWARDEN GT1 / SALTNEY GT1 / SALTNEY G2B | 32.76 | GREEN | 0 |  |  | 0 | 0 | 0 | 20 |  |  |  |  | Green (Over 5% headroom) | 40642 | 100 | 2.4 | 38 | 47 | 2249247 | [9 empty] | Connahs Quay / SASA | [8 empty] | 10013705417 | Offices and Workshop Businesses | 1456 | B | Grid Supplied Electricity | 3 |  | Heating and Natural Ventilation | 2025-11-20 |  | 1 | FALSE | 53.2009 | -3.0093 | SPM-ENGINEER_PK_T1_PILKINGTONS_QUEENSFERRY_T1_QUEENSFERRY_T1 | 13394159000 | SP Energy Networks open data (API key): NDP SPM primary-group polygons + Capacity Heatmaps Information Model SPM + LTDS appendices 3/6 + NSHR
2522 | 37.6 | 7, LECKWITH ROAD | BOOTLE | L30 6UF | Sefton |  | Warehouse And Premises | industrial | 1 | 1442.24 | 15524 | GIA | 47000 | Aintree Local T1 / Old Roan T1 / Wango La T1 | inside-area | 2.27 | AINTREE GT2 / FAZAKERLEY GT1 / GILLMOSS GT2 | KIRKBY | SPM | 5.7 | primary | 5.725 | Green | 20 | 13.315 | thermal | 1.9 | 4.3 | 0.5 | 6.2 | 3.4 | AINTREE GT2 / FAZAKERLEY GT1 / GILLMOSS GT2 | 7.016 | GREEN | 0 |  |  | 0 | 0 | 0 | 20 |  |  |  |  | Green (Over 5% headroom) | 40642 | 100 | 2.29 | 36 | 24 | 1354805 | [9 empty] | Lister Drive | KIRKBY | 4 | 514 | 514 | 400 | 0 | 0 | 2027-08 | 41125202 | B8 Storage or Distribution | 1264 | D | Grid Supplied Electricity | 3 |  | Heating and Natural Ventilation | 2021-03-12 |  | 0.5 | FALSE | 53.4831 | -2.9555 | SPM-AINTREE_LOCAL_T1_OLD_ROAN_T1_WANGO_LA_T1 | 413663134 | SP Energy Networks open data (API key): NDP SPM primary-group polygons + Capacity Heatmaps Information Model SPM + LTDS appendices 3/6 + NSHR
2523 | 37.6 | SEFTON MBC CORNER LECKWITH ROAD &, HEYSHAM ROAD | BOOTLE | L30 6UZ | Sefton |  | Workshop Depot And Premises | industrial | 1 | 1441.6 | 15517 | GIA | 101000 | Aintree Local T1 / Old Roan T1 / Wango La T1 | inside-area | 2.43 | AINTREE GT2 / FAZAKERLEY GT1 / GILLMOSS GT2 | KIRKBY | SPM | 5.7 | primary | 5.725 | Green | 20 | 13.315 | thermal | 1.9 | 4.3 | 0.5 | 6.2 | 3.4 | AINTREE GT2 / FAZAKERLEY GT1 / GILLMOSS GT2 | 7.016 | GREEN | 0 |  |  | 0 | 0 | 0 | 20 |  |  |  |  | Green (Over 5% headroom) | 40642 | 100 | 2.29 | 65 | 24 | 1354812 | [9 empty] | Lister Drive | KIRKBY | 4 | 514 | 514 | 400 | 0 | 0 | 2027-08 | [12 empty] | 53.4818 | -2.9586 | SPM-AINTREE_LOCAL_T1_OLD_ROAN_T1_WANGO_LA_T1 | 13457470000 | SP Energy Networks open data (API key): NDP SPM primary-group polygons + Capacity Heatmaps Information Model SPM + LTDS appendices 3/6 + NSHR
2524 | 37.6 | ALYN & DEESIDE DC NEW CENTRAL DEPOT | DEESIDE | CH5 2ZA | Flintshire |  | Storage Depot And Premises | industrial | 1 | 1368.51 | 14731 | GIA | 47750 | Engineer Pk T1 / Pilkingtons Queensferry T1 / Queensferry T1 | inside-area | 0.71 | CASTLE CEMENT GT1 / HAWARDEN GT1 / SALTNEY GT1 / SALTNEY G2B | CONNAHS QUAY - PENTIR - ST ASAPH | SPM | 5.7 | primary | 5.682 | Green | 20 | 14.318 | thermal | 0 | 2.2 | 2.6 | 2.2 | 3.8 | CASTLE CEMENT GT1 / HAWARDEN GT1 / SALTNEY GT1 / SALTNEY G2B | 32.76 | GREEN | 0 |  |  | 0 | 0 | 0 | 20 |  |  |  |  | Green (Over 5% headroom) | 40642 | 100 | 2.17 | 34 | 47 | 2250743 | [9 empty] | Connahs Quay / SASA | [20 empty] | 53.2087 | -3.0172 | SPM-ENGINEER_PK_T1_PILKINGTONS_QUEENSFERRY_T1_QUEENSFERRY_T1 | 9529148000 | SP Energy Networks open data (API key): NDP SPM primary-group polygons + Capacity Heatmaps Information Model SPM + LTDS appendices 3/6 + NSHR
2525 | 37.6 | UNIT 1A, ROGERS INDUSTRIAL ESTATE, CHESTER ROAD | DEESIDE | CH5 2AA | Flintshire |  | Factory And Premises | industrial | 1 | 1340.64 | 14431 | GIA | 81000 | Engineer Pk T1 / Pilkingtons Queensferry T1 / Queensferry T1 | inside-area | 0.28 | CASTLE CEMENT GT1 / HAWARDEN GT1 / SALTNEY GT1 / SALTNEY G2B | CONNAHS QUAY - PENTIR - ST ASAPH | SPM | 5.7 | primary | 5.682 | Green | 20 | 14.318 | thermal | 0 | 2.2 | 2.6 | 2.2 | 3.8 | CASTLE CEMENT GT1 / HAWARDEN GT1 / SALTNEY GT1 / SALTNEY G2B | 32.76 | GREEN | 0 |  |  | 0 | 0 | 0 | 20 |  |  |  |  | Green (Over 5% headroom) | 40642 | 100 | 2.13 | 80 | 47 | 2251043 | [9 empty] | Connahs Quay / SASA | [20 empty] | 53.2023 | -3.0163 | SPM-ENGINEER_PK_T1_PILKINGTONS_QUEENSFERRY_T1_QUEENSFERRY_T1 | 7888974000 | SP Energy Networks open data (API key): NDP SPM primary-group polygons + Capacity Heatmaps Information Model SPM + LTDS appendices 3/6 + NSHR
2526 | 37.6 | EDEN AT 5, GLENDALE AVENUE | DEESIDE | CH5 2QP | Flintshire |  | Warehouse And Premises | industrial | 1 | 1276.53 | 13740 | GIA | 44500 | Engineer Pk T1 / Pilkingtons Queensferry T1 / Queensferry T1 | inside-area | 0.77 | CASTLE CEMENT GT1 / HAWARDEN GT1 / SALTNEY GT1 / SALTNEY G2B | CONNAHS QUAY - PENTIR - ST ASAPH | SPM | 5.7 | primary | 5.682 | Green | 20 | 14.318 | thermal | 0 | 2.2 | 2.6 | 2.2 | 3.8 | CASTLE CEMENT GT1 / HAWARDEN GT1 / SALTNEY GT1 / SALTNEY G2B | 32.76 | GREEN | 0 |  |  | 0 | 0 | 0 | 20 |  |  |  |  | Green (Over 5% headroom) | 40642 | 100 | 2.03 | 32 | 47 | 2251734 | [9 empty] | Connahs Quay / SASA | [20 empty] | 53.1987 | -3.0032 | SPM-ENGINEER_PK_T1_PILKINGTONS_QUEENSFERRY_T1_QUEENSFERRY_T1 | 10090453000 | SP Energy Networks open data (API key): NDP SPM primary-group polygons + Capacity Heatmaps Information Model SPM + LTDS appendices 3/6 + NSHR
2527 | 37.6 | IMPERIAL COMMERCIALS, FACTORY ROAD | DEESIDE | CH5 2QJ | Flintshire |  | Workshop And Premises | industrial | 1 | 1264.41 | 13610 | GIA | 70000 | Engineer Pk T1 / Pilkingtons Queensferry T1 / Queensferry T1 | inside-area | 0.3 | CASTLE CEMENT GT1 / HAWARDEN GT1 / SALTNEY GT1 / SALTNEY G2B | CONNAHS QUAY - PENTIR - ST ASAPH | SPM | 5.7 | primary | 5.682 | Green | 20 | 14.318 | thermal | 0 | 2.2 | 2.6 | 2.2 | 3.8 | CASTLE CEMENT GT1 / HAWARDEN GT1 / SALTNEY GT1 / SALTNEY G2B | 32.76 | GREEN | 0 |  |  | 0 | 0 | 0 | 20 |  |  |  |  | Green (Over 5% headroom) | 40642 | 100 | 2.01 | 57 | 47 | 2251864 | [9 empty] | Connahs Quay / SASA | [8 empty] | 200002940558 | B8 Storage or Distribution | 1929 | E | Grid Supplied Electricity | 3 |  | Heating and Natural Ventilation | 2019-02-07 |  | 0.5 | FALSE | 53.2032 | -3.0078 | SPM-ENGINEER_PK_T1_PILKINGTONS_QUEENSFERRY_T1_QUEENSFERRY_T1 | 9413587000 | SP Energy Networks open data (API key): NDP SPM primary-group polygons + Capacity Heatmaps Information Model SPM + LTDS appendices 3/6 + NSHR
2528 | 37.6 | UNIT 1C-E, AINTREE BUSINESS PARK, BECHERS DRIVE, ORMSKIRK ROAD | LIVERPOOL | L9 5AL | Sefton | ZENITH PLUMBPOINT LTD | Warehouse And Premises | industrial | 1 | 1226.4 | 13201 | GIA | 68500 | Aintree Local T1 / Old Roan T1 / Wango La T1 | inside-area | 1.87 | AINTREE GT2 / FAZAKERLEY GT1 / GILLMOSS GT2 | KIRKBY | SPM | 5.7 | primary | 5.725 | Green | 20 | 13.315 | thermal | 1.9 | 4.3 | 0.5 | 6.2 | 3.4 | AINTREE GT2 / FAZAKERLEY GT1 / GILLMOSS GT2 | 7.016 | GREEN | 0 |  |  | 0 | 0 | 0 | 20 |  |  |  |  | Green (Over 5% headroom) | 40642 | 100 | 1.95 | 31 | 24 | 1357128 | [9 empty] | Lister Drive | KIRKBY | 4 | 514 | 514 | 400 | 0 | 0 | 2027-08 | 41235541 | Storage or Distribution | 683 | B | Grid Supplied Electricity | 3 |  | Air Conditioning | 2024-03-20 |  | 0.67 | FALSE | 53.479 | -2.9508 | SPM-AINTREE_LOCAL_T1_OLD_ROAN_T1_WANGO_LA_T1 | 509836134 | SP Energy Networks open data (API key): NDP SPM primary-group polygons + Capacity Heatmaps Information Model SPM + LTDS appendices 3/6 + NSHR
2529 | 37.6 | ASHTEAD PLANT HIRE CO LTD, WAKEFIELD ROAD | BOOTLE | L30 6TU | Sefton | ASHTEAD PLANT HIRE CO LTD | Workshop And Premises | industrial | 1 | 1213.31 | 13060 | GIA | 61000 | Aintree Local T1 / Old Roan T1 / Wango La T1 | inside-area | 2.46 | AINTREE GT2 / FAZAKERLEY GT1 / GILLMOSS GT2 | KIRKBY | SPM | 5.7 | primary | 5.725 | Green | 20 | 13.315 | thermal | 1.9 | 4.3 | 0.5 | 6.2 | 3.4 | AINTREE GT2 / FAZAKERLEY GT1 / GILLMOSS GT2 | 7.016 | GREEN | 0 |  |  | 0 | 0 | 0 | 20 |  |  |  |  | Green (Over 5% headroom) | 40642 | 100 | 1.93 | 55 | 24 | 1357269 | [9 empty] | Lister Drive | KIRKBY | 4 | 514 | 514 | 400 | 0 | 0 | 2027-08 | [12 empty] | 53.4808 | -2.9594 | SPM-AINTREE_LOCAL_T1_OLD_ROAN_T1_WANGO_LA_T1 | 407473134 | SP Energy Networks open data (API key): NDP SPM primary-group polygons + Capacity Heatmaps Information Model SPM + LTDS appendices 3/6 + NSHR
2530 | 37.6 | PRINCE WILLIAM AVENUE | DEESIDE | CH5 2AA | Flintshire | J R WEBSTER & CO LTD | Warehouse And Premises | industrial | 1 | 1196.78 | 12882 | GIA | 70500 | Engineer Pk T1 / Pilkingtons Queensferry T1 / Queensferry T1 | inside-area | 0.28 | CASTLE CEMENT GT1 / HAWARDEN GT1 / SALTNEY GT1 / SALTNEY G2B | CONNAHS QUAY - PENTIR - ST ASAPH | SPM | 5.7 | primary | 5.682 | Green | 20 | 14.318 | thermal | 0 | 2.2 | 2.6 | 2.2 | 3.8 | CASTLE CEMENT GT1 / HAWARDEN GT1 / SALTNEY GT1 / SALTNEY G2B | 32.76 | GREEN | 0 |  |  | 0 | 0 | 0 | 20 |  |  |  |  | Green (Over 5% headroom) | 40642 | 100 | 1.9 | 30 | 47 | 2252592 | [9 empty] | Connahs Quay / SASA | [8 empty] | 10090463005 | A3/A4/A5 Restaurant and Cafes/Drinking Establishments and Hot Food takeaways | 401 | D | Natural Gas | 3 |  | Heating and Natural Ventilation | 2015-05-27 |  | 0.5 | FALSE | 53.2023 | -3.0163 | SPM-ENGINEER_PK_T1_PILKINGTONS_QUEENSFERRY_T1_QUEENSFERRY_T1 | 143697206 | SP Energy Networks open data (API key): NDP SPM primary-group polygons + Capacity Heatmaps Information Model SPM + LTDS appendices 3/6 + NSHR
2531 | 37.6 | WILSONS AUCTIONS GARAGE JOHN SUMMERS, CENTURY WAY | DEESIDE | CH5 2GG | Flintshire |  | Warehouse And Premises | industrial | 1 | 1190.28 | 12812 | GIA | 45000 | Engineer Pk T1 / Pilkingtons Queensferry T1 / Queensferry T1 | inside-area | 0.88 | CASTLE CEMENT GT1 / HAWARDEN GT1 / SALTNEY GT1 / SALTNEY G2B | CONNAHS QUAY - PENTIR - ST ASAPH | SPM | 5.7 | primary | 5.682 | Green | 20 | 14.318 | thermal | 0 | 2.2 | 2.6 | 2.2 | 3.8 | CASTLE CEMENT GT1 / HAWARDEN GT1 / SALTNEY GT1 / SALTNEY G2B | 32.76 | GREEN | 0 |  |  | 0 | 0 | 0 | 20 |  |  |  |  | Green (Over 5% headroom) | 40642 | 100 | 1.89 | 30 | 47 | 2252662 | [9 empty] | Connahs Quay / SASA | [20 empty] | 53.2092 | -3.0204 | SPM-ENGINEER_PK_T1_PILKINGTONS_QUEENSFERRY_T1_QUEENSFERRY_T1 | 14261268000 | SP Energy Networks open data (API key): NDP SPM primary-group polygons + Capacity Heatmaps Information Model SPM + LTDS appendices 3/6 + NSHR
2532 | 37.6 | UNIT D, WAKEFIELD ROAD | BOOTLE | L30 6TZ | Sefton | GEORGE ROBERTS (NW) LTD | Warehouse And Premises | industrial | 1 | 1147.69 | 12354 | GIA | 68500 | Aintree Local T1 / Old Roan T1 / Wango La T1 | inside-area | 2.47 | AINTREE GT2 / FAZAKERLEY GT1 / GILLMOSS GT2 | KIRKBY | SPM | 5.7 | primary | 5.725 | Green | 20 | 13.315 | thermal | 1.9 | 4.3 | 0.5 | 6.2 | 3.4 | AINTREE GT2 / FAZAKERLEY GT1 / GILLMOSS GT2 | 7.016 | GREEN | 0 |  |  | 0 | 0 | 0 | 20 |  |  |  |  | Green (Over 5% headroom) | 40642 | 100 | 1.82 | 29 | 24 | 1357975 | [9 empty] | Lister Drive | KIRKBY | 4 | 514 | 514 | 400 | 0 | 0 | 2027-08 | 41099201 | Offices and Workshop Businesses | 960 | C | Natural Gas | 3 |  | Heating and Natural Ventilation | 2023-01-06 |  | 1 | FALSE | 53.4828 | -2.9587 | SPM-AINTREE_LOCAL_T1_OLD_ROAN_T1_WANGO_LA_T1 | 2784036000 | SP Energy Networks open data (API key): NDP SPM primary-group polygons + Capacity Heatmaps Information Model SPM + LTDS appendices 3/6 + NSHR
2533 | 37.6 | ICELAND FOODS LTD, CHESTER ROAD EAST | DEESIDE | CH5 1SA | Flintshire |  | Large Foodstore | industrial | 1 | 1142 | 12292 | GIA | 182000 | Engineer Pk T1 / Pilkingtons Queensferry T1 / Queensferry T1 | inside-area | 1.01 | CASTLE CEMENT GT1 / HAWARDEN GT1 / SALTNEY GT1 / SALTNEY G2B | CONNAHS QUAY - PENTIR - ST ASAPH | SPM | 5.7 | primary | 5.682 | Green | 20 | 14.318 | thermal | 0 | 2.2 | 2.6 | 2.2 | 3.8 | CASTLE CEMENT GT1 / HAWARDEN GT1 / SALTNEY GT1 / SALTNEY G2B | 32.76 | GREEN | 0 |  |  | 0 | 0 | 0 | 20 |  |  |  |  | Green (Over 5% headroom) | 40642 | 100 | 1.81 | 29 | 47 | 2253182 | [9 empty] | Connahs Quay / SASA | [9 empty] | A1/A2 Retail and Financial/Professional services | 3915 | B | Natural Gas | 3 |  | Heating and Natural Ventilation | 2022-05-05 |  | 0.5 | FALSE | 53.2065 | -3.0263 | SPM-ENGINEER_PK_T1_PILKINGTONS_QUEENSFERRY_T1_QUEENSFERRY_T1 | 262573206 | SP Energy Networks open data (API key): NDP SPM primary-group polygons + Capacity Heatmaps Information Model SPM + LTDS appendices 3/6 + NSHR
2534 | 37.6 | VITAGO HOUSE, GLENDALE AVENUE | DEESIDE | CH5 2QP | Flintshire |  | Workshop And Premises | industrial | 1 | 1119.07 | 12046 | GIA | 61000 | Engineer Pk T1 / Pilkingtons Queensferry T1 / Queensferry T1 | inside-area | 0.77 | CASTLE CEMENT GT1 / HAWARDEN GT1 / SALTNEY GT1 / SALTNEY G2B | CONNAHS QUAY - PENTIR - ST ASAPH | SPM | 5.7 | primary | 5.682 | Green | 20 | 14.318 | thermal | 0 | 2.2 | 2.6 | 2.2 | 3.8 | CASTLE CEMENT GT1 / HAWARDEN GT1 / SALTNEY GT1 / SALTNEY G2B | 32.76 | GREEN | 0 |  |  | 0 | 0 | 0 | 20 |  |  |  |  | Green (Over 5% headroom) | 40642 | 100 | 1.78 | 50 | 47 | 2253428 | [9 empty] | Connahs Quay / SASA | [8 empty] | 200001908336 | Retail/Financial and Professional Services | 1144 | C | Grid Supplied Electricity | 3 |  | Heating and Natural Ventilation | 2025-03-02 |  | 1 | FALSE | 53.1987 | -3.0032 | SPM-ENGINEER_PK_T1_PILKINGTONS_QUEENSFERRY_T1_QUEENSFERRY_T1 | 5893323000 | SP Energy Networks open data (API key): NDP SPM primary-group polygons + Capacity Heatmaps Information Model SPM + LTDS appendices 3/6 + NSHR
2535 | 37.6 | UNIT 1, KINGS COURT, PRINCE WILLIAM AVENUE | DEESIDE | CH5 2PX | Flintshire |  | Workshop, Office And Premises | industrial | 1 | 1109.29 | 11940 | GIA | 67000 | Engineer Pk T1 / Pilkingtons Queensferry T1 / Queensferry T1 | inside-area | 1.41 | CASTLE CEMENT GT1 / HAWARDEN GT1 / SALTNEY GT1 / SALTNEY G2B | CONNAHS QUAY - PENTIR - ST ASAPH | SPM | 5.7 | primary | 5.682 | Green | 20 | 14.318 | thermal | 0 | 2.2 | 2.6 | 2.2 | 3.8 | CASTLE CEMENT GT1 / HAWARDEN GT1 / SALTNEY GT1 / SALTNEY G2B | 32.76 | GREEN | 0 |  |  | 0 | 0 | 0 | 20 |  |  |  |  | Green (Over 5% headroom) | 40642 | 100 | 1.76 | 50 | 47 | 2253534 | [9 empty] | Connahs Quay / SASA | [8 empty] | 200002940401 | B8 Storage or Distribution | 1011 | D | Grid Supplied Electricity | 4 |  | Air Conditioning | 2015-09-29 |  | 0.8 | FALSE | 53.1989 | -2.9923 | SPM-ENGINEER_PK_T1_PILKINGTONS_QUEENSFERRY_T1_QUEENSFERRY_T1 | 10033661000 | SP Energy Networks open data (API key): NDP SPM primary-group polygons + Capacity Heatmaps Information Model SPM + LTDS appendices 3/6 + NSHR
2536 | 37.6 | UNIT A, WHITTLE CLOSE, REIGAN INDUSTRIAL COMPLEX, ENGINEER PARK INDUSTRIAL ESTATE | DEESIDE | CH5 2QE | Flintshire | MANCOED VM | Workshop And Premises | industrial | 1 | 1104.54 | 11889 | GIA | 64000 | Engineer Pk T1 / Pilkingtons Queensferry T1 / Queensferry T1 | inside-area | 0.97 | CASTLE CEMENT GT1 / HAWARDEN GT1 / SALTNEY GT1 / SALTNEY G2B | CONNAHS QUAY - PENTIR - ST ASAPH | SPM | 5.7 | primary | 5.682 | Green | 20 | 14.318 | thermal | 0 | 2.2 | 2.6 | 2.2 | 3.8 | CASTLE CEMENT GT1 / HAWARDEN GT1 / SALTNEY GT1 / SALTNEY G2B | 32.76 | GREEN | 0 |  |  | 0 | 0 | 0 | 20 |  |  |  |  | Green (Over 5% headroom) | 40642 | 100 | 1.76 | 50 | 47 | 2253585 | [9 empty] | Connahs Quay / SASA | [20 empty] | 53.1999 | -2.9987 | SPM-ENGINEER_PK_T1_PILKINGTONS_QUEENSFERRY_T1_QUEENSFERRY_T1 | 13901346000 | SP Energy Networks open data (API key): NDP SPM primary-group polygons + Capacity Heatmaps Information Model SPM + LTDS appendices 3/6 + NSHR
2537 | 37.6 | UNITS 6-8, ENGINEER PARK INDUSTRIAL ESTATE | DEESIDE | CH5 2QD | Flintshire |  | Factory And Premises | industrial | 1 | 1103.66 | 11880 | GIA | 54500 | Engineer Pk T1 / Pilkingtons Queensferry T1 / Queensferry T1 | inside-area | 1.04 | CASTLE CEMENT GT1 / HAWARDEN GT1 / SALTNEY GT1 / SALTNEY G2B | CONNAHS QUAY - PENTIR - ST ASAPH | SPM | 5.7 | primary | 5.682 | Green | 20 | 14.318 | thermal | 0 | 2.2 | 2.6 | 2.2 | 3.8 | CASTLE CEMENT GT1 / HAWARDEN GT1 / SALTNEY GT1 / SALTNEY G2B | 32.76 | GREEN | 0 |  |  | 0 | 0 | 0 | 20 |  |  |  |  | Green (Over 5% headroom) | 40642 | 100 | 1.75 | 66 | 47 | 2253594 | [9 empty] | Connahs Quay / SASA | [8 empty] | 10013705863 | Storage or Distribution | 276 | C | Grid Supplied Electricity | 3 |  | Heating and Natural Ventilation | 2026-06-18 |  | 0.67 | FALSE | 53.2011 | -2.997 | SPM-ENGINEER_PK_T1_PILKINGTONS_QUEENSFERRY_T1_QUEENSFERRY_T1 | 2706946000 | SP Energy Networks open data (API key): NDP SPM primary-group polygons + Capacity Heatmaps Information Model SPM + LTDS appendices 3/6 + NSHR
2538 | 37.6 | CARILLION TELENT & PLANT SERVICES, DEVA INDUSTRIAL PARK, FACTORY ROAD | DEESIDE | CH5 2QJ | Flintshire |  | Workshop And Premises | industrial | 1 | 1083.04 | 11658 | GIA | 49750 | Engineer Pk T1 / Pilkingtons Queensferry T1 / Queensferry T1 | inside-area | 0.3 | CASTLE CEMENT GT1 / HAWARDEN GT1 / SALTNEY GT1 / SALTNEY G2B | CONNAHS QUAY - PENTIR - ST ASAPH | SPM | 5.7 | primary | 5.682 | Green | 20 | 14.318 | thermal | 0 | 2.2 | 2.6 | 2.2 | 3.8 | CASTLE CEMENT GT1 / HAWARDEN GT1 / SALTNEY GT1 / SALTNEY G2B | 32.76 | GREEN | 0 |  |  | 0 | 0 | 0 | 20 |  |  |  |  | Green (Over 5% headroom) | 40642 | 100 | 1.72 | 49 | 47 | 2253816 | [9 empty] | Connahs Quay / SASA | [8 empty] | 200002940558 | B8 Storage or Distribution | 1929 | E | Grid Supplied Electricity | 3 |  | Heating and Natural Ventilation | 2019-02-07 |  | 0.5 | FALSE | 53.2032 | -3.0078 | SPM-ENGINEER_PK_T1_PILKINGTONS_QUEENSFERRY_T1_QUEENSFERRY_T1 | 8034811000 | SP Energy Networks open data (API key): NDP SPM primary-group polygons + Capacity Heatmaps Information Model SPM + LTDS appendices 3/6 + NSHR
2539 | 37.6 | UNITS 1M 1N & 1P, AINTREE BUSINESS PARK, ORMSKIRK ROAD | LIVERPOOL | L9 5AY | Sefton |  | Warehouse And Premises | industrial | 1 | 1056.8 | 11375 | GIA | 57000 | Aintree Local T1 / Old Roan T1 / Wango La T1 | inside-area | 1.74 | AINTREE GT2 / FAZAKERLEY GT1 / GILLMOSS GT2 | KIRKBY | SPM | 5.7 | primary | 5.725 | Green | 20 | 13.315 | thermal | 1.9 | 4.3 | 0.5 | 6.2 | 3.4 | AINTREE GT2 / FAZAKERLEY GT1 / GILLMOSS GT2 | 7.016 | GREEN | 0 |  |  | 0 | 0 | 0 | 20 |  |  |  |  | Green (Over 5% headroom) | 40642 | 100 | 1.68 | 26 | 24 | 1358954 | [9 empty] | Lister Drive | KIRKBY | 4 | 514 | 514 | 400 | 0 | 0 | 2027-08 | 41209721 | B1 Offices and Workshop businesses | 617 | C | Grid Supplied Electricity | 3 | 1 | Air Conditioning | 2015-04-24 |  | 0.67 | FALSE | 53.4802 | -2.9484 | SPM-AINTREE_LOCAL_T1_OLD_ROAN_T1_WANGO_LA_T1 | 13362941000 | SP Energy Networks open data (API key): NDP SPM primary-group polygons + Capacity Heatmaps Information Model SPM + LTDS appendices 3/6 + NSHR
2540 | 37.6 | FIREPROTECT (CHESTER) LTD UNIT B, FACTORY ROAD | DEESIDE | CH5 2QJ | Flintshire |  | Factory And Premises | industrial | 1 | 1052.88 | 11333 | GIA | 31500 | Engineer Pk T1 / Pilkingtons Queensferry T1 / Queensferry T1 | inside-area | 0.3 | CASTLE CEMENT GT1 / HAWARDEN GT1 / SALTNEY GT1 / SALTNEY G2B | CONNAHS QUAY - PENTIR - ST ASAPH | SPM | 5.7 | primary | 5.682 | Green | 20 | 14.318 | thermal | 0 | 2.2 | 2.6 | 2.2 | 3.8 | CASTLE CEMENT GT1 / HAWARDEN GT1 / SALTNEY GT1 / SALTNEY G2B | 32.76 | GREEN | 0 |  |  | 0 | 0 | 0 | 20 |  |  |  |  | Green (Over 5% headroom) | 40642 | 100 | 1.67 | 63 | 47 | 2254141 | [9 empty] | Connahs Quay / SASA | [8 empty] | 200002940558 | B8 Storage or Distribution | 1929 | E | Grid Supplied Electricity | 3 |  | Heating and Natural Ventilation | 2019-02-07 |  | 0.5 | FALSE | 53.2032 | -3.0078 | SPM-ENGINEER_PK_T1_PILKINGTONS_QUEENSFERRY_T1_QUEENSFERRY_T1 | 14301762000 | SP Energy Networks open data (API key): NDP SPM primary-group polygons + Capacity Heatmaps Information Model SPM + LTDS appendices 3/6 + NSHR
2541 | 37.6 | UNIT 2 VALENTINES BUILDING, RACECOURSE INDUSTRIAL ESTATE, ORMSKIRK ROAD | LIVERPOOL | L9 5AL | Sefton |  | Warehouse And Premises | industrial | 1 | 1023.66 | 11019 | GIA | 37250 | Aintree Local T1 / Old Roan T1 / Wango La T1 | inside-area | 1.87 | AINTREE GT2 / FAZAKERLEY GT1 / GILLMOSS GT2 | KIRKBY | SPM | 5.7 | primary | 5.725 | Green | 20 | 13.315 | thermal | 1.9 | 4.3 | 0.5 | 6.2 | 3.4 | AINTREE GT2 / FAZAKERLEY GT1 / GILLMOSS GT2 | 7.016 | GREEN | 0 |  |  | 0 | 0 | 0 | 20 |  |  |  |  | Green (Over 5% headroom) | 40642 | 100 | 1.63 | 26 | 24 | 1359310 | [9 empty] | Lister Drive | KIRKBY | 4 | 514 | 514 | 400 | 0 | 0 | 2027-08 |  | Storage or Distribution | 1102 | A | Grid Supplied Electricity | 3 |  | Air Conditioning | 2024-12-03 |  | 0.75 | FALSE | 53.479 | -2.9508 | SPM-AINTREE_LOCAL_T1_OLD_ROAN_T1_WANGO_LA_T1 | 8490162000 | SP Energy Networks open data (API key): NDP SPM primary-group polygons + Capacity Heatmaps Information Model SPM + LTDS appendices 3/6 + NSHR
2542 | 37.5 | GREIF (UK) LTD, OIL SITES ROAD | ELLESMERE PORT | CH65 4EY | Cheshire West And Chester |  | Factory And Premises | industrial | 1 | 27071.3 | 291393 | GIA | 497500 | Bowater Containers T1 / Ellesmere Port Local T1 / Hh Robertsons T1 / Mobil Oil (E Port) T1 / Whitby T1 | inside-area | 1.09 | BROMBOROUGH GT2 / ELLESMERE PORT GT1 / HOOTON PK GT1A / HOOTON PK GT2A | CAPENHURST | SPM | 5.6 | primary | 5.623 | Green | 25.5 | 19.207 | thermal | 2.7 | 21.1 | 0 | 23.8 | 1 | BROMBOROUGH GT2 / ELLESMERE PORT GT1 / HOOTON PK GT1A / HOOTON PK GT2A | 11.703 | GREEN | 0 |  |  | 0 | 0 | 0 | 25.5 |  |  |  |  | Green (Over 5% headroom) | 39929 | 14 | 43.02 | 1624 | 65 | 4408731 | [9 empty] | Capenhurst | CAPENHURST | 4 | 896.6 | 896.6 | 0 | 0 | 304 | 2029-10 | [12 empty] | 53.2826 | -2.8783 | SPM-BOWATER_CONTAINERS_T1_ELLESMERE_PORT_LOCAL_T1_HH_ROBERTSONS_ | 5632064000 | SP Energy Networks open data (API key): NDP SPM primary-group polygons + Capacity Heatmaps Information Model SPM + LTDS appendices 3/6 + NSHR
2543 | 37.5 | FIBRE CONTAINER DIVISION, NORTH ROAD | ELLESMERE PORT | CH65 1AB | Cheshire West And Chester |  | Factory And Premises | industrial | 1 | 21690.97 | 233479 | GIA | 497500 | Bowater Containers T1 / Ellesmere Port Local T1 / Hh Robertsons T1 / Mobil Oil (E Port) T1 / Whitby T1 | inside-area | 2.43 | BROMBOROUGH GT2 / ELLESMERE PORT GT1 / HOOTON PK GT1A / HOOTON PK GT2A | CAPENHURST | SPM | 5.6 | primary | 5.623 | Green | 25.5 | 19.207 | thermal | 2.7 | 21.1 | 0 | 23.8 | 1 | BROMBOROUGH GT2 / ELLESMERE PORT GT1 / HOOTON PK GT1A / HOOTON PK GT2A | 11.703 | GREEN | 0 |  |  | 0 | 0 | 0 | 25.5 |  |  |  |  | Green (Over 5% headroom) | 39929 | 17 | 34.47 | 1301 | 65 | 4466645 | [9 empty] | Capenhurst | CAPENHURST | 4 | 896.6 | 896.6 | 0 | 0 | 304 | 2029-10 | [12 empty] | 53.2989 | -2.914 | SPM-BOWATER_CONTAINERS_T1_ELLESMERE_PORT_LOCAL_T1_HH_ROBERTSONS_ | 226447132 | SP Energy Networks open data (API key): NDP SPM primary-group polygons + Capacity Heatmaps Information Model SPM + LTDS appendices 3/6 + NSHR
2544 | 37.5 | UNIT 1, ERGO PARK, POCHIN WAY | MIDDLEWICH | CW10 0GT | Cheshire East |  | Warehouse And Premises | industrial | 3 | 20980.05 | 225827 | GIA | 1500000 | Midpoint Pochin Way T1 | inside-area | 0.41 | ELWORTH GT1 / ELWORTH GT2 / KNUTSFORD GT1 / KNUTSFORD GT2 | CARRINGTON - FIDDLERS FERRY | SPM | 5.6 | primary | 5.58 | Green | 7.5 | 1.92 | thermal | 0 | 0 | 0 | 0 | 5 | ELWORTH GT1 / ELWORTH GT2 / KNUTSFORD GT1 / KNUTSFORD GT2 | 26.603 | GREEN | 0 |  |  | 0 | 0 | 0 | 7.5 |  |  |  |  | Green (Over 5% headroom) | 39929 | 18 | 33.34 | 525 | 7 | 1395740 | [9 empty] | Frodsham | CARRINGTON | 5 | 2186.9 | 2186.9 | 0 | 0 | 930 | 2026-05 | 10095629863 | B8 Storage or Distribution | 11422 | A | Grid Supplied Electricity | 5 | 2 | Air Conditioning | 2022-05-05 |  | 1 | FALSE | 53.1868 | -2.4314 | SPM-MIDPOINT_POCHIN_WAY_T1 | 14339079000;14339091000;14888920000 | SP Energy Networks open data (API key): NDP SPM primary-group polygons + Capacity Heatmaps Information Model SPM + LTDS appendices 3/6 + NSHR
2545 | 37.5 | PIONEER 210, NORTH ROAD | ELLESMERE PORT | CH65 1BW | Cheshire West And Chester |  | Warehouse And Premises | industrial | 1 | 19598.24 | 210953 | GIA | 1250000 | Bowater Containers T1 / Ellesmere Port Local T1 / Hh Robertsons T1 / Mobil Oil (E Port) T1 / Whitby T1 | inside-area | 1.96 | BROMBOROUGH GT2 / ELLESMERE PORT GT1 / HOOTON PK GT1A / HOOTON PK GT2A | CAPENHURST | SPM | 5.6 | primary | 5.623 | Green | 25.5 | 19.207 | thermal | 2.7 | 21.1 | 0 | 23.8 | 1 | BROMBOROUGH GT2 / ELLESMERE PORT GT1 / HOOTON PK GT1A / HOOTON PK GT2A | 11.703 | GREEN | 0 |  |  | 0 | 0 | 0 | 25.5 |  |  |  |  | Green (Over 5% headroom) | 39929 | 19 | 31.14 | 490 | 65 | 4489171 | [9 empty] | Capenhurst | CAPENHURST | 4 | 896.6 | 896.6 | 0 | 0 | 304 | 2029-10 | [12 empty] | 53.2947 | -2.9117 | SPM-BOWATER_CONTAINERS_T1_ELLESMERE_PORT_LOCAL_T1_HH_ROBERTSONS_ | 13313706000 | SP Energy Networks open data (API key): NDP SPM primary-group polygons + Capacity Heatmaps Information Model SPM + LTDS appendices 3/6 + NSHR
2546 | 37.5 | AVIATOR 200 UNIT 1, AVIATOR INDUSTRIAL PARK, WEST ROAD | ELLESMERE PORT | CH65 1AZ | Cheshire West And Chester |  | Warehouse And Premises | industrial | 1 | 18475.29 | 198866 | GIA | 1170000 | Bowater Containers T1 / Ellesmere Port Local T1 / Hh Robertsons T1 / Mobil Oil (E Port) T1 / Whitby T1 | inside-area | 1.83 | BROMBOROUGH GT2 / ELLESMERE PORT GT1 / HOOTON PK GT1A / HOOTON PK GT2A | CAPENHURST | SPM | 5.6 | primary | 5.623 | Green | 25.5 | 19.207 | thermal | 2.7 | 21.1 | 0 | 23.8 | 1 | BROMBOROUGH GT2 / ELLESMERE PORT GT1 / HOOTON PK GT1A / HOOTON PK GT2A | 11.703 | GREEN | 0 |  |  | 0 | 0 | 0 | 25.5 |  |  |  |  | Green (Over 5% headroom) | 39929 | 20 | 29.36 | 462 | 65 | 4501258 | [9 empty] | Capenhurst | CAPENHURST | 4 | 896.6 | 896.6 | 0 | 0 | 304 | 2029-10 |  | B8 Storage or Distribution | 24021 | A | Grid Supplied Electricity | 4 |  | Air Conditioning | 2022-09-05 |  | 1 | FALSE | 53.2933 | -2.9117 | SPM-BOWATER_CONTAINERS_T1_ELLESMERE_PORT_LOCAL_T1_HH_ROBERTSONS_ | 14969566000 | SP Energy Networks open data (API key): NDP SPM primary-group polygons + Capacity Heatmaps Information Model SPM + LTDS appendices 3/6 + NSHR
2547 | 37.5 | NORTHWAY, POCHIN WAY | MIDDLEWICH | CW10 0TE | Cheshire East |  | Warehouse And Premises | industrial | 1 | 17461.28 | 187951 | GIA | 1020000 | Midpoint Pochin Way T1 | inside-area | 0.9 | ELWORTH GT1 / ELWORTH GT2 / KNUTSFORD GT1 / KNUTSFORD GT2 | CARRINGTON - FIDDLERS FERRY | SPM | 5.6 | primary | 5.58 | Green | 7.5 | 1.92 | thermal | 0 | 0 | 0 | 0 | 5 | ELWORTH GT1 / ELWORTH GT2 / KNUTSFORD GT1 / KNUTSFORD GT2 | 26.603 | GREEN | 0 |  |  | 0 | 0 | 0 | 7.5 |  |  |  |  | Green (Over 5% headroom) | 39929 | 21 | 27.75 | 437 | 7 | 1433616 | [9 empty] | Frodsham | CARRINGTON | 5 | 2186.9 | 2186.9 | 0 | 0 | 930 | 2026-05 |  | B8 Storage or Distribution | 38932 | E | Natural Gas | 4 |  | Air Conditioning | 2022-05-18 |  | 0.5 | FALSE | 53.1937 | -2.4312 | SPM-MIDPOINT_POCHIN_WAY_T1 | 3749766000 | SP Energy Networks open data (API key): NDP SPM primary-group polygons + Capacity Heatmaps Information Model SPM + LTDS appendices 3/6 + NSHR
2548 | 37.5 | UNIT 42, POCHIN WAY | MIDDLEWICH | CW10 0TE | Cheshire East |  | Warehouse And Premises | industrial | 2 | 16829.5 | 181151 | GIA | 1198000 | Midpoint Pochin Way T1 | inside-area | 0.9 | ELWORTH GT1 / ELWORTH GT2 / KNUTSFORD GT1 / KNUTSFORD GT2 | CARRINGTON - FIDDLERS FERRY | SPM | 5.6 | primary | 5.58 | Green | 7.5 | 1.92 | thermal | 0 | 0 | 0 | 0 | 5 | ELWORTH GT1 / ELWORTH GT2 / KNUTSFORD GT1 / KNUTSFORD GT2 | 26.603 | GREEN | 0 |  |  | 0 | 0 | 0 | 7.5 |  |  |  |  | Green (Over 5% headroom) | 39929 | 22 | 26.74 | 421 | 7 | 1440416 | [9 empty] | Frodsham | CARRINGTON | 5 | 2186.9 | 2186.9 | 0 | 0 | 930 | 2026-05 |  | B8 Storage or Distribution | 38932 | E | Natural Gas | 4 |  | Air Conditioning | 2022-05-18 |  | 0.5 | FALSE | 53.1937 | -2.4312 | SPM-MIDPOINT_POCHIN_WAY_T1 | 116496000;14455694000 | SP Energy Networks open data (API key): NDP SPM primary-group polygons + Capacity Heatmaps Information Model SPM + LTDS appendices 3/6 + NSHR
2549 | 37.5 | UNIT 42 SYMMETRY PARK, ERF WAY, POCHIN WAY | MIDDLEWICH | CW10 0QJ | Cheshire East |  | Warehouse Production Area And Premises | industrial | 1 | 15023.1 | 161707 | GIA | 945000 | Midpoint Pochin Way T1 | inside-area | 0.08 | ELWORTH GT1 / ELWORTH GT2 / KNUTSFORD GT1 / KNUTSFORD GT2 | CARRINGTON - FIDDLERS FERRY | SPM | 5.6 | primary | 5.58 | Green | 7.5 | 1.92 | thermal | 0 | 0 | 0 | 0 | 5 | ELWORTH GT1 / ELWORTH GT2 / KNUTSFORD GT1 / KNUTSFORD GT2 | 26.603 | GREEN | 0 |  |  | 0 | 0 | 0 | 7.5 |  |  |  |  | Green (Over 5% headroom) | 39929 | 25 | 23.87 | 376 | 7 | 1459860 | [9 empty] | Frodsham | CARRINGTON | 5 | 2186.9 | 2186.9 | 0 | 0 | 930 | 2026-05 | [12 empty] | 53.1871 | -2.4256 | SPM-MIDPOINT_POCHIN_WAY_T1 | 14484151000 | SP Energy Networks open data (API key): NDP SPM primary-group polygons + Capacity Heatmaps Information Model SPM + LTDS appendices 3/6 + NSHR
2550 | 37.5 | NORTHERN CASE SUPPLIES LTD, CROMWELL ROAD | ELLESMERE PORT | CH65 4AA | Cheshire West And Chester |  | Factory And Premises | industrial | 2 | 14136.8 | 152167 | GIA | 400000 | Bowater Containers T1 / Ellesmere Port Local T1 / Hh Robertsons T1 / Mobil Oil (E Port) T1 / Whitby T1 | inside-area | 0.03 | BROMBOROUGH GT2 / ELLESMERE PORT GT1 / HOOTON PK GT1A / HOOTON PK GT2A | CAPENHURST | SPM | 5.6 | primary | 5.623 | Green | 25.5 | 19.207 | thermal | 2.7 | 21.1 | 0 | 23.8 | 1 | BROMBOROUGH GT2 / ELLESMERE PORT GT1 / HOOTON PK GT1A / HOOTON PK GT2A | 11.703 | GREEN | 0 |  |  | 0 | 0 | 0 | 25.5 |  |  |  |  | Green (Over 5% headroom) | 39929 | 26 | 22.46 | 848 | 65 | 4547957 | [9 empty] | Capenhurst | CAPENHURST | 4 | 896.6 | 896.6 | 0 | 0 | 304 | 2029-10 | [12 empty] | 53.2802 | -2.8941 | SPM-BOWATER_CONTAINERS_T1_ELLESMERE_PORT_LOCAL_T1_HH_ROBERTSONS_ | 8187831000;8187831000 | SP Energy Networks open data (API key): NDP SPM primary-group polygons + Capacity Heatmaps Information Model SPM + LTDS appendices 3/6 + NSHR
2551 | 37.5 | COUNCIL OFFICES, STATION ROAD | RUTHIN | LL15 1BP | Denbighshire |  | Offices And Premises | office | 1 | 5328.1 | 57351 | NIA | 285000 | Llanfwrog T1 / Ruthin T1 | inside-area | 1.66 | HOLYWELL GT1 / RHYL GT1 / ST ASAPH GT2 / ST ASAPH GT4 | CONNAHS QUAY - PENTIR - ST ASAPH | SPM | 5.6 | primary | 5.607 | Green | 15 | 9.237 | thermal | 0.3 | 1.1 | 0.1 | 1.4 | 4.1 | HOLYWELL GT1 / RHYL GT1 / ST ASAPH GT2 / ST ASAPH GT4 | 22.4768 | GREEN | 0 |  |  | 0 | 0 | 0 | 15 |  |  |  |  | Green (Over 5% headroom) | 39929 | 70 | 8.47 | 373 | 14 | 292412 | [9 empty] | Legacy | LEGACY | 5 | 1714 | 1714 | 0 | 0 | 0 | 2024-08 | [12 empty] | 53.1146 | -3.3073 | SPM-LLANFWROG_T1_RUTHIN_T1 | 3592022000 | SP Energy Networks open data (API key): NDP SPM primary-group polygons + Capacity Heatmaps Information Model SPM + LTDS appendices 3/6 + NSHR
2552 | 37.5 | TANKER PARK, MANISTY WHARF, NORTH ROAD | ELLESMERE PORT | CH65 2HQ | Cheshire West And Chester |  | Tanker Park, Office And Premises | office | 1 | 5214.26 | 56126 | GIA | 45750 | Bowater Containers T1 / Ellesmere Port Local T1 / Hh Robertsons T1 / Mobil Oil (E Port) T1 / Whitby T1 | inside-area | 1.68 | BROMBOROUGH GT2 / ELLESMERE PORT GT1 / HOOTON PK GT1A / HOOTON PK GT2A | CAPENHURST | SPM | 5.6 | primary | 5.623 | Green | 25.5 | 19.207 | thermal | 2.7 | 21.1 | 0 | 23.8 | 1 | BROMBOROUGH GT2 / ELLESMERE PORT GT1 / HOOTON PK GT1A / HOOTON PK GT2A | 11.703 | GREEN | 0 |  |  | 0 | 0 | 0 | 25.5 |  |  |  |  | Green (Over 5% headroom) | 39929 | 71 | 8.29 | 365 | 65 | 4643998 | [9 empty] | Capenhurst | CAPENHURST | 4 | 896.6 | 896.6 | 0 | 0 | 304 | 2029-10 | [12 empty] | 53.2942 | -2.9049 | SPM-BOWATER_CONTAINERS_T1_ELLESMERE_PORT_LOCAL_T1_HH_ROBERTSONS_ | 14275440000 | SP Energy Networks open data (API key): NDP SPM primary-group polygons + Capacity Heatmaps Information Model SPM + LTDS appendices 3/6 + NSHR
2553 | 37.5 | SGS UNITED KINGDOM LTD, INWARD WAY | ELLESMERE PORT | CH65 3EN | Cheshire West And Chester |  | Offices And Premises | office | 1 | 4610.04 | 49622 | NIA | 290000 | Bowater Containers T1 / Ellesmere Port Local T1 / Hh Robertsons T1 / Mobil Oil (E Port) T1 / Whitby T1 | inside-area | 1.36 | BROMBOROUGH GT2 / ELLESMERE PORT GT1 / HOOTON PK GT1A / HOOTON PK GT2A | CAPENHURST | SPM | 5.6 | primary | 5.623 | Green | 25.5 | 19.207 | thermal | 2.7 | 21.1 | 0 | 23.8 | 1 | BROMBOROUGH GT2 / ELLESMERE PORT GT1 / HOOTON PK GT1A / HOOTON PK GT2A | 11.703 | GREEN | 0 |  |  | 0 | 0 | 0 | 25.5 |  |  |  |  | Green (Over 5% headroom) | 39929 | 80 | 7.33 | 323 | 65 | 4650502 | [9 empty] | Capenhurst | CAPENHURST | 4 | 896.6 | 896.6 | 0 | 0 | 304 | 2029-10 | [12 empty] | 53.2909 | -2.905 | SPM-BOWATER_CONTAINERS_T1_ELLESMERE_PORT_LOCAL_T1_HH_ROBERTSONS_ | 3563414000 | SP Energy Networks open data (API key): NDP SPM primary-group polygons + Capacity Heatmaps Information Model SPM + LTDS appendices 3/6 + NSHR
2554 | 37.5 | THE PORTAL, WELLINGTON ROAD | ELLESMERE PORT | CH65 0BA | Cheshire West And Chester |  | Offices And Premises | office | 1 | 3848.6 | 41426 | NIA | 397500 | Bowater Containers T1 / Ellesmere Port Local T1 / Hh Robertsons T1 / Mobil Oil (E Port) T1 / Whitby T1 | inside-area | 0.62 | BROMBOROUGH GT2 / ELLESMERE PORT GT1 / HOOTON PK GT1A / HOOTON PK GT2A | CAPENHURST | SPM | 5.6 | primary | 5.623 | Green | 25.5 | 19.207 | thermal | 2.7 | 21.1 | 0 | 23.8 | 1 | BROMBOROUGH GT2 / ELLESMERE PORT GT1 / HOOTON PK GT1A / HOOTON PK GT2A | 11.703 | GREEN | 0 |  |  | 0 | 0 | 0 | 25.5 |  |  |  |  | Green (Over 5% headroom) | 39929 | 96 | 6.12 | 269 | 65 | 4658698 | [9 empty] | Capenhurst | CAPENHURST | 4 | 896.6 | 896.6 | 0 | 0 | 304 | 2029-10 | [12 empty] | 53.2767 | -2.9011 | SPM-BOWATER_CONTAINERS_T1_ELLESMERE_PORT_LOCAL_T1_HH_ROBERTSONS_ | 13797779000 | SP Energy Networks open data (API key): NDP SPM primary-group polygons + Capacity Heatmaps Information Model SPM + LTDS appendices 3/6 + NSHR
2555 | 37.5 | PT OF ELLESMERE PORT CIVIC HALL, CIVIC WAY | ELLESMERE PORT | CH65 0BE | Cheshire West And Chester |  | Offices And Premises | office | 1 | 2447 | 26339 | GIA | 139000 | Bowater Containers T1 / Ellesmere Port Local T1 / Hh Robertsons T1 / Mobil Oil (E Port) T1 / Whitby T1 | inside-area | 0.74 | BROMBOROUGH GT2 / ELLESMERE PORT GT1 / HOOTON PK GT1A / HOOTON PK GT2A | CAPENHURST | SPM | 5.6 | primary | 5.623 | Green | 25.5 | 19.207 | thermal | 2.7 | 21.1 | 0 | 23.8 | 1 | BROMBOROUGH GT2 / ELLESMERE PORT GT1 / HOOTON PK GT1A / HOOTON PK GT2A | 11.703 | GREEN | 0 |  |  | 0 | 0 | 0 | 25.5 |  |  |  |  | Green (Over 5% headroom) | 39929 | 100 | 3.89 | 171 | 65 | 4673785 | [9 empty] | Capenhurst | CAPENHURST | 4 | 896.6 | 896.6 | 0 | 0 | 304 | 2029-10 | [12 empty] | 53.2769 | -2.9038 | SPM-BOWATER_CONTAINERS_T1_ELLESMERE_PORT_LOCAL_T1_HH_ROBERTSONS_ | 15070795000 | SP Energy Networks open data (API key): NDP SPM primary-group polygons + Capacity Heatmaps Information Model SPM + LTDS appendices 3/6 + NSHR
2556 | 37.5 | NORTH ROAD | ELLESMERE PORT | CH65 1BA | Cheshire West And Chester | LAKERS NORTHERN LTD | Workshop And Premises | industrial | 1 | 1821.85 | 19610 | GIA | 63500 | Bowater Containers T1 / Ellesmere Port Local T1 / Hh Robertsons T1 / Mobil Oil (E Port) T1 / Whitby T1 | inside-area | 2.6 | BROMBOROUGH GT2 / ELLESMERE PORT GT1 / HOOTON PK GT1A / HOOTON PK GT2A | CAPENHURST | SPM | 5.6 | primary | 5.623 | Green | 25.5 | 19.207 | thermal | 2.7 | 21.1 | 0 | 23.8 | 1 | BROMBOROUGH GT2 / ELLESMERE PORT GT1 / HOOTON PK GT1A / HOOTON PK GT2A | 11.703 | GREEN | 0 |  |  | 0 | 0 | 0 | 25.5 |  |  |  |  | Green (Over 5% headroom) | 39929 | 100 | 2.9 | 82 | 65 | 4680514 | [9 empty] | Capenhurst | CAPENHURST | 4 | 896.6 | 896.6 | 0 | 0 | 304 | 2029-10 | 200003331388 | Offices and Workshop Businesses | 547 | D | Natural Gas | 3 |  | Heating and Natural Ventilation | 2023-08-03 |  | 0.5 | FALSE | 53.2987 | -2.9189 | SPM-BOWATER_CONTAINERS_T1_ELLESMERE_PORT_LOCAL_T1_HH_ROBERTSONS_ | 50610132 | SP Energy Networks open data (API key): NDP SPM primary-group polygons + Capacity Heatmaps Information Model SPM + LTDS appendices 3/6 + NSHR
2557 | 37.5 | UK ASSISTANCE ARC UNIT 41, POCHIN WAY | MIDDLEWICH | CW10 0GY | Cheshire East |  | Vehicle Repair Workshop And Premises | industrial | 1 | 1776.62 | 19123 | GIA | 108000 | Midpoint Pochin Way T1 | inside-area | 0.67 | ELWORTH GT1 / ELWORTH GT2 / KNUTSFORD GT1 / KNUTSFORD GT2 | CARRINGTON - FIDDLERS FERRY | SPM | 5.6 | primary | 5.58 | Green | 7.5 | 1.92 | thermal | 0 | 0 | 0 | 0 | 5 | ELWORTH GT1 / ELWORTH GT2 / KNUTSFORD GT1 / KNUTSFORD GT2 | 26.603 | GREEN | 0 |  |  | 0 | 0 | 0 | 7.5 |  |  |  |  | Green (Over 5% headroom) | 39929 | 100 | 2.82 | 80 | 7 | 1602444 | [9 empty] | Frodsham | CARRINGTON | 5 | 2186.9 | 2186.9 | 0 | 0 | 930 | 2026-05 | 10096716303 | B2 to B7 General Industrial and Special Industrial Groups | 1688 | C | Natural Gas | 3 |  | Heating and Natural Ventilation | 2021-11-29 |  | 0.67 | FALSE | 53.1915 | -2.4305 | SPM-MIDPOINT_POCHIN_WAY_T1 | 9573089000 | SP Energy Networks open data (API key): NDP SPM primary-group polygons + Capacity Heatmaps Information Model SPM + LTDS appendices 3/6 + NSHR
2558 | 37.5 | TRADEBE -CHESHIRE WASTE MANAGEMENT CENTRE, CHESHIRE MANUFACTURING PARK, OIL SITES ROAD | ELLESMERE PORT | CH65 4HF | Cheshire West And Chester |  | Workshop And Premises | industrial | 1 | 1660.6 | 17875 | GIA | 31250 | Bowater Containers T1 / Ellesmere Port Local T1 / Hh Robertsons T1 / Mobil Oil (E Port) T1 / Whitby T1 | inside-area | 1.39 | BROMBOROUGH GT2 / ELLESMERE PORT GT1 / HOOTON PK GT1A / HOOTON PK GT2A | CAPENHURST | SPM | 5.6 | primary | 5.623 | Green | 25.5 | 19.207 | thermal | 2.7 | 21.1 | 0 | 23.8 | 1 | BROMBOROUGH GT2 / ELLESMERE PORT GT1 / HOOTON PK GT1A / HOOTON PK GT2A | 11.703 | GREEN | 0 |  |  | 0 | 0 | 0 | 25.5 |  |  |  |  | Green (Over 5% headroom) | 39929 | 100 | 2.64 | 75 | 65 | 4682249 | [9 empty] | Capenhurst | CAPENHURST | 4 | 896.6 | 896.6 | 0 | 0 | 304 | 2029-10 | [12 empty] | 53.2863 | -2.9128 | SPM-BOWATER_CONTAINERS_T1_ELLESMERE_PORT_LOCAL_T1_HH_ROBERTSONS_ | 10263609000 | SP Energy Networks open data (API key): NDP SPM primary-group polygons + Capacity Heatmaps Information Model SPM + LTDS appendices 3/6 + NSHR
2559 | 37.5 | UNIT A1, POOLE HALL INDUSTRIAL ESTATE, POOLE HALL ROAD | ELLESMERE PORT | CH66 1ST | Cheshire West And Chester |  | Workshop And Premises | industrial | 1 | 1649.64 | 17757 | GIA | 74500 | Bowater Containers T1 / Ellesmere Port Local T1 / Hh Robertsons T1 / Mobil Oil (E Port) T1 / Whitby T1 | inside-area | 1.91 | BROMBOROUGH GT2 / ELLESMERE PORT GT1 / HOOTON PK GT1A / HOOTON PK GT2A | CAPENHURST | SPM | 5.6 | primary | 5.623 | Green | 25.5 | 19.207 | thermal | 2.7 | 21.1 | 0 | 23.8 | 1 | BROMBOROUGH GT2 / ELLESMERE PORT GT1 / HOOTON PK GT1A / HOOTON PK GT2A | 11.703 | GREEN | 0 |  |  | 0 | 0 | 0 | 25.5 |  |  |  |  | Green (Over 5% headroom) | 39929 | 100 | 2.62 | 74 | 65 | 4682367 | [9 empty] | Capenhurst | CAPENHURST | 4 | 896.6 | 896.6 | 0 | 0 | 304 | 2029-10 | 100012877081 | B8 Storage or Distribution | 4553 | D | LPG | 3 |  | Heating and Natural Ventilation | 2017-05-28 |  | 0.67 | FALSE | 53.2922 | -2.9154 | SPM-BOWATER_CONTAINERS_T1_ELLESMERE_PORT_LOCAL_T1_HH_ROBERTSONS_ | 220054132 | SP Energy Networks open data (API key): NDP SPM primary-group polygons + Capacity Heatmaps Information Model SPM + LTDS appendices 3/6 + NSHR
2560 | 37.5 | R M JONES JOINERY, LON PARCWR BUSINESS PARK | RUTHIN | LL15 1NJ | Denbighshire |  | Workshop And Premises | industrial | 1 | 1634.08 | 17589 | GIA | 54500 | Llanfwrog T1 / Ruthin T1 | inside-area | 1.91 | HOLYWELL GT1 / RHYL GT1 / ST ASAPH GT2 / ST ASAPH GT4 | CONNAHS QUAY - PENTIR - ST ASAPH | SPM | 5.6 | primary | 5.607 | Green | 15 | 9.237 | thermal | 0.3 | 1.1 | 0.1 | 1.4 | 4.1 | HOLYWELL GT1 / RHYL GT1 / ST ASAPH GT2 / ST ASAPH GT4 | 22.4768 | GREEN | 0 |  |  | 0 | 0 | 0 | 15 |  |  |  |  | Green (Over 5% headroom) | 39929 | 100 | 2.6 | 74 | 14 | 332174 | [9 empty] | Legacy | LEGACY | 5 | 1714 | 1714 | 0 | 0 | 0 | 2024-08 | 10002231795 | B2 to B7 General Industrial and Special Industrial Groups | 1258 | C | Biomass | 3 | 8 | Heating and Natural Ventilation | 2015-11-05 |  | 1 | FALSE | 53.1202 | -3.3093 | SPM-LLANFWROG_T1_RUTHIN_T1 | 2897551000 | SP Energy Networks open data (API key): NDP SPM primary-group polygons + Capacity Heatmaps Information Model SPM + LTDS appendices 3/6 + NSHR
2561 | 37.5 | FORMER LANDMARK STORAGE SITE, ROSSFIELD ROAD | ELLESMERE PORT | CH65 3BS | Cheshire West And Chester |  | Warehouse And Premises | industrial | 1 | 1550.26 | 16687 | GIA | 43000 | Bowater Containers T1 / Ellesmere Port Local T1 / Hh Robertsons T1 / Mobil Oil (E Port) T1 / Whitby T1 | inside-area | 1.32 | BROMBOROUGH GT2 / ELLESMERE PORT GT1 / HOOTON PK GT1A / HOOTON PK GT2A | CAPENHURST | SPM | 5.6 | primary | 5.623 | Green | 25.5 | 19.207 | thermal | 2.7 | 21.1 | 0 | 23.8 | 1 | BROMBOROUGH GT2 / ELLESMERE PORT GT1 / HOOTON PK GT1A / HOOTON PK GT2A | 11.703 | GREEN | 0 |  |  | 0 | 0 | 0 | 25.5 |  |  |  |  | Green (Over 5% headroom) | 39929 | 100 | 2.46 | 39 | 65 | 4683437 | [9 empty] | Capenhurst | CAPENHURST | 4 | 896.6 | 896.6 | 0 | 0 | 304 | 2029-10 | 10014513029 | B8 Storage or Distribution | 1720 | E | Grid Supplied Electricity | 3 |  | Heating and Natural Ventilation | 2012-09-24 |  | 0.5 | FALSE | 53.2842 | -2.9131 | SPM-BOWATER_CONTAINERS_T1_ELLESMERE_PORT_LOCAL_T1_HH_ROBERTSONS_ | 7891809000 | SP Energy Networks open data (API key): NDP SPM primary-group polygons + Capacity Heatmaps Information Model SPM + LTDS appendices 3/6 + NSHR
2562 | 37.5 | UNIT 3 THORNTON PARK, NORTH ROAD | ELLESMERE PORT | CH65 1AB | Cheshire West And Chester | FORMERLY JOHN W THOMPSON LTD | Workshop And Premises | industrial | 1 | 1503.7 | 16186 | GIA | 40250 | Bowater Containers T1 / Ellesmere Port Local T1 / Hh Robertsons T1 / Mobil Oil (E Port) T1 / Whitby T1 | inside-area | 2.43 | BROMBOROUGH GT2 / ELLESMERE PORT GT1 / HOOTON PK GT1A / HOOTON PK GT2A | CAPENHURST | SPM | 5.6 | primary | 5.623 | Green | 25.5 | 19.207 | thermal | 2.7 | 21.1 | 0 | 23.8 | 1 | BROMBOROUGH GT2 / ELLESMERE PORT GT1 / HOOTON PK GT1A / HOOTON PK GT2A | 11.703 | GREEN | 0 |  |  | 0 | 0 | 0 | 25.5 |  |  |  |  | Green (Over 5% headroom) | 39929 | 100 | 2.39 | 68 | 65 | 4683938 | [9 empty] | Capenhurst | CAPENHURST | 4 | 896.6 | 896.6 | 0 | 0 | 304 | 2029-10 | [12 empty] | 53.2989 | -2.914 | SPM-BOWATER_CONTAINERS_T1_ELLESMERE_PORT_LOCAL_T1_HH_ROBERTSONS_ | 9319092000 | SP Energy Networks open data (API key): NDP SPM primary-group polygons + Capacity Heatmaps Information Model SPM + LTDS appendices 3/6 + NSHR
2563 | 37.5 | BENJAMIN HOUSE, DUTTON GREEN | CHESTER | CH2 4SA | Cheshire West And Chester |  | Warehouse And Premises | industrial | 1 | 1470.3 | 15826 | GIA | 79500 | Bowater Containers T1 / Ellesmere Port Local T1 / Hh Robertsons T1 / Mobil Oil (E Port) T1 / Whitby T1 | inside-area | 1.91 | BROMBOROUGH GT2 / ELLESMERE PORT GT1 / HOOTON PK GT1A / HOOTON PK GT2A | CAPENHURST | SPM | 5.6 | primary | 5.623 | Green | 25.5 | 19.207 | thermal | 2.7 | 21.1 | 0 | 23.8 | 1 | BROMBOROUGH GT2 / ELLESMERE PORT GT1 / HOOTON PK GT1A / HOOTON PK GT2A | 11.703 | GREEN | 0 |  |  | 0 | 0 | 0 | 25.5 |  |  |  |  | Green (Over 5% headroom) | 39929 | 100 | 2.34 | 37 | 65 | 4684298 | [9 empty] | Capenhurst | CAPENHURST | 4 | 896.6 | 896.6 | 0 | 0 | 304 | 2029-10 | 100012824837 | B1 Offices and Workshop businesses | 718 | D | Grid Supplied Electricity | 3 |  | Heating and Natural Ventilation | 2016-05-27 |  | 0.67 | FALSE | 53.2698 | -2.8719 | SPM-BOWATER_CONTAINERS_T1_ELLESMERE_PORT_LOCAL_T1_HH_ROBERTSONS_ | 14151099000 | SP Energy Networks open data (API key): NDP SPM primary-group polygons + Capacity Heatmaps Information Model SPM + LTDS appendices 3/6 + NSHR
2564 | 37.5 | ASTRA VEHICLE TECHNOLOGIES LTD, INNOSPEC MANUFACTURING PARK, OIL SITES ROAD | ELLESMERE PORT | CH65 4EY | Cheshire West And Chester |  | Workshop And Premises | industrial | 1 | 1464.26 | 15761 | GIA | 36750 | Bowater Containers T1 / Ellesmere Port Local T1 / Hh Robertsons T1 / Mobil Oil (E Port) T1 / Whitby T1 | inside-area | 1.09 | BROMBOROUGH GT2 / ELLESMERE PORT GT1 / HOOTON PK GT1A / HOOTON PK GT2A | CAPENHURST | SPM | 5.6 | primary | 5.623 | Green | 25.5 | 19.207 | thermal | 2.7 | 21.1 | 0 | 23.8 | 1 | BROMBOROUGH GT2 / ELLESMERE PORT GT1 / HOOTON PK GT1A / HOOTON PK GT2A | 11.703 | GREEN | 0 |  |  | 0 | 0 | 0 | 25.5 |  |  |  |  | Green (Over 5% headroom) | 39929 | 100 | 2.33 | 66 | 65 | 4684363 | [9 empty] | Capenhurst | CAPENHURST | 4 | 896.6 | 896.6 | 0 | 0 | 304 | 2029-10 | [12 empty] | 53.2826 | -2.8783 | SPM-BOWATER_CONTAINERS_T1_ELLESMERE_PORT_LOCAL_T1_HH_ROBERTSONS_ | 8704025000 | SP Energy Networks open data (API key): NDP SPM primary-group polygons + Capacity Heatmaps Information Model SPM + LTDS appendices 3/6 + NSHR
2565 | 37.5 | MONA TRACTOR LIMITED, BRICKFIELD LANE, DENBIGH ROAD | RUTHIN | LL15 2TN | Denbighshire |  | Workshop And Premises | industrial | 1 | 1446.9 | 15574 | GIA | 39500 | Llanfwrog T1 / Ruthin T1 | inside-area | 1.64 | HOLYWELL GT1 / RHYL GT1 / ST ASAPH GT2 / ST ASAPH GT4 | CONNAHS QUAY - PENTIR - ST ASAPH | SPM | 5.6 | primary | 5.607 | Green | 15 | 9.237 | thermal | 0.3 | 1.1 | 0.1 | 1.4 | 4.1 | HOLYWELL GT1 / RHYL GT1 / ST ASAPH GT2 / ST ASAPH GT4 | 22.4768 | GREEN | 0 |  |  | 0 | 0 | 0 | 15 |  |  |  |  | Green (Over 5% headroom) | 39929 | 100 | 2.3 | 65 | 14 | 334189 | [9 empty] | Legacy | LEGACY | 5 | 1714 | 1714 | 0 | 0 | 0 | 2024-08 | 200004315001 | Offices and Workshop Businesses | 1220 | B | Grid Supplied Electricity | 3 |  | Air Conditioning | 2026-09-18 |  | 0.75 | FALSE | 53.1225 | -3.3234 | SPM-LLANFWROG_T1_RUTHIN_T1 | 9497230000 | SP Energy Networks open data (API key): NDP SPM primary-group polygons + Capacity Heatmaps Information Model SPM + LTDS appendices 3/6 + NSHR
2566 | 37.5 | AMEC PLC, CANALSIDE | ELLESMERE PORT | CH65 4EN | Cheshire West And Chester |  | Workshop And Premises | industrial | 1 | 1301.4 | 14008 | GIA | 60000 | Bowater Containers T1 / Ellesmere Port Local T1 / Hh Robertsons T1 / Mobil Oil (E Port) T1 / Whitby T1 | inside-area | 0.83 | BROMBOROUGH GT2 / ELLESMERE PORT GT1 / HOOTON PK GT1A / HOOTON PK GT2A | CAPENHURST | SPM | 5.6 | primary | 5.623 | Green | 25.5 | 19.207 | thermal | 2.7 | 21.1 | 0 | 23.8 | 1 | BROMBOROUGH GT2 / ELLESMERE PORT GT1 / HOOTON PK GT1A / HOOTON PK GT2A | 11.703 | GREEN | 0 |  |  | 0 | 0 | 0 | 25.5 |  |  |  |  | Green (Over 5% headroom) | 39929 | 100 | 2.07 | 59 | 65 | 4686116 | [9 empty] | Capenhurst | CAPENHURST | 4 | 896.6 | 896.6 | 0 | 0 | 304 | 2029-10 |  | B1 Offices and Workshop businesses | 234 | B | Grid Supplied Electricity | 4 |  | Air Conditioning | 2012-07-24 |  | 1 | FALSE | 53.2868 | -2.8875 | SPM-BOWATER_CONTAINERS_T1_ELLESMERE_PORT_LOCAL_T1_HH_ROBERTSONS_ | 4033865000 | SP Energy Networks open data (API key): NDP SPM primary-group polygons + Capacity Heatmaps Information Model SPM + LTDS appendices 3/6 + NSHR
2567 | 37.5 | DENBIGHSHIRE CC DEPOT, LON PARCWR | RUTHIN | LL15 1NA | Denbighshire |  | Warehouse And Premises | industrial | 1 | 1251.76 | 13474 | GIA | 54000 | Llanfwrog T1 / Ruthin T1 | inside-area | 1.64 | HOLYWELL GT1 / RHYL GT1 / ST ASAPH GT2 / ST ASAPH GT4 | CONNAHS QUAY - PENTIR - ST ASAPH | SPM | 5.6 | primary | 5.607 | Green | 15 | 9.237 | thermal | 0.3 | 1.1 | 0.1 | 1.4 | 4.1 | HOLYWELL GT1 / RHYL GT1 / ST ASAPH GT2 / ST ASAPH GT4 | 22.4768 | GREEN | 0 |  |  | 0 | 0 | 0 | 15 |  |  |  |  | Green (Over 5% headroom) | 39929 | 100 | 1.99 | 31 | 14 | 336289 | [9 empty] | Legacy | LEGACY | 5 | 1714 | 1714 | 0 | 0 | 0 | 2024-08 | [12 empty] | 53.119 | -3.3128 | SPM-LLANFWROG_T1_RUTHIN_T1 | 5439180000 | SP Energy Networks open data (API key): NDP SPM primary-group polygons + Capacity Heatmaps Information Model SPM + LTDS appendices 3/6 + NSHR
2568 | 37.5 | ROSSMORE HOUSE, INWARD WAY | ELLESMERE PORT | CH65 3EN | Cheshire West And Chester |  | Factory And Premises | industrial | 1 | 1237.28 | 13318 | GIA | 53500 | Bowater Containers T1 / Ellesmere Port Local T1 / Hh Robertsons T1 / Mobil Oil (E Port) T1 / Whitby T1 | inside-area | 1.36 | BROMBOROUGH GT2 / ELLESMERE PORT GT1 / HOOTON PK GT1A / HOOTON PK GT2A | CAPENHURST | SPM | 5.6 | primary | 5.623 | Green | 25.5 | 19.207 | thermal | 2.7 | 21.1 | 0 | 23.8 | 1 | BROMBOROUGH GT2 / ELLESMERE PORT GT1 / HOOTON PK GT1A / HOOTON PK GT2A | 11.703 | GREEN | 0 |  |  | 0 | 0 | 0 | 25.5 |  |  |  |  | Green (Over 5% headroom) | 39929 | 100 | 1.97 | 74 | 65 | 4686806 | [9 empty] | Capenhurst | CAPENHURST | 4 | 896.6 | 896.6 | 0 | 0 | 304 | 2029-10 | 200003328872 | B2 to B7 General Industrial and Special Industrial Groups | 1631 | C | Natural Gas | 3 | 2 | Heating and Natural Ventilation | 2021-11-15 |  | 1 | FALSE | 53.2909 | -2.905 | SPM-BOWATER_CONTAINERS_T1_ELLESMERE_PORT_LOCAL_T1_HH_ROBERTSONS_ | 281763132 | SP Energy Networks open data (API key): NDP SPM primary-group polygons + Capacity Heatmaps Information Model SPM + LTDS appendices 3/6 + NSHR
2569 | 37.5 | UNIT 5 AT PHOENIX ESTATE, ROSSMORE ROAD EAST | ELLESMERE PORT | CH65 3BW | Cheshire West And Chester |  | Workshop And Premises | industrial | 1 | 1223.7 | 13172 | GIA | 32500 | Bowater Containers T1 / Ellesmere Port Local T1 / Hh Robertsons T1 / Mobil Oil (E Port) T1 / Whitby T1 | inside-area | 1.76 | BROMBOROUGH GT2 / ELLESMERE PORT GT1 / HOOTON PK GT1A / HOOTON PK GT2A | CAPENHURST | SPM | 5.6 | primary | 5.623 | Green | 25.5 | 19.207 | thermal | 2.7 | 21.1 | 0 | 23.8 | 1 | BROMBOROUGH GT2 / ELLESMERE PORT GT1 / HOOTON PK GT1A / HOOTON PK GT2A | 11.703 | GREEN | 0 |  |  | 0 | 0 | 0 | 25.5 |  |  |  |  | Green (Over 5% headroom) | 39929 | 100 | 1.94 | 55 | 65 | 4686952 | [9 empty] | Capenhurst | CAPENHURST | 4 | 896.6 | 896.6 | 0 | 0 | 304 | 2029-10 | [12 empty] | 53.2871 | -2.9183 | SPM-BOWATER_CONTAINERS_T1_ELLESMERE_PORT_LOCAL_T1_HH_ROBERTSONS_ | 288544132 | SP Energy Networks open data (API key): NDP SPM primary-group polygons + Capacity Heatmaps Information Model SPM + LTDS appendices 3/6 + NSHR
2570 | 37.5 | GENISUS HOUSE, POOLE HALL INDUSTRIAL ESTATE, POOLE HALL ROAD | ELLESMERE PORT | CH66 1ST | Cheshire West And Chester |  | Warehouse And Premises | industrial | 1 | 1160.01 | 12486 | GIA | 61000 | Bowater Containers T1 / Ellesmere Port Local T1 / Hh Robertsons T1 / Mobil Oil (E Port) T1 / Whitby T1 | inside-area | 1.91 | BROMBOROUGH GT2 / ELLESMERE PORT GT1 / HOOTON PK GT1A / HOOTON PK GT2A | CAPENHURST | SPM | 5.6 | primary | 5.623 | Green | 25.5 | 19.207 | thermal | 2.7 | 21.1 | 0 | 23.8 | 1 | BROMBOROUGH GT2 / ELLESMERE PORT GT1 / HOOTON PK GT1A / HOOTON PK GT2A | 11.703 | GREEN | 0 |  |  | 0 | 0 | 0 | 25.5 |  |  |  |  | Green (Over 5% headroom) | 39929 | 100 | 1.84 | 29 | 65 | 4687638 | [9 empty] | Capenhurst | CAPENHURST | 4 | 896.6 | 896.6 | 0 | 0 | 304 | 2029-10 | 100012877081 | B8 Storage or Distribution | 4553 | D | LPG | 3 |  | Heating and Natural Ventilation | 2017-05-28 |  | 0.67 | FALSE | 53.2922 | -2.9154 | SPM-BOWATER_CONTAINERS_T1_ELLESMERE_PORT_LOCAL_T1_HH_ROBERTSONS_ | 8627309000 | SP Energy Networks open data (API key): NDP SPM primary-group polygons + Capacity Heatmaps Information Model SPM + LTDS appendices 3/6 + NSHR
2571 | 37.5 | BUCK & HICKMAN, ROSSWOOD ROAD | ELLESMERE PORT | CH65 2BU | Cheshire West And Chester |  | Warehouse And Premises | industrial | 1 | 1156.49 | 12448 | GIA | 50500 | Bowater Containers T1 / Ellesmere Port Local T1 / Hh Robertsons T1 / Mobil Oil (E Port) T1 / Whitby T1 | inside-area | 0.73 | BROMBOROUGH GT2 / ELLESMERE PORT GT1 / HOOTON PK GT1A / HOOTON PK GT2A | CAPENHURST | SPM | 5.6 | primary | 5.623 | Green | 25.5 | 19.207 | thermal | 2.7 | 21.1 | 0 | 23.8 | 1 | BROMBOROUGH GT2 / ELLESMERE PORT GT1 / HOOTON PK GT1A / HOOTON PK GT2A | 11.703 | GREEN | 0 |  |  | 0 | 0 | 0 | 25.5 |  |  |  |  | Green (Over 5% headroom) | 39929 | 100 | 1.84 | 29 | 65 | 4687676 | [9 empty] | Capenhurst | CAPENHURST | 4 | 896.6 | 896.6 | 0 | 0 | 304 | 2029-10 | [12 empty] | 53.2862 | -2.8997 | SPM-BOWATER_CONTAINERS_T1_ELLESMERE_PORT_LOCAL_T1_HH_ROBERTSONS_ | 282575132 | SP Energy Networks open data (API key): NDP SPM primary-group polygons + Capacity Heatmaps Information Model SPM + LTDS appendices 3/6 + NSHR
2572 | 37.5 | ODLINGS MCR, ROSSFIELD ROAD | ELLESMERE PORT | CH65 3AS | Cheshire West And Chester |  | Workshop And Premises | industrial | 1 | 1141.84 | 12291 | GIA | 46750 | Bowater Containers T1 / Ellesmere Port Local T1 / Hh Robertsons T1 / Mobil Oil (E Port) T1 / Whitby T1 | inside-area | 1.38 | BROMBOROUGH GT2 / ELLESMERE PORT GT1 / HOOTON PK GT1A / HOOTON PK GT2A | CAPENHURST | SPM | 5.6 | primary | 5.623 | Green | 25.5 | 19.207 | thermal | 2.7 | 21.1 | 0 | 23.8 | 1 | BROMBOROUGH GT2 / ELLESMERE PORT GT1 / HOOTON PK GT1A / HOOTON PK GT2A | 11.703 | GREEN | 0 |  |  | 0 | 0 | 0 | 25.5 |  |  |  |  | Green (Over 5% headroom) | 39929 | 100 | 1.81 | 51 | 65 | 4687833 | [9 empty] | Capenhurst | CAPENHURST | 4 | 896.6 | 896.6 | 0 | 0 | 304 | 2029-10 | [12 empty] | 53.286 | -2.913 | SPM-BOWATER_CONTAINERS_T1_ELLESMERE_PORT_LOCAL_T1_HH_ROBERTSONS_ | 6411382000 | SP Energy Networks open data (API key): NDP SPM primary-group polygons + Capacity Heatmaps Information Model SPM + LTDS appendices 3/6 + NSHR
2573 | 37.5 | JONES BROS RUTHIN CO LTD, DENBIGH ROAD | RUTHIN | LL15 2TN | Denbighshire |  | Workshop And Premises | industrial | 1 | 1116.76 | 12021 | GIA | 31250 | Llanfwrog T1 / Ruthin T1 | inside-area | 1.64 | HOLYWELL GT1 / RHYL GT1 / ST ASAPH GT2 / ST ASAPH GT4 | CONNAHS QUAY - PENTIR - ST ASAPH | SPM | 5.6 | primary | 5.607 | Green | 15 | 9.237 | thermal | 0.3 | 1.1 | 0.1 | 1.4 | 4.1 | HOLYWELL GT1 / RHYL GT1 / ST ASAPH GT2 / ST ASAPH GT4 | 22.4768 | GREEN | 0 |  |  | 0 | 0 | 0 | 15 |  |  |  |  | Green (Over 5% headroom) | 39929 | 100 | 1.77 | 50 | 14 | 337742 | [9 empty] | Legacy | LEGACY | 5 | 1714 | 1714 | 0 | 0 | 0 | 2024-08 | [12 empty] | 53.1225 | -3.3234 | SPM-LLANFWROG_T1_RUTHIN_T1 | 7148651000 | SP Energy Networks open data (API key): NDP SPM primary-group polygons + Capacity Heatmaps Information Model SPM + LTDS appendices 3/6 + NSHR
2574 | 37.5 | UNITS 2-4 CEDAB INDUSTRIAL PARK, CEDAB ROAD | ELLESMERE PORT | CH65 4FE | Cheshire West And Chester |  | Warehouse And Premises | industrial | 1 | 1113.85 | 11989 | GIA | 52500 | Bowater Containers T1 / Ellesmere Port Local T1 / Hh Robertsons T1 / Mobil Oil (E Port) T1 / Whitby T1 | inside-area | 0.23 | BROMBOROUGH GT2 / ELLESMERE PORT GT1 / HOOTON PK GT1A / HOOTON PK GT2A | CAPENHURST | SPM | 5.6 | primary | 5.623 | Green | 25.5 | 19.207 | thermal | 2.7 | 21.1 | 0 | 23.8 | 1 | BROMBOROUGH GT2 / ELLESMERE PORT GT1 / HOOTON PK GT1A / HOOTON PK GT2A | 11.703 | GREEN | 0 |  |  | 0 | 0 | 0 | 25.5 |  |  |  |  | Green (Over 5% headroom) | 39929 | 100 | 1.77 | 28 | 65 | 4688135 | [9 empty] | Capenhurst | CAPENHURST | 4 | 896.6 | 896.6 | 0 | 0 | 304 | 2029-10 | 10014509505 | B1 Offices and Workshop businesses | 836 | E | Natural Gas | 3 |  | Heating and Natural Ventilation | 2016-03-23 |  | 1 | FALSE | 53.2825 | -2.8935 | SPM-BOWATER_CONTAINERS_T1_ELLESMERE_PORT_LOCAL_T1_HH_ROBERTSONS_ | 13800786000 | SP Energy Networks open data (API key): NDP SPM primary-group polygons + Capacity Heatmaps Information Model SPM + LTDS appendices 3/6 + NSHR
2575 | 37.5 | ROSSMORE ROAD EAST | ELLESMERE PORT | CH65 3DD | Cheshire West And Chester | BRITISH STEAM SPECIALISTS | Warehouse And Premises | industrial | 1 | 1100.47 | 11845 | GIA | 71500 | Bowater Containers T1 / Ellesmere Port Local T1 / Hh Robertsons T1 / Mobil Oil (E Port) T1 / Whitby T1 | inside-area | 1.58 | BROMBOROUGH GT2 / ELLESMERE PORT GT1 / HOOTON PK GT1A / HOOTON PK GT2A | CAPENHURST | SPM | 5.6 | primary | 5.623 | Green | 25.5 | 19.207 | thermal | 2.7 | 21.1 | 0 | 23.8 | 1 | BROMBOROUGH GT2 / ELLESMERE PORT GT1 / HOOTON PK GT1A / HOOTON PK GT2A | 11.703 | GREEN | 0 |  |  | 0 | 0 | 0 | 25.5 |  |  |  |  | Green (Over 5% headroom) | 39929 | 100 | 1.75 | 28 | 65 | 4688279 | [9 empty] | Capenhurst | CAPENHURST | 4 | 896.6 | 896.6 | 0 | 0 | 304 | 2029-10 | 100012593958 | B8 Storage or Distribution | 1136 | E | Natural Gas | 3 |  | Heating and Natural Ventilation | 2017-04-10 |  | 1 | FALSE | 53.2875 | -2.915 | SPM-BOWATER_CONTAINERS_T1_ELLESMERE_PORT_LOCAL_T1_HH_ROBERTSONS_ | 52269132 | SP Energy Networks open data (API key): NDP SPM primary-group polygons + Capacity Heatmaps Information Model SPM + LTDS appendices 3/6 + NSHR
2576 | 37.5 | LLYS PARCWR | RUTHIN | LL15 1NJ | Denbighshire | THE PATCHWORK TRADITIONAL FOOD COMPANY | Factory And Premises | industrial | 1 | 1099.05 | 11830 | GIA | 56500 | Llanfwrog T1 / Ruthin T1 | inside-area | 1.91 | HOLYWELL GT1 / RHYL GT1 / ST ASAPH GT2 / ST ASAPH GT4 | CONNAHS QUAY - PENTIR - ST ASAPH | SPM | 5.6 | primary | 5.607 | Green | 15 | 9.237 | thermal | 0.3 | 1.1 | 0.1 | 1.4 | 4.1 | HOLYWELL GT1 / RHYL GT1 / ST ASAPH GT2 / ST ASAPH GT4 | 22.4768 | GREEN | 0 |  |  | 0 | 0 | 0 | 15 |  |  |  |  | Green (Over 5% headroom) | 39929 | 100 | 1.75 | 66 | 14 | 337933 | [9 empty] | Legacy | LEGACY | 5 | 1714 | 1714 | 0 | 0 | 0 | 2024-08 | 10002232420 | B1 Offices and Workshop businesses | 377 | C | Natural Gas | 3 |  | Heating and Natural Ventilation | 2013-12-23 |  | 1 | FALSE | 53.1202 | -3.3093 | SPM-LLANFWROG_T1_RUTHIN_T1 | 1493110000 | SP Energy Networks open data (API key): NDP SPM primary-group polygons + Capacity Heatmaps Information Model SPM + LTDS appendices 3/6 + NSHR
2577 | 37.5 | CO-OP, STATION ROAD | RUTHIN | LL15 1BP | Denbighshire |  | Large Foodstore | industrial | 1 | 1067.5 | 11490 | GIA | 144000 | Llanfwrog T1 / Ruthin T1 | inside-area | 1.66 | HOLYWELL GT1 / RHYL GT1 / ST ASAPH GT2 / ST ASAPH GT4 | CONNAHS QUAY - PENTIR - ST ASAPH | SPM | 5.6 | primary | 5.607 | Green | 15 | 9.237 | thermal | 0.3 | 1.1 | 0.1 | 1.4 | 4.1 | HOLYWELL GT1 / RHYL GT1 / ST ASAPH GT2 / ST ASAPH GT4 | 22.4768 | GREEN | 0 |  |  | 0 | 0 | 0 | 15 |  |  |  |  | Green (Over 5% headroom) | 39929 | 100 | 1.7 | 27 | 14 | 338273 | [9 empty] | Legacy | LEGACY | 5 | 1714 | 1714 | 0 | 0 | 0 | 2024-08 | [12 empty] | 53.1146 | -3.3073 | SPM-LLANFWROG_T1_RUTHIN_T1 | 8807244000 | SP Energy Networks open data (API key): NDP SPM primary-group polygons + Capacity Heatmaps Information Model SPM + LTDS appendices 3/6 + NSHR
2578 | 37.5 | UNITS D9 & D10, POOLE HALL INDUSTRIAL ESTATE, POOLE HALL ROAD | ELLESMERE PORT | CH66 1ST | Cheshire West And Chester |  | Warehouse And Premises | industrial | 1 | 1066.46 | 11479 | GIA | 49250 | Bowater Containers T1 / Ellesmere Port Local T1 / Hh Robertsons T1 / Mobil Oil (E Port) T1 / Whitby T1 | inside-area | 1.91 | BROMBOROUGH GT2 / ELLESMERE PORT GT1 / HOOTON PK GT1A / HOOTON PK GT2A | CAPENHURST | SPM | 5.6 | primary | 5.623 | Green | 25.5 | 19.207 | thermal | 2.7 | 21.1 | 0 | 23.8 | 1 | BROMBOROUGH GT2 / ELLESMERE PORT GT1 / HOOTON PK GT1A / HOOTON PK GT2A | 11.703 | GREEN | 0 |  |  | 0 | 0 | 0 | 25.5 |  |  |  |  | Green (Over 5% headroom) | 39929 | 100 | 1.69 | 27 | 65 | 4688645 | [9 empty] | Capenhurst | CAPENHURST | 4 | 896.6 | 896.6 | 0 | 0 | 304 | 2029-10 | 200003331498 | B1 Offices and Workshop businesses | 957 | E | Natural Gas | 3 |  | Heating and Natural Ventilation | 2019-06-24 |  | 0.67 | FALSE | 53.2922 | -2.9154 | SPM-BOWATER_CONTAINERS_T1_ELLESMERE_PORT_LOCAL_T1_HH_ROBERTSONS_ | 4337733000 | SP Energy Networks open data (API key): NDP SPM primary-group polygons + Capacity Heatmaps Information Model SPM + LTDS appendices 3/6 + NSHR
2579 | 37.5 | 12, STANNEY MILL INDUSTRIAL ESTATE, DUTTON GREEN | CHESTER | CH2 4SA | Cheshire West And Chester |  | Workshop And Premises | industrial | 1 | 1037.2 | 11164 | GIA | 72000 | Bowater Containers T1 / Ellesmere Port Local T1 / Hh Robertsons T1 / Mobil Oil (E Port) T1 / Whitby T1 | inside-area | 1.91 | BROMBOROUGH GT2 / ELLESMERE PORT GT1 / HOOTON PK GT1A / HOOTON PK GT2A | CAPENHURST | SPM | 5.6 | primary | 5.623 | Green | 25.5 | 19.207 | thermal | 2.7 | 21.1 | 0 | 23.8 | 1 | BROMBOROUGH GT2 / ELLESMERE PORT GT1 / HOOTON PK GT1A / HOOTON PK GT2A | 11.703 | GREEN | 0 |  |  | 0 | 0 | 0 | 25.5 |  |  |  |  | Green (Over 5% headroom) | 39929 | 100 | 1.65 | 47 | 65 | 4688960 | [9 empty] | Capenhurst | CAPENHURST | 4 | 896.6 | 896.6 | 0 | 0 | 304 | 2029-10 | 10095487561 | Storage or Distribution | 731 | C | Grid Supplied Electricity | 3 |  | Heating and Natural Ventilation | 2024-09-24 |  | 1 | FALSE | 53.2698 | -2.8719 | SPM-BOWATER_CONTAINERS_T1_ELLESMERE_PORT_LOCAL_T1_HH_ROBERTSONS_ | 14079554000 | SP Energy Networks open data (API key): NDP SPM primary-group polygons + Capacity Heatmaps Information Model SPM + LTDS appendices 3/6 + NSHR
2580 | 37.5 | 7C-7D, JUNCTION EIGHT BUSINESS CENTRE, ROSSFIELD ROAD | ELLESMERE PORT | CH65 3AW | Cheshire West And Chester |  | Warehouse And Premises | industrial | 1 | 1030.16 | 11089 | GIA | 64500 | Bowater Containers T1 / Ellesmere Port Local T1 / Hh Robertsons T1 / Mobil Oil (E Port) T1 / Whitby T1 | inside-area | 1.47 | BROMBOROUGH GT2 / ELLESMERE PORT GT1 / HOOTON PK GT1A / HOOTON PK GT2A | CAPENHURST | SPM | 5.6 | primary | 5.623 | Green | 25.5 | 19.207 | thermal | 2.7 | 21.1 | 0 | 23.8 | 1 | BROMBOROUGH GT2 / ELLESMERE PORT GT1 / HOOTON PK GT1A / HOOTON PK GT2A | 11.703 | GREEN | 0 |  |  | 0 | 0 | 0 | 25.5 |  |  |  |  | Green (Over 5% headroom) | 39929 | 100 | 1.64 | 26 | 65 | 4689035 | [9 empty] | Capenhurst | CAPENHURST | 4 | 896.6 | 896.6 | 0 | 0 | 304 | 2029-10 | 10093483641 | B8 Storage or Distribution | 1439 | D | Grid Supplied Electricity | 3 |  | Heating and Natural Ventilation | 2021-01-16 |  | 0.75 | FALSE | 53.2854 | -2.9148 | SPM-BOWATER_CONTAINERS_T1_ELLESMERE_PORT_LOCAL_T1_HH_ROBERTSONS_ | 14188897000 | SP Energy Networks open data (API key): NDP SPM primary-group polygons + Capacity Heatmaps Information Model SPM + LTDS appendices 3/6 + NSHR
2581 | 37.5 | PARK WORKS, MEADOW LANE | ELLESMERE PORT | CH65 4EH | Cheshire West And Chester |  | Workshop And Premises | industrial | 1 | 1006.8 | 10837 | GIA | 50500 | Bowater Containers T1 / Ellesmere Port Local T1 / Hh Robertsons T1 / Mobil Oil (E Port) T1 / Whitby T1 | inside-area | 0.48 | BROMBOROUGH GT2 / ELLESMERE PORT GT1 / HOOTON PK GT1A / HOOTON PK GT2A | CAPENHURST | SPM | 5.6 | primary | 5.623 | Green | 25.5 | 19.207 | thermal | 2.7 | 21.1 | 0 | 23.8 | 1 | BROMBOROUGH GT2 / ELLESMERE PORT GT1 / HOOTON PK GT1A / HOOTON PK GT2A | 11.703 | GREEN | 0 |  |  | 0 | 0 | 0 | 25.5 |  |  |  |  | Green (Over 5% headroom) | 39929 | 100 | 1.6 | 45 | 65 | 4689287 | [9 empty] | Capenhurst | CAPENHURST | 4 | 896.6 | 896.6 | 0 | 0 | 304 | 2029-10 | 100012823118 | Storage or Distribution | 259 | D | Grid Supplied Electricity | 3 |  | Heating and Natural Ventilation | 2022-06-27 |  | 0.5 | FALSE | 53.2832 | -2.8888 | SPM-BOWATER_CONTAINERS_T1_ELLESMERE_PORT_LOCAL_T1_HH_ROBERTSONS_ | 229792132 | SP Energy Networks open data (API key): NDP SPM primary-group polygons + Capacity Heatmaps Information Model SPM + LTDS appendices 3/6 + NSHR
2582 | 37.5 | 66-68, PALL MALL | LIVERPOOL | L3 6AL | Liverpool |  | Car Showroom And Premises | bigbox | 1 | 3721.93 | 40062 | GIA | 435000 | Harrington St T2 / Highfield St T1 | inside-area | 0.52 | BURLINGTON ST GT2 / LISTER DV B GT1 / PARADISE ST GT1 | LISTER DRIVE | SPM | 1.9 | primary | 1.871 | Green | 8.7 | 6.829 | thermal | 0 | 3 | 0 | 3 | 0.7 | BURLINGTON ST GT2 / LISTER DV B GT1 / PARADISE ST GT1 | 59.6 | GREEN | 0 |  |  | 0 | 0 | 0 | 8.7 |  |  |  |  | Green (Over 5% headroom) | 13547 | 34 | 5.91 | 335 | 12 | 269004 | [9 empty] | Lister Drive | LISTER DRIVE | 2 | 114 | 114 | 0 | 57 | 20 | 2026-09 | [12 empty] | 53.4102 | -2.9903 | SPM-HARRINGTON_ST_T2_HIGHFIELD_ST_T1 | 3841293000 | SP Energy Networks open data (API key): NDP SPM primary-group polygons + Capacity Heatmaps Information Model SPM + LTDS appendices 3/6 + NSHR
2583 | 37.5 | 10-16, HIGH STREET | FRODSHAM | WA6 7HE | Cheshire West And Chester |  | Superstore And Premises | bigbox | 1 | 2656.8 | 28598 | GIA | 470000 | Frodsham Local T1 | inside-area | 0.3 | ELLESMERE PORT GT2 / INCE LOCAL GT1 / INCE LOCAL GT2 | FRODSHAM - INCE | SPM | 1.9 | primary | 1.943 | Green | 8.2 | 6.257 | thermal | 0 | 0.1 | 0 | 0.1 | 0.4 | INCE LOCAL GT1 / INCE LOCAL GT2 | 26.1433 | GREEN | 0 |  |  | 0 | 0 | 0 | 8.2 |  |  |  |  | Green (Over 5% headroom) | 13547 | 47 | 4.22 | 239 | 5 | 73227 | [9 empty] | Frodsham | FRODSHAM | 5 | 1090 | 1090 | 0 | 0 | 0 | 2029-04 | [12 empty] | 53.2974 | -2.7223 | SPM-FRODSHAM_LOCAL_T1 | 322180133 | SP Energy Networks open data (API key): NDP SPM primary-group polygons + Capacity Heatmaps Information Model SPM + LTDS appendices 3/6 + NSHR
2584 | 37.5 | ROBERT GLEAVE AND SONS LTD HOME AND GARDEN CENTRE, MILL LANE | FRODSHAM | WA6 7JA | Cheshire West And Chester |  | Garden Centre And Premises | bigbox | 1 | 2127.2 | 22897 | NIA | 21250 | Frodsham Local T1 | inside-area | 1.51 | ELLESMERE PORT GT2 / INCE LOCAL GT1 / INCE LOCAL GT2 | FRODSHAM - INCE | SPM | 1.9 | primary | 1.943 | Green | 8.2 | 6.257 | thermal | 0 | 0.1 | 0 | 0.1 | 0.4 | INCE LOCAL GT1 / INCE LOCAL GT2 | 26.1433 | GREEN | 0 |  |  | 0 | 0 | 0 | 8.2 |  |  |  |  | Green (Over 5% headroom) | 13547 | 59 | 3.38 | 191 | 5 | 78928 | [9 empty] | Frodsham | FRODSHAM | 5 | 1090 | 1090 | 0 | 0 | 0 | 2029-04 | [12 empty] | 53.302 | -2.7057 | SPM-FRODSHAM_LOCAL_T1 | 10589156000 | SP Energy Networks open data (API key): NDP SPM primary-group polygons + Capacity Heatmaps Information Model SPM + LTDS appendices 3/6 + NSHR
2585 | 37.4 | HIGH LEGH GARDENS, DITCHFIELD LANE | KNUTSFORD | WA16 0QW | Cheshire East |  | Garden Centre And Premises | bigbox | 1 | 8396.4 | 90378 | NIA | 246000 | Mere T1 | inside-area | 3.56 | ELWORTH GT1 / ELWORTH GT2 / KNUTSFORD GT1 / KNUTSFORD GT2 | CARRINGTON - FIDDLERS FERRY | SPM | 1.8 | primary | 1.829 | Green | 7.5 | 4.433 | thermal | 1.2 | 2.1 | 1.8 | 3.3 | 1.2 | ELWORTH GT1 / ELWORTH GT2 / KNUTSFORD GT1 / KNUTSFORD GT2 | 26.603 | GREEN | 0 |  |  | 0 | 0 | 0 | 7.5 |  |  |  |  | Green (Over 5% headroom) | 12834 | 14 | 13.34 | 756 | 11 | 480929 | [9 empty] | Fiddlers Ferry | CARRINGTON | 5 | 2186.9 | 2186.9 | 0 | 0 | 930 | 2026-05 | 100012801566 | Retail/Financial and Professional Services | 3970 | B | Natural Gas | 3 |  | Heating and Natural Ventilation | 2023-03-13 |  | 1 | FALSE | 53.3485 | -2.4518 | SPM-MERE_T1 | 61663133 | SP Energy Networks open data (API key): NDP SPM primary-group polygons + Capacity Heatmaps Information Model SPM + LTDS appendices 3/6 + NSHR
2586 | 37.4 | FRYERS NURSERIES LTD, MANCHESTER ROAD | KNUTSFORD | WA16 0SX | Cheshire East |  | Garden Centre And Premises | bigbox | 1 | 8193.48 | 88194 | NIA | 173000 | Mere T1 | inside-area | 1.44 | ELWORTH GT1 / ELWORTH GT2 / KNUTSFORD GT1 / KNUTSFORD GT2 | CARRINGTON - FIDDLERS FERRY | SPM | 1.8 | primary | 1.829 | Green | 7.5 | 4.433 | thermal | 1.2 | 2.1 | 1.8 | 3.3 | 1.2 | ELWORTH GT1 / ELWORTH GT2 / KNUTSFORD GT1 / KNUTSFORD GT2 | 26.603 | GREEN | 0 |  |  | 0 | 0 | 0 | 7.5 |  |  |  |  | Green (Over 5% headroom) | 12834 | 15 | 13.02 | 737 | 11 | 483113 | [9 empty] | Fiddlers Ferry | CARRINGTON | 5 | 2186.9 | 2186.9 | 0 | 0 | 930 | 2026-05 | [12 empty] | 53.3198 | -2.3941 | SPM-MERE_T1 | 383542133 | SP Energy Networks open data (API key): NDP SPM primary-group polygons + Capacity Heatmaps Information Model SPM + LTDS appendices 3/6 + NSHR
2587 | 37.4 | TESCO, SMITHFIELD ROAD | WELSHPOOL | SY21 7BL | Powys 1 (Montgomeryshire) |  | Superstore And Premises | bigbox | 1 | 4594.57 | 49455 | GIA | 840000 | Raven Square T1 | inside-area | 1.46 | LEGACY LOCAL GT2 / NEWTOWN GT2 / OSWESTRY GT8 / WELSHPOOL GT1 | LEGACY | SPM | 1.8 | primary | 1.76 | Green | 7.5 | 5.74 | thermal | 0 | 0 | 0 | 0 | 0.2 | LEGACY LOCAL GT2 / NEWTOWN GT2 / OSWESTRY GT8 / WELSHPOOL GT1 | 60.6676 | GREEN | 0 |  |  | 0 | 0 | 0 | 7.5 |  |  |  |  | Green (Over 5% headroom) | 12834 | 26 | 7.3 | 414 | 21 | 1026150 | [9 empty] | Legacy | LEGACY | 5 | 1714 | 1714 | 0 | 0 | 0 | 2024-08 | [12 empty] | 52.66 | -3.1409 | SPM-RAVEN_SQUARE_T1 | 7666059000 | SP Energy Networks open data (API key): NDP SPM primary-group polygons + Capacity Heatmaps Information Model SPM + LTDS appendices 3/6 + NSHR
2588 | 37.4 | UNIT A, BROADHEATH NETWORKCENTRE 1 AT 93, ATLANTIC STREET | ALTRINCHAM | WA14 5EW | Trafford |  | Retail Warehouse And Premises | bigbox | 1 | 3550.8 | 38220 | GIA | 260000 | Mere T1 | nearest-substation | 7.8 | ELWORTH GT1 / ELWORTH GT2 / KNUTSFORD GT1 / KNUTSFORD GT2 | CARRINGTON - FIDDLERS FERRY | SPM | 1.8 | primary | 1.829 | Green | 7.5 | 4.433 | thermal | 1.2 | 2.1 | 1.8 | 3.3 | 1.2 | ELWORTH GT1 / ELWORTH GT2 / KNUTSFORD GT1 / KNUTSFORD GT2 | 26.603 | GREEN | 0 |  |  | 0 | 0 | 0 | 7.5 |  |  |  |  | Green (Over 5% headroom) | 12834 | 34 | 5.64 | 320 | 11 | 533087 | [9 empty] | Fiddlers Ferry | CARRINGTON | 5 | 2186.9 | 2186.9 | 0 | 0 | 930 | 2026-05 | 10070466580 | B2 to B7 General Industrial and Special Industrial Groups | 2710 | A | Grid Supplied Electricity | 4 |  | Air Conditioning | 2024-02-21 |  | 0.67 | FALSE | 53.3955 | -2.3702 | SPM-MERE_T1 | 14752828000 | SP Energy Networks open data (API key): NDP SPM primary-group polygons + Capacity Heatmaps Information Model SPM + LTDS appendices 3/6 + NSHR
2589 | 37.4 | GUY SALMON KNUTSFORD, MANCHESTER ROAD | KNUTSFORD | WA16 0ST | Cheshire East |  | Car Showroom And Premises | bigbox | 1 | 3206 | 34509 | GIA | 377500 | Mere T1 | inside-area | 1.97 | ELWORTH GT1 / ELWORTH GT2 / KNUTSFORD GT1 / KNUTSFORD GT2 | CARRINGTON - FIDDLERS FERRY | SPM | 1.8 | primary | 1.829 | Green | 7.5 | 4.433 | thermal | 1.2 | 2.1 | 1.8 | 3.3 | 1.2 | ELWORTH GT1 / ELWORTH GT2 / KNUTSFORD GT1 / KNUTSFORD GT2 | 26.603 | GREEN | 0 |  |  | 0 | 0 | 0 | 7.5 |  |  |  |  | Green (Over 5% headroom) | 12834 | 37 | 5.09 | 289 | 11 | 536798 | [9 empty] | Fiddlers Ferry | CARRINGTON | 5 | 2186.9 | 2186.9 | 0 | 0 | 930 | 2026-05 | 100012801279 | A1/A2 Retail and Financial/Professional services | 3002 | B | Natural Gas | 4 | 2 | Air Conditioning | 2022-05-19 |  | 0.5 | FALSE | 53.3156 | -2.3903 | SPM-MERE_T1 | 5274450000 | SP Energy Networks open data (API key): NDP SPM primary-group polygons + Capacity Heatmaps Information Model SPM + LTDS appendices 3/6 + NSHR
2590 | 37.4 | MORRISONS, BERRIEW ROAD | WELSHPOOL | SY21 7SQ | Powys 1 (Montgomeryshire) |  | Superstore And Premises | bigbox | 1 | 2593.66 | 27918 | GIA | 370000 | Raven Square T1 | inside-area | 1.02 | LEGACY LOCAL GT2 / NEWTOWN GT2 / OSWESTRY GT8 / WELSHPOOL GT1 | LEGACY | SPM | 1.8 | primary | 1.76 | Green | 7.5 | 5.74 | thermal | 0 | 0 | 0 | 0 | 0.2 | LEGACY LOCAL GT2 / NEWTOWN GT2 / OSWESTRY GT8 / WELSHPOOL GT1 | 60.6676 | GREEN | 0 |  |  | 0 | 0 | 0 | 7.5 |  |  |  |  | Green (Over 5% headroom) | 12834 | 46 | 4.12 | 233 | 21 | 1047687 | [9 empty] | Legacy | LEGACY | 5 | 1714 | 1714 | 0 | 0 | 0 | 2024-08 | [12 empty] | 52.6591 | -3.1473 | SPM-RAVEN_SQUARE_T1 | 8909356000 | SP Energy Networks open data (API key): NDP SPM primary-group polygons + Capacity Heatmaps Information Model SPM + LTDS appendices 3/6 + NSHR
2591 | 37.4 | UNIT 1, MILL LANE RETAIL, MILL LANE | WELSHPOOL | SY21 7BL | Powys 1 (Montgomeryshire) |  | Retail Warehouse And Premises | bigbox | 1 | 2322 | 24994 | GIA | 255000 | Raven Square T1 | inside-area | 1.46 | LEGACY LOCAL GT2 / NEWTOWN GT2 / OSWESTRY GT8 / WELSHPOOL GT1 | LEGACY | SPM | 1.8 | primary | 1.76 | Green | 7.5 | 5.74 | thermal | 0 | 0 | 0 | 0 | 0.2 | LEGACY LOCAL GT2 / NEWTOWN GT2 / OSWESTRY GT8 / WELSHPOOL GT1 | 60.6676 | GREEN | 0 |  |  | 0 | 0 | 0 | 7.5 |  |  |  |  | Green (Over 5% headroom) | 12834 | 51 | 3.69 | 209 | 21 | 1050611 | [9 empty] | Legacy | LEGACY | 5 | 1714 | 1714 | 0 | 0 | 0 | 2024-08 | 10090259760 | A1/A2 Retail and Financial/Professional services | 2398 | B | Natural Gas | 4 |  | Heating and Natural Ventilation | 2017-05-24 |  | 1 | FALSE | 52.66 | -3.1409 | SPM-RAVEN_SQUARE_T1 | 10947792000 | SP Energy Networks open data (API key): NDP SPM primary-group polygons + Capacity Heatmaps Information Model SPM + LTDS appendices 3/6 + NSHR
2592 | 37.3 | TESCO, POOL ROAD | NEWTOWN | SY16 1DW | Powys 1 (Montgomeryshire) |  | Superstore And Premises | bigbox | 1 | 5903.92 | 63549 | GIA | 965000 | Brd T1 | inside-area | 2.98 | LEGACY LOCAL GT2 / NEWTOWN GT2 / OSWESTRY GT8 / WELSHPOOL GT1 | LEGACY | SPM | 1.7 | primary | 1.718 | Green | 7.5 | 5.444 | thermal | 0.3 | 0.1 | 0 | 0.4 | 0.5 | LEGACY LOCAL GT2 / NEWTOWN GT2 / OSWESTRY GT8 / WELSHPOOL GT1 | 60.6676 | GREEN | 0 |  |  | 0 | 0 | 0 | 7.5 |  |  |  |  | Green (Over 5% headroom) | 12121 | 19 | 9.38 | 531 | 20 | 994733 | [9 empty] | Legacy | LEGACY | 5 | 1714 | 1714 | 0 | 0 | 0 | 2024-08 | [12 empty] | 52.5157 | -3.3054 | SPM-BRD_T1 | 8833466000 | SP Energy Networks open data (API key): NDP SPM primary-group polygons + Capacity Heatmaps Information Model SPM + LTDS appendices 3/6 + NSHR
2593 | 37.3 | RODEN GARDEN CENTRE, RODEN LANE | TELFORD | TF6 6BJ | Telford And Wrekin |  | Garden Centre And Premises | bigbox | 1 | 5153.67 | 55474 | NIA | 46750 | Shawbury T1 | nearest-substation | 6.92 | OSWESTRY GT5 / WHITCHURCH GT1 | LEGACY | SPM | 1.7 | primary | 1.668 | Green | 6.8 | 5.042 | thermal | 0.1 | 1.9 | 0 | 2 | 0.8 | OSWESTRY GT5 / WHITCHURCH GT1 / WEM GT1 | 3.1024 | AMBER | 0 |  |  | 0 | 0 | 0 | 6.8 |  |  |  |  | Green (Over 5% headroom) | 12121 | 22 | 8.19 | 464 | 14 | 785973 | [9 empty] | Legacy | LEGACY | 5 | 1714 | 1714 | 0 | 0 | 0 | 2024-08 | [12 empty] | 52.745 | -2.6297 | SPM-SHAWBURY_T1 | 12094798000 | SP Energy Networks open data (API key): NDP SPM primary-group polygons + Capacity Heatmaps Information Model SPM + LTDS appendices 3/6 + NSHR
2594 | 37.3 | MORRISONS SUPERMARKET, POOL ROAD | NEWTOWN | SY16 3AH | Powys 1 (Montgomeryshire) |  | Superstore And Premises | bigbox | 1 | 4107.6 | 44214 | GIA | 685000 | Brd T1 | inside-area | 2.7 | LEGACY LOCAL GT2 / NEWTOWN GT2 / OSWESTRY GT8 / WELSHPOOL GT1 | LEGACY | SPM | 1.7 | primary | 1.718 | Green | 7.5 | 5.444 | thermal | 0.3 | 0.1 | 0 | 0.4 | 0.5 | LEGACY LOCAL GT2 / NEWTOWN GT2 / OSWESTRY GT8 / WELSHPOOL GT1 | 60.6676 | GREEN | 0 |  |  | 0 | 0 | 0 | 7.5 |  |  |  |  | Green (Over 5% headroom) | 12121 | 27 | 6.53 | 370 | 20 | 1014068 | [9 empty] | Legacy | LEGACY | 5 | 1714 | 1714 | 0 | 0 | 0 | 2024-08 | 10011784579 | Retail/Financial and Professional Services | 4281 | C | Natural Gas | 4 |  | Heating and Mechanical Ventilation | 2024-09-30 |  | 0.67 | FALSE | 52.5165 | -3.2988 | SPM-BRD_T1 | 14792897000 | SP Energy Networks open data (API key): NDP SPM primary-group polygons + Capacity Heatmaps Information Model SPM + LTDS appendices 3/6 + NSHR
2595 | 37.3 | MORRISONS SUPERMARKET, NORTH ROAD | CAERNARFON | LL55 1BE | Gwynedd |  | Superstore And Premises | bigbox | 1 | 3554 | 38255 | GIA | 610000 | Caernarfon T1 | inside-area | 0.78 | BANGOR GT2 / CAERNARFON GT2 | CONNAHS QUAY - PENTIR - ST ASAPH | SPM | 1.7 | primary | 1.703 | Green | 7.5 | 5.797 | thermal | 0 | 0.3 | 0 | 0.3 | 0.3 | BANGOR GT2 / CAERNARFON GT2 | 31.686 | GREEN | 0 |  |  | 0 | 0 | 0 | 7.5 |  |  |  |  | Green (Over 5% headroom) | 12121 | 32 | 5.65 | 320 | 11 | 341294 | [9 empty] | Pentir | PENTIR | 2 | 1082 | 1082 | 1025 | 57 | 39 | 2028-10 | 10070340952 | Retail/Financial and Professional Services | 3489 | B | Natural Gas | 4 | 2 | Air Conditioning | 2023-07-21 |  | 1 | FALSE | 53.1471 | -4.2686 | SPM-CAERNARFON_T1 | 14789029000 | SP Energy Networks open data (API key): NDP SPM primary-group polygons + Capacity Heatmaps Information Model SPM + LTDS appendices 3/6 + NSHR
2596 | 37.3 | POUNDSTRETCHER, POOL ROAD | NEWTOWN | SY16 1DW | Powys 1 (Montgomeryshire) |  | Retail Warehouse And Premises | bigbox | 1 | 2412.37 | 25967 | GIA | 255000 | Brd T1 | inside-area | 2.98 | LEGACY LOCAL GT2 / NEWTOWN GT2 / OSWESTRY GT8 / WELSHPOOL GT1 | LEGACY | SPM | 1.7 | primary | 1.718 | Green | 7.5 | 5.444 | thermal | 0.3 | 0.1 | 0 | 0.4 | 0.5 | LEGACY LOCAL GT2 / NEWTOWN GT2 / OSWESTRY GT8 / WELSHPOOL GT1 | 60.6676 | GREEN | 0 |  |  | 0 | 0 | 0 | 7.5 |  |  |  |  | Green (Over 5% headroom) | 12121 | 47 | 3.83 | 217 | 20 | 1032315 | [9 empty] | Legacy | LEGACY | 5 | 1714 | 1714 | 0 | 0 | 0 | 2024-08 | [12 empty] | 52.5157 | -3.3054 | SPM-BRD_T1 | 14905708000 | SP Energy Networks open data (API key): NDP SPM primary-group polygons + Capacity Heatmaps Information Model SPM + LTDS appendices 3/6 + NSHR
2597 | 37.2 | ORIEL ROAD | BOOTLE | L20 7AF | Sefton | SEFTON BOROUGH COUNCIL BOOTLE TOWN HALL | Offices And Premises | office | 1 | 4903.5 | 52781 | NIA | 272500 | Bibbys T1 / Inland Revenue Offices T1 / Regent Rd T1 | inside-area | 1.09 | BOOTLE GT2A / BURLINGTON ST GT1 / LISTER DV A GT2 | LISTER DRIVE | SPM | 5.4 | primary | 5.38 | Green | 17.5 | 12.12 | thermal | 0 | 0 | 1.2 | 0 | 3 | BOOTLE GT2A / BURLINGTON ST GT1 / LISTER DV A GT2 | 61.868 | GREEN | 0 |  |  | 0 | 0 | 0 | 17.5 |  |  |  |  | Green (Over 5% headroom) | 38503 | 73 | 7.79 | 343 | 54 | 2093001 | [9 empty] | Lister Drive | LISTER DRIVE | 2 | 114 | 114 | 0 | 57 | 20 | 2026-09 | [12 empty] | 53.4451 | -2.9942 | SPM-BIBBYS_T1_INLAND_REVENUE_OFFICES_T1_REGENT_RD_T1 | 10087134 | SP Energy Networks open data (API key): NDP SPM primary-group polygons + Capacity Heatmaps Information Model SPM + LTDS appendices 3/6 + NSHR
2598 | 37.2 | GND-6TH FLOORS ST PETERS HOUSE, BALLIOL ROAD | BOOTLE | L20 3AB | Sefton |  | Offices And Premises | office | 1 | 3790.5 | 40801 | NIA | 225000 | Bibbys T1 / Inland Revenue Offices T1 / Regent Rd T1 | inside-area | 1.5 | BOOTLE GT2A / BURLINGTON ST GT1 / LISTER DV A GT2 | LISTER DRIVE | SPM | 5.4 | primary | 5.38 | Green | 17.5 | 12.12 | thermal | 0 | 0 | 1.2 | 0 | 3 | BOOTLE GT2A / BURLINGTON ST GT1 / LISTER DV A GT2 | 61.868 | GREEN | 0 |  |  | 0 | 0 | 0 | 17.5 |  |  |  |  | Green (Over 5% headroom) | 38503 | 94 | 6.02 | 265 | 54 | 2104981 | [9 empty] | Lister Drive | LISTER DRIVE | 2 | 114 | 114 | 0 | 57 | 20 | 2026-09 | [12 empty] | 53.4468 | -2.985 | SPM-BIBBYS_T1_INLAND_REVENUE_OFFICES_T1_REGENT_RD_T1 | 8641211000 | SP Energy Networks open data (API key): NDP SPM primary-group polygons + Capacity Heatmaps Information Model SPM + LTDS appendices 3/6 + NSHR
2599 | 37.2 | BRIGGS, WEST BROCKLEBANK DOCK | BOOTLE | L20 1BY | Sefton |  | Workshop And Premises | industrial | 1 | 1718.9 | 18502 | GIA | 99500 | Bibbys T1 / Inland Revenue Offices T1 / Regent Rd T1 | inside-area | 0.83 | BOOTLE GT2A / BURLINGTON ST GT1 / LISTER DV A GT2 | LISTER DRIVE | SPM | 5.4 | primary | 5.38 | Green | 17.5 | 12.12 | thermal | 0 | 0 | 1.2 | 0 | 3 | BOOTLE GT2A / BURLINGTON ST GT1 / LISTER DV A GT2 | 61.868 | GREEN | 0 |  |  | 0 | 0 | 0 | 17.5 |  |  |  |  | Green (Over 5% headroom) | 38503 | 100 | 2.73 | 77 | 54 | 2127280 | [9 empty] | Lister Drive | LISTER DRIVE | 2 | 114 | 114 | 0 | 57 | 20 | 2026-09 | [12 empty] | 53.4403 | -3.0075 | SPM-BIBBYS_T1_INLAND_REVENUE_OFFICES_T1_REGENT_RD_T1 | 11229566000 | SP Energy Networks open data (API key): NDP SPM primary-group polygons + Capacity Heatmaps Information Model SPM + LTDS appendices 3/6 + NSHR
2600 | 37.2 | 4, DACRE STREET | LIVERPOOL | L20 8DN | Liverpool |  | Factory And Premises | industrial | 1 | 1662.69 | 17897 | GIA | 30250 | Bibbys T1 / Inland Revenue Offices T1 / Regent Rd T1 | inside-area | 0.55 | BOOTLE GT2A / BURLINGTON ST GT1 / LISTER DV A GT2 | LISTER DRIVE | SPM | 5.4 | primary | 5.38 | Green | 17.5 | 12.12 | thermal | 0 | 0 | 1.2 | 0 | 3 | BOOTLE GT2A / BURLINGTON ST GT1 / LISTER DV A GT2 | 61.868 | GREEN | 0 |  |  | 0 | 0 | 0 | 17.5 |  |  |  |  | Green (Over 5% headroom) | 38503 | 100 | 2.64 | 100 | 54 | 2127885 | [9 empty] | Lister Drive | LISTER DRIVE | 2 | 114 | 114 | 0 | 57 | 20 | 2026-09 | 38190038 | General Industrial and Special Industrial Groups | 1086 | E | Natural Gas | 3 |  | Heating and Natural Ventilation | 2024-04-03 |  | 1 | FALSE | 53.4406 | -2.9983 | SPM-BIBBYS_T1_INLAND_REVENUE_OFFICES_T1_REGENT_RD_T1 | 496561134 | SP Energy Networks open data (API key): NDP SPM primary-group polygons + Capacity Heatmaps Information Model SPM + LTDS appendices 3/6 + NSHR
2601 | 37.2 | 36, HOWE STREET | BOOTLE | L20 8NG | Sefton | WARWICK DEVELOPMENT LTD | Warehouse And Premises | industrial | 1 | 1584.76 | 17058 | GIA | 58500 | Bibbys T1 / Inland Revenue Offices T1 / Regent Rd T1 | inside-area | 0.79 | BOOTLE GT2A / BURLINGTON ST GT1 / LISTER DV A GT2 | LISTER DRIVE | SPM | 5.4 | primary | 5.38 | Green | 17.5 | 12.12 | thermal | 0 | 0 | 1.2 | 0 | 3 | BOOTLE GT2A / BURLINGTON ST GT1 / LISTER DV A GT2 | 61.868 | GREEN | 0 |  |  | 0 | 0 | 0 | 17.5 |  |  |  |  | Green (Over 5% headroom) | 38503 | 100 | 2.52 | 40 | 54 | 2128724 | [9 empty] | Lister Drive | LISTER DRIVE | 2 | 114 | 114 | 0 | 57 | 20 | 2026-09 | 41219857 | General Industrial and Special Industrial Groups | 449 | E | Natural Gas | 3 |  | Heating and Natural Ventilation | 2025-03-10 |  | 1 | FALSE | 53.4426 | -2.9998 | SPM-BIBBYS_T1_INLAND_REVENUE_OFFICES_T1_REGENT_RD_T1 | 7042385000 | SP Energy Networks open data (API key): NDP SPM primary-group polygons + Capacity Heatmaps Information Model SPM + LTDS appendices 3/6 + NSHR
2602 | 37.2 | UNITS A B & C AT 8-12, BANKHALL LANE | LIVERPOOL | L20 8EW | Liverpool |  | Warehouse And Premises | industrial | 1 | 1459.96 | 15715 | GIA | 46250 | Bibbys T1 / Inland Revenue Offices T1 / Regent Rd T1 | inside-area | 0.49 | BOOTLE GT2A / BURLINGTON ST GT1 / LISTER DV A GT2 | LISTER DRIVE | SPM | 5.4 | primary | 5.38 | Green | 17.5 | 12.12 | thermal | 0 | 0 | 1.2 | 0 | 3 | BOOTLE GT2A / BURLINGTON ST GT1 / LISTER DV A GT2 | 61.868 | GREEN | 0 |  |  | 0 | 0 | 0 | 17.5 |  |  |  |  | Green (Over 5% headroom) | 38503 | 100 | 2.32 | 36 | 54 | 2130067 | [9 empty] | Lister Drive | LISTER DRIVE | 2 | 114 | 114 | 0 | 57 | 20 | 2026-09 |  | General Industrial and Special Industrial Groups | 1827 | C | Grid Supplied Electricity | 3 |  | Heating and Natural Ventilation | 2024-09-23 |  | 1 | FALSE | 53.4327 | -2.9922 | SPM-BIBBYS_T1_INLAND_REVENUE_OFFICES_T1_REGENT_RD_T1 | 12286877000 | SP Energy Networks open data (API key): NDP SPM primary-group polygons + Capacity Heatmaps Information Model SPM + LTDS appendices 3/6 + NSHR
2603 | 37.2 | 1, BRASENOSE ROAD | BOOTLE | L20 8HB | Sefton |  | Vehicle Repair Workshop And Premises | industrial | 1 | 1452.8 | 15638 | GIA | 74000 | Bibbys T1 / Inland Revenue Offices T1 / Regent Rd T1 | inside-area | 0.53 | BOOTLE GT2A / BURLINGTON ST GT1 / LISTER DV A GT2 | LISTER DRIVE | SPM | 5.4 | primary | 5.38 | Green | 17.5 | 12.12 | thermal | 0 | 0 | 1.2 | 0 | 3 | BOOTLE GT2A / BURLINGTON ST GT1 / LISTER DV A GT2 | 61.868 | GREEN | 0 |  |  | 0 | 0 | 0 | 17.5 |  |  |  |  | Green (Over 5% headroom) | 38503 | 100 | 2.31 | 65 | 54 | 2130144 | [9 empty] | Lister Drive | LISTER DRIVE | 2 | 114 | 114 | 0 | 57 | 20 | 2026-09 | 41208418 | General Industrial and Special Industrial Groups | 1362 | E | Natural Gas | 3 |  | Heating and Natural Ventilation | 2025-09-30 |  | 1 | FALSE | 53.437 | -2.9902 | SPM-BIBBYS_T1_INLAND_REVENUE_OFFICES_T1_REGENT_RD_T1 | 513531134 | SP Energy Networks open data (API key): NDP SPM primary-group polygons + Capacity Heatmaps Information Model SPM + LTDS appendices 3/6 + NSHR
2604 | 37.2 | 2-4, BRASENOSE ROAD | BOOTLE | L20 8HG | Sefton |  | Storage Depot And Premises | industrial | 1 | 1416.6 | 15248 | GIA | 57500 | Bibbys T1 / Inland Revenue Offices T1 / Regent Rd T1 | inside-area | 0.67 | BOOTLE GT2A / BURLINGTON ST GT1 / LISTER DV A GT2 | LISTER DRIVE | SPM | 5.4 | primary | 5.38 | Green | 17.5 | 12.12 | thermal | 0 | 0 | 1.2 | 0 | 3 | BOOTLE GT2A / BURLINGTON ST GT1 / LISTER DV A GT2 | 61.868 | GREEN | 0 |  |  | 0 | 0 | 0 | 17.5 |  |  |  |  | Green (Over 5% headroom) | 38503 | 100 | 2.25 | 35 | 54 | 2130534 | [9 empty] | Lister Drive | LISTER DRIVE | 2 | 114 | 114 | 0 | 57 | 20 | 2026-09 | 41010210 | B2 to B7 General Industrial and Special Industrial Groups | 209 | D | Grid Supplied Electricity | 3 |  | Air Conditioning | 2019-07-05 |  | 1 | FALSE | 53.4413 | -2.9941 | SPM-BIBBYS_T1_INLAND_REVENUE_OFFICES_T1_REGENT_RD_T1 | 503982134 | SP Energy Networks open data (API key): NDP SPM primary-group polygons + Capacity Heatmaps Information Model SPM + LTDS appendices 3/6 + NSHR
2605 | 37.2 | 331-337, DERBY ROAD | LIVERPOOL | L20 8LQ | Liverpool |  | Factory And Premises | industrial | 1 | 1414.29 | 15223 | GIA | 38500 | Bibbys T1 / Inland Revenue Offices T1 / Regent Rd T1 | inside-area | 0.58 | BOOTLE GT2A / BURLINGTON ST GT1 / LISTER DV A GT2 | LISTER DRIVE | SPM | 5.4 | primary | 5.38 | Green | 17.5 | 12.12 | thermal | 0 | 0 | 1.2 | 0 | 3 | BOOTLE GT2A / BURLINGTON ST GT1 / LISTER DV A GT2 | 61.868 | GREEN | 0 |  |  | 0 | 0 | 0 | 17.5 |  |  |  |  | Green (Over 5% headroom) | 38503 | 100 | 2.25 | 85 | 54 | 2130559 | [9 empty] | Lister Drive | LISTER DRIVE | 2 | 114 | 114 | 0 | 57 | 20 | 2026-09 | 38042929 | B1 Offices and Workshop businesses | 466 | B | Grid Supplied Electricity | 5 | 1 | Air Conditioning | 2021-04-30 |  | 1 | FALSE | 53.4407 | -2.9963 | SPM-BIBBYS_T1_INLAND_REVENUE_OFFICES_T1_REGENT_RD_T1 | 496569134 | SP Energy Networks open data (API key): NDP SPM primary-group polygons + Capacity Heatmaps Information Model SPM + LTDS appendices 3/6 + NSHR
2606 | 37.2 | MERSEYSIDE SHIP REPAIRERS LTD, SYREN STREET | LIVERPOOL | L20 8JA | Liverpool |  | Warehouse And Premises | industrial | 1 | 1266.7 | 13635 | GIA | 37000 | Bibbys T1 / Inland Revenue Offices T1 / Regent Rd T1 | inside-area | 0.45 | BOOTLE GT2A / BURLINGTON ST GT1 / LISTER DV A GT2 | LISTER DRIVE | SPM | 5.4 | primary | 5.38 | Green | 17.5 | 12.12 | thermal | 0 | 0 | 1.2 | 0 | 3 | BOOTLE GT2A / BURLINGTON ST GT1 / LISTER DV A GT2 | 61.868 | GREEN | 0 |  |  | 0 | 0 | 0 | 17.5 |  |  |  |  | Green (Over 5% headroom) | 38503 | 100 | 2.01 | 32 | 54 | 2132147 | [9 empty] | Lister Drive | LISTER DRIVE | 2 | 114 | 114 | 0 | 57 | 20 | 2026-09 | [12 empty] | 53.4383 | -2.9927 | SPM-BIBBYS_T1_INLAND_REVENUE_OFFICES_T1_REGENT_RD_T1 | 6993947000 | SP Energy Networks open data (API key): NDP SPM primary-group polygons + Capacity Heatmaps Information Model SPM + LTDS appendices 3/6 + NSHR
2607 | 37.2 | 40-58, FORTH STREET | LIVERPOOL | L20 8JW | Liverpool |  | Warehouse And Premises | industrial | 1 | 1260.91 | 13572 | GIA | 35000 | Bibbys T1 / Inland Revenue Offices T1 / Regent Rd T1 | inside-area | 0.49 | BOOTLE GT2A / BURLINGTON ST GT1 / LISTER DV A GT2 | LISTER DRIVE | SPM | 5.4 | primary | 5.38 | Green | 17.5 | 12.12 | thermal | 0 | 0 | 1.2 | 0 | 3 | BOOTLE GT2A / BURLINGTON ST GT1 / LISTER DV A GT2 | 61.868 | GREEN | 0 |  |  | 0 | 0 | 0 | 17.5 |  |  |  |  | Green (Over 5% headroom) | 38503 | 100 | 2 | 32 | 54 | 2132210 | [9 empty] | Lister Drive | LISTER DRIVE | 2 | 114 | 114 | 0 | 57 | 20 | 2026-09 | 38252579 | General Industrial and Special Industrial Groups | 1173 | C | Natural Gas | 3 |  | Heating and Natural Ventilation | 2024-04-23 |  | 0.5 | FALSE | 53.4395 | -2.9943 | SPM-BIBBYS_T1_INLAND_REVENUE_OFFICES_T1_REGENT_RD_T1 | 6666207000 | SP Energy Networks open data (API key): NDP SPM primary-group polygons + Capacity Heatmaps Information Model SPM + LTDS appendices 3/6 + NSHR
2608 | 37.2 | VICTORIA PRINTING, DERBY ROAD | LIVERPOOL | L20 1AB | Liverpool |  | Workshop And Premises | industrial | 1 | 1251.43 | 13470 | GIA | 66000 | Bibbys T1 / Inland Revenue Offices T1 / Regent Rd T1 | inside-area | 0.44 | BOOTLE GT2A / BURLINGTON ST GT1 / LISTER DV A GT2 | LISTER DRIVE | SPM | 5.4 | primary | 5.38 | Green | 17.5 | 12.12 | thermal | 0 | 0 | 1.2 | 0 | 3 | BOOTLE GT2A / BURLINGTON ST GT1 / LISTER DV A GT2 | 61.868 | GREEN | 0 |  |  | 0 | 0 | 0 | 17.5 |  |  |  |  | Green (Over 5% headroom) | 38503 | 100 | 1.99 | 56 | 54 | 2132312 | [9 empty] | Lister Drive | LISTER DRIVE | 2 | 114 | 114 | 0 | 57 | 20 | 2026-09 | 38216326 | Storage or Distribution | 1307 | C | Natural Gas | 3 |  | Heating and Natural Ventilation | 2023-03-22 |  | 0.67 | FALSE | 53.4327 | -2.9932 | SPM-BIBBYS_T1_INLAND_REVENUE_OFFICES_T1_REGENT_RD_T1 | 372721000 | SP Energy Networks open data (API key): NDP SPM primary-group polygons + Capacity Heatmaps Information Model SPM + LTDS appendices 3/6 + NSHR
2609 | 37.2 | 76-76A, FORTH STREET | LIVERPOOL | L20 8JW | Liverpool |  | Warehouse And Premises | industrial | 1 | 1233.65 | 13279 | GIA | 64000 | Bibbys T1 / Inland Revenue Offices T1 / Regent Rd T1 | inside-area | 0.49 | BOOTLE GT2A / BURLINGTON ST GT1 / LISTER DV A GT2 | LISTER DRIVE | SPM | 5.4 | primary | 5.38 | Green | 17.5 | 12.12 | thermal | 0 | 0 | 1.2 | 0 | 3 | BOOTLE GT2A / BURLINGTON ST GT1 / LISTER DV A GT2 | 61.868 | GREEN | 0 |  |  | 0 | 0 | 0 | 17.5 |  |  |  |  | Green (Over 5% headroom) | 38503 | 100 | 1.96 | 31 | 54 | 2132503 | [9 empty] | Lister Drive | LISTER DRIVE | 2 | 114 | 114 | 0 | 57 | 20 | 2026-09 | 38252579 | General Industrial and Special Industrial Groups | 1173 | C | Natural Gas | 3 |  | Heating and Natural Ventilation | 2024-04-23 |  | 1 | FALSE | 53.4395 | -2.9943 | SPM-BIBBYS_T1_INLAND_REVENUE_OFFICES_T1_REGENT_RD_T1 | 1072726000 | SP Energy Networks open data (API key): NDP SPM primary-group polygons + Capacity Heatmaps Information Model SPM + LTDS appendices 3/6 + NSHR
2610 | 37.2 | GREENWAY ENVIRONMENTAL, REDFERN STREET | LIVERPOOL | L20 8JB | Liverpool |  | Factory And Premises | industrial | 1 | 1217.87 | 13109 | GIA | 61500 | Bibbys T1 / Inland Revenue Offices T1 / Regent Rd T1 | inside-area | 0.53 | BOOTLE GT2A / BURLINGTON ST GT1 / LISTER DV A GT2 | LISTER DRIVE | SPM | 5.4 | primary | 5.38 | Green | 17.5 | 12.12 | thermal | 0 | 0 | 1.2 | 0 | 3 | BOOTLE GT2A / BURLINGTON ST GT1 / LISTER DV A GT2 | 61.868 | GREEN | 0 |  |  | 0 | 0 | 0 | 17.5 |  |  |  |  | Green (Over 5% headroom) | 38503 | 100 | 1.94 | 73 | 54 | 2132673 | [9 empty] | Lister Drive | LISTER DRIVE | 2 | 114 | 114 | 0 | 57 | 20 | 2026-09 | 38125223 | B1 Offices and Workshop businesses | 543 | D | Natural Gas | 3 |  | Heating and Natural Ventilation | 2019-06-18 |  | 1 | FALSE | 53.4362 | -2.9899 | SPM-BIBBYS_T1_INLAND_REVENUE_OFFICES_T1_REGENT_RD_T1 | 13082517000 | SP Energy Networks open data (API key): NDP SPM primary-group polygons + Capacity Heatmaps Information Model SPM + LTDS appendices 3/6 + NSHR
2611 | 37.2 | WAREHOUSE A & B, DUNNETT STREET | LIVERPOOL | L20 8DR | Liverpool |  | Warehouse And Premises | industrial | 1 | 1204.79 | 12968 | GIA | 28500 | Bibbys T1 / Inland Revenue Offices T1 / Regent Rd T1 | inside-area | 0.3 | BOOTLE GT2A / BURLINGTON ST GT1 / LISTER DV A GT2 | LISTER DRIVE | SPM | 5.4 | primary | 5.38 | Green | 17.5 | 12.12 | thermal | 0 | 0 | 1.2 | 0 | 3 | BOOTLE GT2A / BURLINGTON ST GT1 / LISTER DV A GT2 | 61.868 | GREEN | 0 |  |  | 0 | 0 | 0 | 17.5 |  |  |  |  | Green (Over 5% headroom) | 38503 | 100 | 1.91 | 30 | 54 | 2132814 | [9 empty] | Lister Drive | LISTER DRIVE | 2 | 114 | 114 | 0 | 57 | 20 | 2026-09 | [12 empty] | 53.4382 | -2.9971 | SPM-BIBBYS_T1_INLAND_REVENUE_OFFICES_T1_REGENT_RD_T1 | 6738667000 | SP Energy Networks open data (API key): NDP SPM primary-group polygons + Capacity Heatmaps Information Model SPM + LTDS appendices 3/6 + NSHR
2612 | 37.2 | EXTRA GAS CNR CLYDE STREET, FORTH STREET | LIVERPOOL | L20 8JJ | Liverpool |  | Workshop And Premises | industrial | 1 | 1180 | 12701 | OTH | 9700 | Bibbys T1 / Inland Revenue Offices T1 / Regent Rd T1 | inside-area | 0.38 | BOOTLE GT2A / BURLINGTON ST GT1 / LISTER DV A GT2 | LISTER DRIVE | SPM | 5.4 | primary | 5.38 | Green | 17.5 | 12.12 | thermal | 0 | 0 | 1.2 | 0 | 3 | BOOTLE GT2A / BURLINGTON ST GT1 / LISTER DV A GT2 | 61.868 | GREEN | 0 |  |  | 0 | 0 | 0 | 17.5 |  |  |  |  | Green (Over 5% headroom) | 38503 | 100 | 1.88 | 53 | 54 | 2133081 | [9 empty] | Lister Drive | LISTER DRIVE | 2 | 114 | 114 | 0 | 57 | 20 | 2026-09 |  | B8 Storage or Distribution | 1400 | D | Natural Gas | 3 |  | Heating and Natural Ventilation | 2022-01-06 |  | 0.5 | FALSE | 53.4377 | -2.9932 | SPM-BIBBYS_T1_INLAND_REVENUE_OFFICES_T1_REGENT_RD_T1 | 9716183000 | SP Energy Networks open data (API key): NDP SPM primary-group polygons + Capacity Heatmaps Information Model SPM + LTDS appendices 3/6 + NSHR
2613 | 37.2 | 9, EFFINGHAM STREET | BOOTLE | L20 8JX | Sefton |  | Warehouse And Premises | industrial | 1 | 1143.16 | 12305 | GIA | 16250 | Bibbys T1 / Inland Revenue Offices T1 / Regent Rd T1 | inside-area | 0.82 | BOOTLE GT2A / BURLINGTON ST GT1 / LISTER DV A GT2 | LISTER DRIVE | SPM | 5.4 | primary | 5.38 | Green | 17.5 | 12.12 | thermal | 0 | 0 | 1.2 | 0 | 3 | BOOTLE GT2A / BURLINGTON ST GT1 / LISTER DV A GT2 | 61.868 | GREEN | 0 |  |  | 0 | 0 | 0 | 17.5 |  |  |  |  | Green (Over 5% headroom) | 38503 | 100 | 1.82 | 29 | 54 | 2133477 | [9 empty] | Lister Drive | LISTER DRIVE | 2 | 114 | 114 | 0 | 57 | 20 | 2026-09 | 41210656 | Storage or Distribution | 3902 | C | Grid Supplied Electricity | 3 |  | Heating and Natural Ventilation | 2026-08-27 |  | 1 | FALSE | 53.4428 | -3.0001 | SPM-BIBBYS_T1_INLAND_REVENUE_OFFICES_T1_REGENT_RD_T1 | 5136457000 | SP Energy Networks open data (API key): NDP SPM primary-group polygons + Capacity Heatmaps Information Model SPM + LTDS appendices 3/6 + NSHR
2614 | 37.2 | UNIT 1 REGENT WORKS, IRLAM ROAD | BOOTLE | L20 4AA | Sefton | PROCELL DIRECT | Workshop And Premises | industrial | 1 | 1108.45 | 11931 | GIA | 32000 | Bibbys T1 / Inland Revenue Offices T1 / Regent Rd T1 | inside-area | 0.33 | BOOTLE GT2A / BURLINGTON ST GT1 / LISTER DV A GT2 | LISTER DRIVE | SPM | 5.4 | primary | 5.38 | Green | 17.5 | 12.12 | thermal | 0 | 0 | 1.2 | 0 | 3 | BOOTLE GT2A / BURLINGTON ST GT1 / LISTER DV A GT2 | 61.868 | GREEN | 0 |  |  | 0 | 0 | 0 | 17.5 |  |  |  |  | Green (Over 5% headroom) | 38503 | 100 | 1.76 | 50 | 54 | 2133851 | [9 empty] | Lister Drive | LISTER DRIVE | 2 | 114 | 114 | 0 | 57 | 20 | 2026-09 | [12 empty] | 53.4384 | -2.9965 | SPM-BIBBYS_T1_INLAND_REVENUE_OFFICES_T1_REGENT_RD_T1 | 518407134 | SP Energy Networks open data (API key): NDP SPM primary-group polygons + Capacity Heatmaps Information Model SPM + LTDS appendices 3/6 + NSHR
2615 | 37.2 | 118, BRASENOSE ROAD | LIVERPOOL | L20 8HT | Liverpool |  | Warehouse And Premises | industrial | 1 | 1105.76 | 11902 | GIA | 41000 | Bibbys T1 / Inland Revenue Offices T1 / Regent Rd T1 | inside-area | 0.58 | BOOTLE GT2A / BURLINGTON ST GT1 / LISTER DV A GT2 | LISTER DRIVE | SPM | 5.4 | primary | 5.38 | Green | 17.5 | 12.12 | thermal | 0 | 0 | 1.2 | 0 | 3 | BOOTLE GT2A / BURLINGTON ST GT1 / LISTER DV A GT2 | 61.868 | GREEN | 0 |  |  | 0 | 0 | 0 | 17.5 |  |  |  |  | Green (Over 5% headroom) | 38503 | 100 | 1.76 | 28 | 54 | 2133880 | [9 empty] | Lister Drive | LISTER DRIVE | 2 | 114 | 114 | 0 | 57 | 20 | 2026-09 | [12 empty] | 53.44 | -2.9931 | SPM-BIBBYS_T1_INLAND_REVENUE_OFFICES_T1_REGENT_RD_T1 | 47212134 | SP Energy Networks open data (API key): NDP SPM primary-group polygons + Capacity Heatmaps Information Model SPM + LTDS appendices 3/6 + NSHR
2616 | 37.2 | 43, ST JOHNS ROAD | LIVERPOOL | L20 8AU | Liverpool |  | Workshop And Premises | industrial | 1 | 1100.6 | 11847 | GIA | 63500 | Bibbys T1 / Inland Revenue Offices T1 / Regent Rd T1 | inside-area | 0.55 | BOOTLE GT2A / BURLINGTON ST GT1 / LISTER DV A GT2 | LISTER DRIVE | SPM | 5.4 | primary | 5.38 | Green | 17.5 | 12.12 | thermal | 0 | 0 | 1.2 | 0 | 3 | BOOTLE GT2A / BURLINGTON ST GT1 / LISTER DV A GT2 | 61.868 | GREEN | 0 |  |  | 0 | 0 | 0 | 17.5 |  |  |  |  | Green (Over 5% headroom) | 38503 | 100 | 1.75 | 50 | 54 | 2133935 | [9 empty] | Lister Drive | LISTER DRIVE | 2 | 114 | 114 | 0 | 57 | 20 | 2026-09 | [12 empty] | 53.4391 | -2.9919 | SPM-BIBBYS_T1_INLAND_REVENUE_OFFICES_T1_REGENT_RD_T1 | 7939035000 | SP Energy Networks open data (API key): NDP SPM primary-group polygons + Capacity Heatmaps Information Model SPM + LTDS appendices 3/6 + NSHR
2617 | 37.2 | 4-6, FORTH STREET | LIVERPOOL | L20 8JJ | Liverpool |  | Timber Store And Premises | industrial | 1 | 1090.74 | 11741 | GIA | 29500 | Bibbys T1 / Inland Revenue Offices T1 / Regent Rd T1 | inside-area | 0.38 | BOOTLE GT2A / BURLINGTON ST GT1 / LISTER DV A GT2 | LISTER DRIVE | SPM | 5.4 | primary | 5.38 | Green | 17.5 | 12.12 | thermal | 0 | 0 | 1.2 | 0 | 3 | BOOTLE GT2A / BURLINGTON ST GT1 / LISTER DV A GT2 | 61.868 | GREEN | 0 |  |  | 0 | 0 | 0 | 17.5 |  |  |  |  | Green (Over 5% headroom) | 38503 | 100 | 1.73 | 27 | 54 | 2134041 | [9 empty] | Lister Drive | LISTER DRIVE | 2 | 114 | 114 | 0 | 57 | 20 | 2026-09 |  | B8 Storage or Distribution | 1400 | D | Natural Gas | 3 |  | Heating and Natural Ventilation | 2022-01-06 |  | 0.5 | FALSE | 53.4377 | -2.9932 | SPM-BIBBYS_T1_INLAND_REVENUE_OFFICES_T1_REGENT_RD_T1 | 1359125000 | SP Energy Networks open data (API key): NDP SPM primary-group polygons + Capacity Heatmaps Information Model SPM + LTDS appendices 3/6 + NSHR
2618 | 37.2 | UNIT A, WESTPORT BUSINESS COMPLEX, BANKHALL LANE | LIVERPOOL | L20 8EW | Liverpool |  | Workshop And Premises | industrial | 1 | 1035.84 | 11150 | GIA | 32000 | Bibbys T1 / Inland Revenue Offices T1 / Regent Rd T1 | inside-area | 0.49 | BOOTLE GT2A / BURLINGTON ST GT1 / LISTER DV A GT2 | LISTER DRIVE | SPM | 5.4 | primary | 5.38 | Green | 17.5 | 12.12 | thermal | 0 | 0 | 1.2 | 0 | 3 | BOOTLE GT2A / BURLINGTON ST GT1 / LISTER DV A GT2 | 61.868 | GREEN | 0 |  |  | 0 | 0 | 0 | 17.5 |  |  |  |  | Green (Over 5% headroom) | 38503 | 100 | 1.65 | 47 | 54 | 2134632 | [9 empty] | Lister Drive | LISTER DRIVE | 2 | 114 | 114 | 0 | 57 | 20 | 2026-09 | 38348679 | B8 Storage or Distribution | 1404 | C | Grid Supplied Electricity | 3 |  | Heating and Natural Ventilation | 2014-06-23 |  | 1 | FALSE | 53.4327 | -2.9922 | SPM-BIBBYS_T1_INLAND_REVENUE_OFFICES_T1_REGENT_RD_T1 | 14484170000 | SP Energy Networks open data (API key): NDP SPM primary-group polygons + Capacity Heatmaps Information Model SPM + LTDS appendices 3/6 + NSHR
2619 | 37.2 | 1, BIRCHALL STREET | LIVERPOOL | L20 8PD | Liverpool | STANLEY STEEL | Workshop And Premises | industrial | 1 | 1011.49 | 10888 | GIA | 14750 | Bibbys T1 / Inland Revenue Offices T1 / Regent Rd T1 | inside-area | 0.59 | BOOTLE GT2A / BURLINGTON ST GT1 / LISTER DV A GT2 | LISTER DRIVE | SPM | 5.4 | primary | 5.38 | Green | 17.5 | 12.12 | thermal | 0 | 0 | 1.2 | 0 | 3 | BOOTLE GT2A / BURLINGTON ST GT1 / LISTER DV A GT2 | 61.868 | GREEN | 0 |  |  | 0 | 0 | 0 | 17.5 |  |  |  |  | Green (Over 5% headroom) | 38503 | 100 | 1.61 | 46 | 54 | 2134894 | [9 empty] | Lister Drive | LISTER DRIVE | 2 | 114 | 114 | 0 | 57 | 20 | 2026-09 | 38017299 | B2 to B7 General Industrial and Special Industrial Groups | 1146 | E | Grid Supplied Electricity | 3 |  | Heating and Natural Ventilation | 2022-05-24 |  | 1 | FALSE | 53.4318 | -2.9917 | SPM-BIBBYS_T1_INLAND_REVENUE_OFFICES_T1_REGENT_RD_T1 | 2229602000 | SP Energy Networks open data (API key): NDP SPM primary-group polygons + Capacity Heatmaps Information Model SPM + LTDS appendices 3/6 + NSHR
2620 | 37.1 | 3RD FLR AT 2, RENSHAW STREET | LIVERPOOL | L1 2SJ | Liverpool |  | Offices And Premises | office | 2 | 3063.53 | 32976 | NIA | 417000 | Cable St T1 / Gradwell St T2 / Oldham Place T2 | inside-area | 0.49 | BURLINGTON ST GT2 / LISTER DV B GT1 / PARADISE ST GT1 | LISTER DRIVE | SPM | 5.3 | primary | 5.263 | Green | 20 | 14.737 | thermal | 0 | 0 | 9 | 0 | 4.1 | BURLINGTON ST GT2 / LISTER DV B GT1 / PARADISE ST GT1 | 59.6 | GREEN | 0 |  |  | 0 | 0 | 0 | 20 |  |  |  |  | Green (Over 5% headroom) | 37790 | 100 | 4.87 | 214 | 5 | 119433 | [9 empty] | Lister Drive | LISTER DRIVE | 2 | 114 | 114 | 0 | 57 | 20 | 2026-09 | [12 empty] | 53.4031 | -2.976 | SPM-CABLE_ST_T1_GRADWELL_ST_T2_OLDHAM_PLACE_T2 | 13705679000;13705698000 | SP Energy Networks open data (API key): NDP SPM primary-group polygons + Capacity Heatmaps Information Model SPM + LTDS appendices 3/6 + NSHR
2621 | 37.1 | ELECTRICITY HOUSE, WREXHAM ROAD | WREXHAM | LL14 4DS | Wrexham | MANWEB | Offices And Premises | office | 1 | 2504.44 | 26958 | NIA | 137000 | Legacy Local T1 | inside-area | 1.41 | LEGACY LOCAL GT2 / NEWTOWN GT2 / OSWESTRY GT8 / WELSHPOOL GT1 | LEGACY | SPM | 5.3 | primary | 5.27 | Green | 7.5 | 2.23 | thermal | 0 | 0 | 0 | 0 | 4.9 | LEGACY LOCAL GT2 / NEWTOWN GT2 / OSWESTRY GT8 / WELSHPOOL GT1 | 60.6676 | GREEN | 0 |  |  | 0 | 0 | 0 | 7.5 |  |  |  |  | Green (Over 5% headroom) | 37790 | 100 | 3.98 | 175 | 0 | 0 | [9 empty] | Legacy | LEGACY | 5 | 1714 | 1714 | 0 | 0 | 0 | 2024-08 | [12 empty] | 53.0218 | -3.0375 | SPM-LEGACY_LOCAL_T1 | 1046130000 | SP Energy Networks open data (API key): NDP SPM primary-group polygons + Capacity Heatmaps Information Model SPM + LTDS appendices 3/6 + NSHR
2622 | 37.1 | COMPUTER CENTRE ROYAL ATE, SEEL STREET | LIVERPOOL | L1 4AZ | Liverpool |  | Offices And Premises | office | 1 | 2100.9 | 22614 | NIA | 231000 | Cable St T1 / Gradwell St T2 / Oldham Place T2 | inside-area | 0.34 | BURLINGTON ST GT2 / LISTER DV B GT1 / PARADISE ST GT1 | LISTER DRIVE | SPM | 5.3 | primary | 5.263 | Green | 20 | 14.737 | thermal | 0 | 0 | 9 | 0 | 4.1 | BURLINGTON ST GT2 / LISTER DV B GT1 / PARADISE ST GT1 | 59.6 | GREEN | 0 |  |  | 0 | 0 | 0 | 20 |  |  |  |  | Green (Over 5% headroom) | 37790 | 100 | 3.34 | 147 | 5 | 129795 | [9 empty] | Lister Drive | LISTER DRIVE | 2 | 114 | 114 | 0 | 57 | 20 | 2026-09 | [12 empty] | 53.402 | -2.9785 | SPM-CABLE_ST_T1_GRADWELL_ST_T2_OLDHAM_PLACE_T2 | 509282134 | SP Energy Networks open data (API key): NDP SPM primary-group polygons + Capacity Heatmaps Information Model SPM + LTDS appendices 3/6 + NSHR
2623 | 37.1 | UNIT 11, WINCHAM AVENUE | NORTHWICH | CW9 6GB | Cheshire West And Chester |  | Warehouse And Premises | industrial | 1 | 1836.37 | 19767 | GIA | 124000 | Wincham T1 | inside-area | 0.36 | HARTFORD GT1 / LOSTOCK GT2 / WINSFORD GT1 / WINSFORD GT2 | CARRINGTON - FIDDLERS FERRY | SPM | 5.3 | primary | 5.272 | Green | 7.5 | 2.228 | thermal | 0 | 0 | 0 | 0 | 4.9 | HARTFORD GT1 / LOSTOCK GT2 / WINSFORD GT1 / WINSFORD GT2 | 35.88 | GREEN | 0 |  |  | 0 | 0 | 0 | 7.5 |  |  |  |  | Green (Over 5% headroom) | 37790 | 100 | 2.92 | 46 | 8 | 482656 | [9 empty] | Fiddlers Ferry | CARRINGTON | 5 | 2186.9 | 2186.9 | 0 | 0 | 930 | 2026-05 | 10013203085 | Offices and Workshop Businesses | 3417 | B | Grid Supplied Electricity | 3 |  | Mixed-mode with Natural Ventilation | 2024-11-04 |  | 1 | FALSE | 53.2726 | -2.4814 | SPM-WINCHAM_T1 | 6272960000 | SP Energy Networks open data (API key): NDP SPM primary-group polygons + Capacity Heatmaps Information Model SPM + LTDS appendices 3/6 + NSHR
2624 | 37.1 | BASEMENT & 1ST - 3RD FLRS 13, DUKE STREET | LIVERPOOL | L1 5AP | Liverpool |  | Warehouse And Premises | industrial | 1 | 1327.3 | 14287 | GIA | 18250 | Cable St T1 / Gradwell St T2 / Oldham Place T2 | inside-area | 0.08 | BURLINGTON ST GT2 / LISTER DV B GT1 / PARADISE ST GT1 | LISTER DRIVE | SPM | 5.3 | primary | 5.263 | Green | 20 | 14.737 | thermal | 0 | 0 | 9 | 0 | 4.1 | BURLINGTON ST GT2 / LISTER DV B GT1 / PARADISE ST GT1 | 59.6 | GREEN | 0 |  |  | 0 | 0 | 0 | 20 |  |  |  |  | Green (Over 5% headroom) | 37790 | 100 | 2.11 | 33 | 5 | 138122 | [9 empty] | Lister Drive | LISTER DRIVE | 2 | 114 | 114 | 0 | 57 | 20 | 2026-09 | [12 empty] | 53.4023 | -2.9835 | SPM-CABLE_ST_T1_GRADWELL_ST_T2_OLDHAM_PLACE_T2 | 7161753000 | SP Energy Networks open data (API key): NDP SPM primary-group polygons + Capacity Heatmaps Information Model SPM + LTDS appendices 3/6 + NSHR
2625 | 37.1 | INDUSTRIAL DOOR DEVELOPMENTS LTD OFF, CHAPEL STREET | NORTHWICH | CW9 6DA | Cheshire West And Chester |  | Workshop And Premises | industrial | 1 | 1226.84 | 13206 | GIA | 70000 | Wincham T1 | inside-area | 0.59 | HARTFORD GT1 / LOSTOCK GT2 / WINSFORD GT1 / WINSFORD GT2 | CARRINGTON - FIDDLERS FERRY | SPM | 5.3 | primary | 5.272 | Green | 7.5 | 2.228 | thermal | 0 | 0 | 0 | 0 | 4.9 | HARTFORD GT1 / LOSTOCK GT2 / WINSFORD GT1 / WINSFORD GT2 | 35.88 | GREEN | 0 |  |  | 0 | 0 | 0 | 7.5 |  |  |  |  | Green (Over 5% headroom) | 37790 | 100 | 1.95 | 55 | 8 | 489217 | [9 empty] | Fiddlers Ferry | CARRINGTON | 5 | 2186.9 | 2186.9 | 0 | 0 | 930 | 2026-05 | 100012605655 | General Industrial and Special Industrial Groups | 1265 | C | Natural Gas | 3 |  | Heating and Natural Ventilation | 2024-07-25 |  | 0.75 | FALSE | 53.2722 | -2.4934 | SPM-WINCHAM_T1 | 14234603000 | SP Energy Networks open data (API key): NDP SPM primary-group polygons + Capacity Heatmaps Information Model SPM + LTDS appendices 3/6 + NSHR
2626 | 37.1 | VEHICLE REPAIR GARAGE, WINCHAM LANE | NORTHWICH | CW9 6DE | Cheshire West And Chester |  | Vehicle Repair Workshop And Premises | industrial | 1 | 1108.29 | 11930 | GIA | 49250 | Wincham T1 | inside-area | 0.08 | HARTFORD GT1 / LOSTOCK GT2 / WINSFORD GT1 / WINSFORD GT2 | CARRINGTON - FIDDLERS FERRY | SPM | 5.3 | primary | 5.272 | Green | 7.5 | 2.228 | thermal | 0 | 0 | 0 | 0 | 4.9 | HARTFORD GT1 / LOSTOCK GT2 / WINSFORD GT1 / WINSFORD GT2 | 35.88 | GREEN | 0 |  |  | 0 | 0 | 0 | 7.5 |  |  |  |  | Green (Over 5% headroom) | 37790 | 100 | 1.76 | 50 | 8 | 490493 | [9 empty] | Fiddlers Ferry | CARRINGTON | 5 | 2186.9 | 2186.9 | 0 | 0 | 930 | 2026-05 | [12 empty] | 53.2741 | -2.4849 | SPM-WINCHAM_T1 | 5722021000 | SP Energy Networks open data (API key): NDP SPM primary-group polygons + Capacity Heatmaps Information Model SPM + LTDS appendices 3/6 + NSHR
2627 | 37.1 | PLAS ACTON GARAGE, PLAS ACTON ROAD, PANDY LANE | WREXHAM | LL11 2UA | Wrexham |  | Car Showroom And Premises | bigbox | 1 | 2586.21 | 27838 | GIA | 156000 | Pandy T1 / Pandy T2 | inside-area | 0.45 | BRYMBO GT1 / LEGACY LOCAL GT1 / MARCHWIEL GT1 / MARCHWIEL GT2 / WREXHAM GT1 | LEGACY | SPM | 1.6 | primary | 1.597 | Green | 10 | 8.403 | thermal | 0 | 0 | 0 | 0 | -0.2 | BRYMBO GT1 / LEGACY LOCAL GT1 / MARCHWIEL GT1 / MARCHWIEL GT2 / WREXHAM GT1 | 41.8508 | GREEN | 1.6 |  |  | 0 | 0 | 0 | 10 |  |  |  |  | Green (Over 5% headroom) | 11408 | 41 | 4.11 | 233 | 8 | 170914 | [9 empty] | Legacy | LEGACY | 5 | 1714 | 1714 | 0 | 0 | 0 | 2024-08 | [12 empty] | 53.0696 | -2.9914 | SPM-PANDY_T1_PANDY_T2 | 3309888000 | SP Energy Networks open data (API key): NDP SPM primary-group polygons + Capacity Heatmaps Information Model SPM + LTDS appendices 3/6 + NSHR
2628 | 37.1 | WREXHAM VOLKSWAGEN, RHOSDDU INDUSTRIAL ESTATE | WREXHAM | LL11 4YL | Wrexham |  | Car Showroom And Premises | bigbox | 1 | 2511.68 | 27035 | GIA | 151000 | Pandy T1 / Pandy T2 | inside-area | 1.35 | BRYMBO GT1 / LEGACY LOCAL GT1 / MARCHWIEL GT1 / MARCHWIEL GT2 / WREXHAM GT1 | LEGACY | SPM | 1.6 | primary | 1.597 | Green | 10 | 8.403 | thermal | 0 | 0 | 0 | 0 | -0.2 | BRYMBO GT1 / LEGACY LOCAL GT1 / MARCHWIEL GT1 / MARCHWIEL GT2 / WREXHAM GT1 | 41.8508 | GREEN | 1.6 |  |  | 0 | 0 | 0 | 10 |  |  |  |  | Green (Over 5% headroom) | 11408 | 42 | 3.99 | 226 | 8 | 171717 | [9 empty] | Legacy | LEGACY | 5 | 1714 | 1714 | 0 | 0 | 0 | 2024-08 | [12 empty] | 53.065 | -3.005 | SPM-PANDY_T1_PANDY_T2 | 9549228000 | SP Energy Networks open data (API key): NDP SPM primary-group polygons + Capacity Heatmaps Information Model SPM + LTDS appendices 3/6 + NSHR
2629 | 37 | HAFREN FURNISHERS, LLANGURIG ROAD | LLANIDLOES | SY18 6ES | Powys 1 (Montgomeryshire) |  | Showroom And Premises | bigbox | 1 | 5078.12 | 54660 | GIA | 93500 | Llanidloes T1 / Llanidloes T2 | inside-area | 1.1 | LEGACY LOCAL GT2 / NEWTOWN GT2 / OSWESTRY GT8 / WELSHPOOL GT1 | LEGACY | SPM | 1.5 | primary | 1.52 | Green | 5.7 | 4.144 | thermal | 0.1 | 0.3 | 0 | 0.4 | 0.2 | LEGACY LOCAL GT2 / NEWTOWN GT2 / OSWESTRY GT8 / WELSHPOOL GT1 | 60.6676 | GREEN | 0 |  |  | 0 | 0 | 0 | 5.7 |  |  |  |  | Green (Over 5% headroom) | 10695 | 20 | 8.07 | 457 | 4 | 108027 | [9 empty] | Trawsfynydd | LEGACY | 5 | 1714 | 1714 | 0 | 0 | 0 | 2024-08 | [12 empty] | 52.4463 | -3.5417 | SPM-LLANIDLOES_T1_LLANIDLOES_T2 | 156620206 | SP Energy Networks open data (API key): NDP SPM primary-group polygons + Capacity Heatmaps Information Model SPM + LTDS appendices 3/6 + NSHR
2630 | 37 | KENT SUPPLIES, MOLD ROAD | WREXHAM | LL11 4AF | Wrexham |  | Builders Merchants & Premises | bigbox | 1 | 3010.4 | 32404 | GIA | 71500 | Gwersyllt T1 | inside-area | 0.66 | BRYMBO GT1 / LEGACY LOCAL GT1 / MARCHWIEL GT1 / MARCHWIEL GT2 / WREXHAM GT1 | LEGACY | SPM | 1.5 | primary | 1.462 | Green | 7.5 | 6.038 | thermal | 0 | 0 | 0 | 0 | -0.2 | BRYMBO GT1 / LEGACY LOCAL GT1 / MARCHWIEL GT1 / MARCHWIEL GT2 / WREXHAM GT1 | 41.8508 | GREEN | 1.6 |  |  | 0 | 0 | 0 | 7.5 |  |  |  |  | Green (Over 5% headroom) | 10695 | 33 | 4.78 | 271 | 1 | 16196 | [9 empty] | Legacy | LEGACY | 5 | 1714 | 1714 | 0 | 0 | 0 | 2024-08 | [12 empty] | 53.0757 | -3.0217 | SPM-GWERSYLLT_T1 | 7059959000 | SP Energy Networks open data (API key): NDP SPM primary-group polygons + Capacity Heatmaps Information Model SPM + LTDS appendices 3/6 + NSHR
2631 | 36.9 | EMPLOYMENT SERVICES, ST CHADS DRIVE | LIVERPOOL | L32 8RE | Knowsley |  | Offices And Premises | office | 1 | 1303.7 | 14033 | NIA | 73500 | Kirkby Central T1 / Northwood T1 / Tower Hill (Bank La) T1 / Westvale T1 | inside-area | 0.15 | GILLMOSS GT1 / KIRKBY GT2 / SIMONSWOOD GT1 | KIRKBY | SPM | 9.7 | primary | 9.6936 | Green | 30 | 20.3064 | thermal | 0 | 0 | 0 | 0 | 5.1 | GILLMOSS GT1 / KIRKBY GT2 / SIMONSWOOD GT1 | 37.36 | GREEN | 0 |  |  | 0 | 0 | 0 | 30 |  |  |  |  | Green (Over 5% headroom) | 69162 | 100 | 2.07 | 91 | 9 | 1740599 | [9 empty] | Kirkby (_D) | KIRKBY | 4 | 514 | 514 | 400 | 0 | 0 | 2027-08 | [12 empty] | 53.4826 | -2.8844 | SPM-KIRKBY_CENTRAL_T1_NORTHWOOD_T1_TOWER_HILL_BANK_LA_T1_WESTVAL | 2585076000 | SP Energy Networks open data (API key): NDP SPM primary-group polygons + Capacity Heatmaps Information Model SPM + LTDS appendices 3/6 + NSHR
2632 | 36.9 | CP PHARMACEUTICALS / WOCKHARDT UK LTD, ASH ROAD (NORTH), INDUSTRIAL ESTATE | WREXHAM | LL13 9UF | Wrexham |  | Factory And Premises | industrial | 1 | 19292.77 | 207665 | GIA | 400000 | Ash Rd T1 / Kelloggs (Wrexham) T1 / Kelloggs (Wrexham) T2 | inside-area | 0.26 | BRYMBO GT1 / LEGACY LOCAL GT1 / MARCHWIEL GT1 / MARCHWIEL GT2 / WREXHAM GT1 | LEGACY | SPM | 5.2 | primary | 5.2336 | Green | 20 | 14.7664 | thermal | 0 | 0 | 0 | 0 | 3.5 | BRYMBO GT1 / LEGACY LOCAL GT1 / MARCHWIEL GT1 / MARCHWIEL GT2 / WREXHAM GT1 | 41.8508 | GREEN | 1.6 |  |  | 0 | 0 | 0 | 20 |  |  |  |  | Green (Over 5% headroom) | 37077 | 18 | 30.66 | 1158 | 37 | 5073650 | [9 empty] | Legacy | LEGACY | 5 | 1714 | 1714 | 0 | 0 | 0 | 2024-08 | [12 empty] | 53.0485 | -2.9274 | SPM-ASH_RD_T1_KELLOGGS_WREXHAM_T1_KELLOGGS_WREXHAM_T2 | 9328876000 | SP Energy Networks open data (API key): NDP SPM primary-group polygons + Capacity Heatmaps Information Model SPM + LTDS appendices 3/6 + NSHR
2633 | 36.9 | MEZZANINE & 1ST FLR TITHEBARN HOUSE 1-5, TITHEBARN STREET | LIVERPOOL | L2 2NZ | Liverpool |  | Offices And Premises | office | 3 | 6497.96 | 69943 | NIA | 990500 | Daily Post & Echo T1 / Daily Post & Echo T2 | inside-area | 0.27 | BURLINGTON ST GT2 / LISTER DV B GT1 / PARADISE ST GT1 | LISTER DRIVE | SPM | 5.2 | primary | 5.16 | Green | 8.7 | 3.54 | thermal | 0 | 0 | 0 | 0 | 4.7 | BURLINGTON ST GT2 / LISTER DV B GT1 / PARADISE ST GT1 | 59.6 | GREEN | 0 |  |  | 0 | 0 | 0 | 8.7 |  |  |  |  | Green (Over 5% headroom) | 37077 | 53 | 10.33 | 455 | 10 | 355533 | [9 empty] | Lister Drive | LISTER DRIVE | 2 | 114 | 114 | 0 | 57 | 20 | 2026-09 | [12 empty] | 53.4083 | -2.9924 | SPM-DAILY_POST_ECHO_T1_DAILY_POST_ECHO_T2 | 14318131000;14525147000;13603377000 | SP Energy Networks open data (API key): NDP SPM primary-group polygons + Capacity Heatmaps Information Model SPM + LTDS appendices 3/6 + NSHR
2634 | 36.9 | 4TH FLR SHANNON COURT 10, PRINCES PARADE | LIVERPOOL | L3 1QP | Liverpool |  | Offices And Premises | office | 2 | 4655.21 | 50108 | GIA | 780000 | Daily Post & Echo T1 / Daily Post & Echo T2 | inside-area | 0.2 | BURLINGTON ST GT2 / LISTER DV B GT1 / PARADISE ST GT1 | LISTER DRIVE | SPM | 5.2 | primary | 5.16 | Green | 8.7 | 3.54 | thermal | 0 | 0 | 0 | 0 | 4.7 | BURLINGTON ST GT2 / LISTER DV B GT1 / PARADISE ST GT1 | 59.6 | GREEN | 0 |  |  | 0 | 0 | 0 | 8.7 |  |  |  |  | Green (Over 5% headroom) | 37077 | 74 | 7.4 | 326 | 10 | 375368 | [9 empty] | Lister Drive | LISTER DRIVE | 2 | 114 | 114 | 0 | 57 | 20 | 2026-09 |  | B1 Offices and Workshop businesses | 7852 | D | Natural Gas | 4 |  | Air Conditioning | 2021-08-09 |  | 1 | FALSE | 53.4088 | -2.9993 | SPM-DAILY_POST_ECHO_T1_DAILY_POST_ECHO_T2 | 14371351000;14371355000 | SP Energy Networks open data (API key): NDP SPM primary-group polygons + Capacity Heatmaps Information Model SPM + LTDS appendices 3/6 + NSHR
2635 | 36.9 | 5, OLD CHURCH YARD | LIVERPOOL | L2 8TX | Liverpool |  | Offices And Premises | office | 1 | 2925.94 | 31495 | NIA | 248000 | Daily Post & Echo T1 / Daily Post & Echo T2 | inside-area | 0.24 | BURLINGTON ST GT2 / LISTER DV B GT1 / PARADISE ST GT1 | LISTER DRIVE | SPM | 5.2 | primary | 5.16 | Green | 8.7 | 3.54 | thermal | 0 | 0 | 0 | 0 | 4.7 | BURLINGTON ST GT2 / LISTER DV B GT1 / PARADISE ST GT1 | 59.6 | GREEN | 0 |  |  | 0 | 0 | 0 | 8.7 |  |  |  |  | Green (Over 5% headroom) | 37077 | 100 | 4.65 | 205 | 10 | 393981 | [9 empty] | Lister Drive | LISTER DRIVE | 2 | 114 | 114 | 0 | 57 | 20 | 2026-09 | 38201924 | Offices and Workshop Businesses | 3263 | C | Natural Gas | 4 |  | Heating and Natural Ventilation | 2024-02-27 |  | 0.75 | FALSE | 53.4072 | -2.9943 | SPM-DAILY_POST_ECHO_T1_DAILY_POST_ECHO_T2 | 32575000 | SP Energy Networks open data (API key): NDP SPM primary-group polygons + Capacity Heatmaps Information Model SPM + LTDS appendices 3/6 + NSHR
2636 | 36.9 | UNIT M 2ND FLR, REDWITHER TOWER | WREXHAM | LL13 9XT | Wrexham |  | Offices And Premises | office | 1 | 2546.52 | 27410 | NIA | 153000 | Ash Rd T1 / Kelloggs (Wrexham) T1 / Kelloggs (Wrexham) T2 | inside-area | 0.87 | BRYMBO GT1 / LEGACY LOCAL GT1 / MARCHWIEL GT1 / MARCHWIEL GT2 / WREXHAM GT1 | LEGACY | SPM | 5.2 | primary | 5.2336 | Green | 20 | 14.7664 | thermal | 0 | 0 | 0 | 0 | 3.5 | BRYMBO GT1 / LEGACY LOCAL GT1 / MARCHWIEL GT1 / MARCHWIEL GT2 / WREXHAM GT1 | 41.8508 | GREEN | 1.6 |  |  | 0 | 0 | 0 | 20 |  |  |  |  | Green (Over 5% headroom) | 37077 | 100 | 4.05 | 178 | 37 | 5253905 | [9 empty] | Legacy | LEGACY | 5 | 1714 | 1714 | 0 | 0 | 0 | 2024-08 | [12 empty] | 53.045 | -2.9195 | SPM-ASH_RD_T1_KELLOGGS_WREXHAM_T1_KELLOGGS_WREXHAM_T2 | 14808900000 | SP Energy Networks open data (API key): NDP SPM primary-group polygons + Capacity Heatmaps Information Model SPM + LTDS appendices 3/6 + NSHR
2637 | 36.9 | CMA CGM (UK) LTD 1ST & PT 2ND FLRS 12, PRINCES PARADE | LIVERPOOL | L3 1DL | Liverpool |  | Offices And Premises | office | 1 | 2546.1 | 27406 | NIA | 422500 | Daily Post & Echo T1 / Daily Post & Echo T2 | inside-area | 0.24 | BURLINGTON ST GT2 / LISTER DV B GT1 / PARADISE ST GT1 | LISTER DRIVE | SPM | 5.2 | primary | 5.16 | Green | 8.7 | 3.54 | thermal | 0 | 0 | 0 | 0 | 4.7 | BURLINGTON ST GT2 / LISTER DV B GT1 / PARADISE ST GT1 | 59.6 | GREEN | 0 |  |  | 0 | 0 | 0 | 8.7 |  |  |  |  | Green (Over 5% headroom) | 37077 | 100 | 4.05 | 178 | 10 | 398070 | [9 empty] | Lister Drive | LISTER DRIVE | 2 | 114 | 114 | 0 | 57 | 20 | 2026-09 | 38252627 | B1 Offices and Workshop businesses | 6975 | D | Natural Gas | 4 |  | Air Conditioning | 2020-12-03 |  | 0.67 | FALSE | 53.4076 | -2.999 | SPM-DAILY_POST_ECHO_T1_DAILY_POST_ECHO_T2 | 4147867000 | SP Energy Networks open data (API key): NDP SPM primary-group polygons + Capacity Heatmaps Information Model SPM + LTDS appendices 3/6 + NSHR
2638 | 36.9 | SUITE 12A1 12A2 & 12B1 12TH FLR, THE PLAZA 100, OLD HALL STREET | LIVERPOOL | L3 9QJ | Liverpool |  | Offices And Premises | office | 1 | 2050.79 | 22074 | NIA | 350000 | Daily Post & Echo T1 / Daily Post & Echo T2 | inside-area | 0.24 | BURLINGTON ST GT2 / LISTER DV B GT1 / PARADISE ST GT1 | LISTER DRIVE | SPM | 5.2 | primary | 5.16 | Green | 8.7 | 3.54 | thermal | 0 | 0 | 0 | 0 | 4.7 | BURLINGTON ST GT2 / LISTER DV B GT1 / PARADISE ST GT1 | 59.6 | GREEN | 0 |  |  | 0 | 0 | 0 | 8.7 |  |  |  |  | Green (Over 5% headroom) | 37077 | 100 | 3.26 | 144 | 10 | 403402 | [9 empty] | Lister Drive | LISTER DRIVE | 2 | 114 | 114 | 0 | 57 | 20 | 2026-09 | 38301131 | B1 Offices and Workshop businesses | 3039 | C | Grid Supplied Electricity | 4 | 2 | Air Conditioning | 2022-05-27 |  | 1 | FALSE | 53.4109 | -2.9947 | SPM-DAILY_POST_ECHO_T1_DAILY_POST_ECHO_T2 | 14468308000 | SP Energy Networks open data (API key): NDP SPM primary-group polygons + Capacity Heatmaps Information Model SPM + LTDS appendices 3/6 + NSHR
2639 | 36.9 | J B FABRICATION (WREXHAM) LTD, BRYN LANE, INDUSTRIAL ESTATE | WREXHAM | LL13 9UT | Wrexham |  | Workshop And Premises | industrial | 1 | 1605.32 | 17280 | GIA | 69000 | Ash Rd T1 / Kelloggs (Wrexham) T1 / Kelloggs (Wrexham) T2 | inside-area | 1.15 | BRYMBO GT1 / LEGACY LOCAL GT1 / MARCHWIEL GT1 / MARCHWIEL GT2 / WREXHAM GT1 | LEGACY | SPM | 5.2 | primary | 5.2336 | Green | 20 | 14.7664 | thermal | 0 | 0 | 0 | 0 | 3.5 | BRYMBO GT1 / LEGACY LOCAL GT1 / MARCHWIEL GT1 / MARCHWIEL GT2 / WREXHAM GT1 | 41.8508 | GREEN | 1.6 |  |  | 0 | 0 | 0 | 20 |  |  |  |  | Green (Over 5% headroom) | 37077 | 100 | 2.55 | 72 | 37 | 5264035 | [9 empty] | Legacy | LEGACY | 5 | 1714 | 1714 | 0 | 0 | 0 | 2024-08 | 10090396812 | B8 Storage or Distribution | 430 | E | Grid Supplied Electricity | 3 |  | Heating and Natural Ventilation | 2014-10-27 |  | 1 | FALSE | 53.0482 | -2.9141 | SPM-ASH_RD_T1_KELLOGGS_WREXHAM_T1_KELLOGGS_WREXHAM_T2 | 7160653000 | SP Energy Networks open data (API key): NDP SPM primary-group polygons + Capacity Heatmaps Information Model SPM + LTDS appendices 3/6 + NSHR
2640 | 36.9 | UNIT 41A, ABENBURY WAY, INDUSTRIAL ESTATE | WREXHAM | LL13 9JT | Wrexham |  | Factory And Premises | industrial | 1 | 1392 | 14983 | GIA | 61000 | Ash Rd T1 / Kelloggs (Wrexham) T1 / Kelloggs (Wrexham) T2 | inside-area | 0.19 | BRYMBO GT1 / LEGACY LOCAL GT1 / MARCHWIEL GT1 / MARCHWIEL GT2 / WREXHAM GT1 | LEGACY | SPM | 5.2 | primary | 5.2336 | Green | 20 | 14.7664 | thermal | 0 | 0 | 0 | 0 | 3.5 | BRYMBO GT1 / LEGACY LOCAL GT1 / MARCHWIEL GT1 / MARCHWIEL GT2 / WREXHAM GT1 | 41.8508 | GREEN | 1.6 |  |  | 0 | 0 | 0 | 20 |  |  |  |  | Green (Over 5% headroom) | 37077 | 100 | 2.21 | 84 | 37 | 5266332 | [9 empty] | Legacy | LEGACY | 5 | 1714 | 1714 | 0 | 0 | 0 | 2024-08 | [12 empty] | 53.0471 | -2.9294 | SPM-ASH_RD_T1_KELLOGGS_WREXHAM_T1_KELLOGGS_WREXHAM_T2 | 7229266000 | SP Energy Networks open data (API key): NDP SPM primary-group polygons + Capacity Heatmaps Information Model SPM + LTDS appendices 3/6 + NSHR
2641 | 36.9 | UNIT 7, BRIDGE ROAD, INDUSTRIAL ESTATE | WREXHAM | LL13 9PN | Wrexham |  | Warehouse And Premises | industrial | 1 | 1355.29 | 14588 | GIA | 50000 | Bicc Wrexham T1 / Marchwiel T1 / Wie Central T1 | inside-area | 0.21 | BRYMBO GT1 / LEGACY LOCAL GT1 / MARCHWIEL GT1 / MARCHWIEL GT2 / WREXHAM GT1 | LEGACY | SPM | 5.2 | primary | 5.226 | Green | 20 | 14.774 | thermal | 0 | 0 | 0 | 0 | 4.3 | BRYMBO GT1 / LEGACY LOCAL GT1 / MARCHWIEL GT1 / MARCHWIEL GT2 / WREXHAM GT1 | 41.8508 | GREEN | 1.6 |  |  | 0 | 0 | 0 | 20 |  |  |  |  | Green (Over 5% headroom) | 37077 | 100 | 2.15 | 34 | 0 | 0 | [9 empty] | Legacy | LEGACY | 5 | 1714 | 1714 | 0 | 0 | 0 | 2024-08 |  | B8 Storage or Distribution | 1175 | A | Grid Supplied Electricity | 5 |  | Air Conditioning | 2023-06-23 |  | 1 | FALSE | 53.042 | -2.9193 | SPM-BICC_WREXHAM_T1_MARCHWIEL_T1_WIE_CENTRAL_T1 | 14738720000 | SP Energy Networks open data (API key): NDP SPM primary-group polygons + Capacity Heatmaps Information Model SPM + LTDS appendices 3/6 + NSHR
2642 | 36.9 | RUSSELL HOUSE, ABBEY ROAD, INDUSTRIAL ESTATE | WREXHAM | LL13 9RX | Wrexham |  | Factory And Premises | industrial | 1 | 1055.48 | 11361 | GIA | 50500 | Ash Rd T1 / Kelloggs (Wrexham) T1 / Kelloggs (Wrexham) T2 | inside-area | 0.7 | BRYMBO GT1 / LEGACY LOCAL GT1 / MARCHWIEL GT1 / MARCHWIEL GT2 / WREXHAM GT1 | LEGACY | SPM | 5.2 | primary | 5.2336 | Green | 20 | 14.7664 | thermal | 0 | 0 | 0 | 0 | 3.5 | BRYMBO GT1 / LEGACY LOCAL GT1 / MARCHWIEL GT1 / MARCHWIEL GT2 / WREXHAM GT1 | 41.8508 | GREEN | 1.6 |  |  | 0 | 0 | 0 | 20 |  |  |  |  | Green (Over 5% headroom) | 37077 | 100 | 1.68 | 63 | 37 | 5269954 | [9 empty] | Legacy | LEGACY | 5 | 1714 | 1714 | 0 | 0 | 0 | 2024-08 | 10091698488 | B2 to B7 General Industrial and Special Industrial Groups | 640 | E | Natural Gas | 3 |  | Heating and Natural Ventilation | 2021-08-18 |  | 0.5 | FALSE | 53.0494 | -2.9209 | SPM-ASH_RD_T1_KELLOGGS_WREXHAM_T1_KELLOGGS_WREXHAM_T2 | 7937227000 | SP Energy Networks open data (API key): NDP SPM primary-group polygons + Capacity Heatmaps Information Model SPM + LTDS appendices 3/6 + NSHR
2643 | 36.9 | PART GND M1 & M2, RED WITHER TOWERS | WREXHAM | LL13 9UE | Wrexham |  | Factory And Premises | industrial | 1 | 1025.12 | 11034 | GIA | 21500 | Ash Rd T1 / Kelloggs (Wrexham) T1 / Kelloggs (Wrexham) T2 | inside-area | 0.91 | BRYMBO GT1 / LEGACY LOCAL GT1 / MARCHWIEL GT1 / MARCHWIEL GT2 / WREXHAM GT1 | LEGACY | SPM | 5.2 | primary | 5.2336 | Green | 20 | 14.7664 | thermal | 0 | 0 | 0 | 0 | 3.5 | BRYMBO GT1 / LEGACY LOCAL GT1 / MARCHWIEL GT1 / MARCHWIEL GT2 / WREXHAM GT1 | 41.8508 | GREEN | 1.6 |  |  | 0 | 0 | 0 | 20 |  |  |  |  | Green (Over 5% headroom) | 37077 | 100 | 1.63 | 62 | 37 | 5270281 | [9 empty] | Legacy | LEGACY | 5 | 1714 | 1714 | 0 | 0 | 0 | 2024-08 | 10091696758 | B8 Storage or Distribution | 3440 | A | Natural Gas | 5 | 2 | Air Conditioning | 2018-11-09 |  | 0.5 | FALSE | 53.0468 | -2.9179 | SPM-ASH_RD_T1_KELLOGGS_WREXHAM_T1_KELLOGGS_WREXHAM_T2 | 9094915000 | SP Energy Networks open data (API key): NDP SPM primary-group polygons + Capacity Heatmaps Information Model SPM + LTDS appendices 3/6 + NSHR
2644 | 36.9 | HANSON CEMENT, BORRAS AIRFIELD | WREXHAM | LL13 9SA | Wrexham |  | Warehouse And Premises | industrial | 1 | 1001.94 | 10785 | GIA | 40000 | Ash Rd T1 / Kelloggs (Wrexham) T1 / Kelloggs (Wrexham) T2 | inside-area | 2.19 | BRYMBO GT1 / LEGACY LOCAL GT1 / MARCHWIEL GT1 / MARCHWIEL GT2 / WREXHAM GT1 | LEGACY | SPM | 5.2 | primary | 5.2336 | Green | 20 | 14.7664 | thermal | 0 | 0 | 0 | 0 | 3.5 | BRYMBO GT1 / LEGACY LOCAL GT1 / MARCHWIEL GT1 / MARCHWIEL GT2 / WREXHAM GT1 | 41.8508 | GREEN | 1.6 |  |  | 0 | 0 | 0 | 20 |  |  |  |  | Green (Over 5% headroom) | 37077 | 100 | 1.59 | 25 | 37 | 5270530 | [9 empty] | Legacy | LEGACY | 5 | 1714 | 1714 | 0 | 0 | 0 | 2024-08 | [12 empty] | 53.0603 | -2.9574 | SPM-ASH_RD_T1_KELLOGGS_WREXHAM_T1_KELLOGGS_WREXHAM_T2 | 8101152000 | SP Energy Networks open data (API key): NDP SPM primary-group polygons + Capacity Heatmaps Information Model SPM + LTDS appendices 3/6 + NSHR
2645 | 36.9 | FOUR OAKS DIRECT, FARM LANE | MACCLESFIELD | SK11 9DU | Cheshire East |  | Garden Centre, Auction Rooms And Premises | bigbox | 1 | 5116.85 | 55077 | NIA | 74500 | Holmes Chapel T1 | inside-area | 4.53 | ELWORTH GT1 / ELWORTH GT2 / KNUTSFORD GT1 / KNUTSFORD GT2 | CARRINGTON - FIDDLERS FERRY | SPM | 1.4 | primary | 1.42 | Green | 7.5 | 6.08 | thermal | 0 | 1 | 0 | 1 | 0 | ELWORTH GT1 / ELWORTH GT2 / KNUTSFORD GT1 / KNUTSFORD GT2 | 26.603 | GREEN | 0 |  |  | 0 | 0 | 0 | 7.5 |  |  |  |  | Green (Over 5% headroom) | 9982 | 18 | 8.13 | 461 | 3 | 63677 | [9 empty] | Fiddlers Ferry | CARRINGTON | 5 | 2186.9 | 2186.9 | 0 | 0 | 930 | 2026-05 | [12 empty] | 53.2297 | -2.2972 | SPM-HOLMES_CHAPEL_T1 | 5623404000 | SP Energy Networks open data (API key): NDP SPM primary-group polygons + Capacity Heatmaps Information Model SPM + LTDS appendices 3/6 + NSHR
2646 | 36.9 | DW SPORTS FITNESS UNIT 5, MILVERNY WAY, RAVENHEAD RETAIL PARK | ST HELENS | WA9 1JF | St Helens |  | Leisure Centre And Premises | bigbox | 1 | 4142.1 | 44585 | GIA | 228000 | Lea Green T1 / Pilkingtons Ho T1 / Ravenhead Retail Pk T1 / Somerfield Distribution T1 | inside-area | 2.34 | BOLD G2B / RAVENHEAD G1A2 / ST HELENS GT2A | RAINHILL | SPM | 1.4 | primary | 1.3736 | Green | 20 | 18.6264 | thermal | 0 | 0 | 0 | 0 | -2.6 | BOLD G4B / RAVENHEAD G1A2 / ST HELENS GT2A | 20.6708 | GREEN | 0 |  |  | 0 | 0 | 0 | 20 |  |  |  |  | Green (Over 5% headroom) | 9982 | 22 | 6.58 | 331 | 11 | 2779097 | [9 empty] | Rainhill | RAINHILL | 1 | 85.5 | 85.5 | 0 | 0 | 57 | 2026-09 | 39077502 | D2 General Assembly and Leisure plus Night Clubs and Theatres | 4247 | B | Natural Gas | 3 | 2 | Air Conditioning | 2019-05-28 |  | 1 | FALSE | 53.4442 | -2.7332 | SPM-LEA_GREEN_T1_PILKINGTONS_HO_T1_RAVENHEAD_RETAIL_PK_T1_SOMERF | 12819348000 | SP Energy Networks open data (API key): NDP SPM primary-group polygons + Capacity Heatmaps Information Model SPM + LTDS appendices 3/6 + NSHR
2647 | 36.9 | SPORTS DIRECT 15-17, KING STREET | ST HELENS | WA10 2JZ | St Helens |  | Retail Warehouse And Premises | bigbox | 1 | 3825 | 41172 | NIA | 395000 | Chalon Way T1 / Technology Campus T1 / Woodville St T1 | inside-area | 0.69 | RAVENHEAD G1A1 / ST HELENS GT2B / WINDLE GT1 | RAINHILL | SPM | 1.4 | primary | 1.43 | Green | 9.1 | 7.67 | thermal | 0 | 0 | 0 | 0 | -0.4 | RAVENHEAD G1A1 / ST HELENS GT2B / WINDLE GT1 | 26.66 | GREEN | 17.1 |  |  | 0 | 0 | 0 | 9.1 |  |  |  |  | Green (Over 5% headroom) | 9982 | 24 | 6.08 | 344 | 17 | 639122 | [9 empty] | Rainhill | RAINHILL | 1 | 85.5 | 85.5 | 0 | 0 | 57 | 2026-09 | [12 empty] | 53.4549 | -2.741 | SPM-CHALON_WAY_T1_TECHNOLOGY_CAMPUS_T1_WOODVILLE_ST_T1 | 10022923000 | SP Energy Networks open data (API key): NDP SPM primary-group polygons + Capacity Heatmaps Information Model SPM + LTDS appendices 3/6 + NSHR
2648 | 36.9 | WATTS CLIFT WAY | ST HELENS | WA9 1JL | St Helens | MATALAN | Retail Warehouse And Premises | bigbox | 1 | 3300.4 | 35525 | GIA | 342500 | Chalon Way T1 / Technology Campus T1 / Woodville St T1 | inside-area | 0.3 | RAVENHEAD G1A1 / ST HELENS GT2B / WINDLE GT1 | RAINHILL | SPM | 1.4 | primary | 1.43 | Green | 9.1 | 7.67 | thermal | 0 | 0 | 0 | 0 | -0.4 | RAVENHEAD G1A1 / ST HELENS GT2B / WINDLE GT1 | 26.66 | GREEN | 17.1 |  |  | 0 | 0 | 0 | 9.1 |  |  |  |  | Green (Over 5% headroom) | 9982 | 28 | 5.24 | 297 | 17 | 644769 | [9 empty] | Rainhill | RAINHILL | 1 | 85.5 | 85.5 | 0 | 0 | 57 | 2026-09 | 39077456 | A3/A4/A5 Restaurant and Cafes/Drinking Establishments and Hot Food takeaways | 222 | C | Grid Supplied Electricity | 3 |  | Air Conditioning | 2014-06-04 |  | 1 | FALSE | 53.451 | -2.7284 | SPM-CHALON_WAY_T1_TECHNOLOGY_CAMPUS_T1_WOODVILLE_ST_T1 | 1480518000 | SP Energy Networks open data (API key): NDP SPM primary-group polygons + Capacity Heatmaps Information Model SPM + LTDS appendices 3/6 + NSHR
2649 | 36.9 | UNIT 1A, ST HELENS RETAIL PARK, WARRINGTON NEW ROAD | ST HELENS | WA9 1JJ | St Helens |  | Retail Warehouse And Premises | bigbox | 1 | 2471.3 | 26601 | GIA | 280000 | Chalon Way T1 / Technology Campus T1 / Woodville St T1 | inside-area | 0.38 | RAVENHEAD G1A1 / ST HELENS GT2B / WINDLE GT1 | RAINHILL | SPM | 1.4 | primary | 1.43 | Green | 9.1 | 7.67 | thermal | 0 | 0 | 0 | 0 | -0.4 | RAVENHEAD G1A1 / ST HELENS GT2B / WINDLE GT1 | 26.66 | GREEN | 17.1 |  |  | 0 | 0 | 0 | 9.1 |  |  |  |  | Green (Over 5% headroom) | 9982 | 38 | 3.93 | 222 | 17 | 653693 | [9 empty] | Rainhill | RAINHILL | 1 | 85.5 | 85.5 | 0 | 0 | 57 | 2026-09 | [12 empty] | 53.4496 | -2.7278 | SPM-CHALON_WAY_T1_TECHNOLOGY_CAMPUS_T1_WOODVILLE_ST_T1 | 2152415000 | SP Energy Networks open data (API key): NDP SPM primary-group polygons + Capacity Heatmaps Information Model SPM + LTDS appendices 3/6 + NSHR
2650 | 36.9 | UNIT 12-12A, MILVERNY WAY, RAVENHEAD RETAIL PARK | ST HELENS | WA9 1JF | St Helens | PC WORLD/CURRYS | Retail Warehouse And Premises | bigbox | 1 | 2037.1 | 21927 | GIA | 252500 | Lea Green T1 / Pilkingtons Ho T1 / Ravenhead Retail Pk T1 / Somerfield Distribution T1 | inside-area | 2.34 | BOLD G2B / RAVENHEAD G1A2 / ST HELENS GT2A | RAINHILL | SPM | 1.4 | primary | 1.3736 | Green | 20 | 18.6264 | thermal | 0 | 0 | 0 | 0 | -2.6 | BOLD G4B / RAVENHEAD G1A2 / ST HELENS GT2A | 20.6708 | GREEN | 0 |  |  | 0 | 0 | 0 | 20 |  |  |  |  | Green (Over 5% headroom) | 9982 | 46 | 3.24 | 183 | 11 | 2801755 | [9 empty] | Rainhill | RAINHILL | 1 | 85.5 | 85.5 | 0 | 0 | 57 | 2026-09 | 39077507 | Retail/Financial and Professional Services | 2731 | B | Natural Gas | 3 |  | Air Conditioning | 2025-02-19 |  | 1 | FALSE | 53.4442 | -2.7332 | SPM-LEA_GREEN_T1_PILKINGTONS_HO_T1_RAVENHEAD_RETAIL_PK_T1_SOMERF | 10629566000 | SP Energy Networks open data (API key): NDP SPM primary-group polygons + Capacity Heatmaps Information Model SPM + LTDS appendices 3/6 + NSHR
2651 | 36.9 | MOTO GB LTD MILLENIUM MOTORCYCLE CENTRE, ASPINALL PLACE | ST HELENS | WA9 5PE | St Helens |  | Showroom And Premises | bigbox | 1 | 2026 | 21808 | NIA | 31500 | Lea Green T1 / Pilkingtons Ho T1 / Ravenhead Retail Pk T1 / Somerfield Distribution T1 | inside-area | 1.97 | BOLD G2B / RAVENHEAD G1A2 / ST HELENS GT2A | RAINHILL | SPM | 1.4 | primary | 1.3736 | Green | 20 | 18.6264 | thermal | 0 | 0 | 0 | 0 | -2.6 | BOLD G4B / RAVENHEAD G1A2 / ST HELENS GT2A | 20.6708 | GREEN | 0 |  |  | 0 | 0 | 0 | 20 |  |  |  |  | Green (Over 5% headroom) | 9982 | 46 | 3.22 | 182 | 11 | 2801874 | [9 empty] | Rainhill | RAINHILL | 1 | 85.5 | 85.5 | 0 | 0 | 57 | 2026-09 | [12 empty] | 53.4363 | -2.7592 | SPM-LEA_GREEN_T1_PILKINGTONS_HO_T1_RAVENHEAD_RETAIL_PK_T1_SOMERF | 7203144000 | SP Energy Networks open data (API key): NDP SPM primary-group polygons + Capacity Heatmaps Information Model SPM + LTDS appendices 3/6 + NSHR
2652 | 36.9 | UNIT H, ST HELENS RETAIL PARK, WARRINGTON NEW ROAD | ST HELENS | WA9 1JJ | St Helens |  | Retail Warehouse And Premises | bigbox | 1 | 2012.6 | 21663 | GIA | 241000 | Chalon Way T1 / Technology Campus T1 / Woodville St T1 | inside-area | 0.38 | RAVENHEAD G1A1 / ST HELENS GT2B / WINDLE GT1 | RAINHILL | SPM | 1.4 | primary | 1.43 | Green | 9.1 | 7.67 | thermal | 0 | 0 | 0 | 0 | -0.4 | RAVENHEAD G1A1 / ST HELENS GT2B / WINDLE GT1 | 26.66 | GREEN | 17.1 |  |  | 0 | 0 | 0 | 9.1 |  |  |  |  | Green (Over 5% headroom) | 9982 | 46 | 3.2 | 181 | 17 | 658631 | [9 empty] | Rainhill | RAINHILL | 1 | 85.5 | 85.5 | 0 | 0 | 57 | 2026-09 | 39070020 | A1/A2 Retail and Financial/Professional services | 592 | C | Natural Gas | 3 | 28 | Heating and Natural Ventilation | 2018-09-20 |  | 0.8 | FALSE | 53.4496 | -2.7278 | SPM-CHALON_WAY_T1_TECHNOLOGY_CAMPUS_T1_WOODVILLE_ST_T1 | 614855137 | SP Energy Networks open data (API key): NDP SPM primary-group polygons + Capacity Heatmaps Information Model SPM + LTDS appendices 3/6 + NSHR
2653 | 36.7 | SUITE 1.11 SOUTH HARRINGTON BUILDING 182, SEFTON STREET, BRUNSWICK BUSINESS PARK | LIVERPOOL | L70 1AX | Liverpool |  | Offices And Premises | office | 1 | 1718.5 | 18498 | NIA | 184000 | Beaumont St T1 / Dingle Vale T1 / Lark La T1 / Mdhb Brunswick Dock T1 | inside-area | 2.57 | LISTER DV B GT3 / SPARLING ST GT1 / WAVERTREE GT2 | LISTER DRIVE | SPM | 9.5 | primary | 9.49 | Green | 30 | 20.51 | thermal | 0 | 0 | 0 | 0 | 7.9 | LISTER DV B GT3 / SPARLING ST GT1 / WAVERTREE GT2 | 51.671 | GREEN | 0 |  |  | 0 | 0 | 0 | 30 |  |  |  |  | Green (Over 5% headroom) | 67736 | 100 | 2.73 | 120 | 14 | 530882 | [9 empty] | Lister Drive | LISTER DRIVE | 2 | 114 | 114 | 0 | 57 | 20 | 2026-09 | [12 empty] | 53.3801 | -2.9761 | SPM-BEAUMONT_ST_T1_DINGLE_VALE_T1_LARK_LA_T1_MDHB_BRUNSWICK_DOCK | 7308771000 | SP Energy Networks open data (API key): NDP SPM primary-group polygons + Capacity Heatmaps Information Model SPM + LTDS appendices 3/6 + NSHR
2654 | 36.7 | 222-236, TOWER STREET, BRUNSWICK BUSINESS PARK | LIVERPOOL | L3 4BT | Liverpool |  | Offices And Premises | office | 1 | 1266.42 | 13632 | NIA | 178000 | Beaumont St T1 / Dingle Vale T1 / Lark La T1 / Mdhb Brunswick Dock T1 | inside-area | 2.45 | LISTER DV B GT3 / SPARLING ST GT1 / WAVERTREE GT2 | LISTER DRIVE | SPM | 9.5 | primary | 9.49 | Green | 30 | 20.51 | thermal | 0 | 0 | 0 | 0 | 7.9 | LISTER DV B GT3 / SPARLING ST GT1 / WAVERTREE GT2 | 51.671 | GREEN | 0 |  |  | 0 | 0 | 0 | 30 |  |  |  |  | Green (Over 5% headroom) | 67736 | 100 | 2.01 | 89 | 14 | 535748 | [9 empty] | Lister Drive | LISTER DRIVE | 2 | 114 | 114 | 0 | 57 | 20 | 2026-09 | [12 empty] | 53.3803 | -2.9736 | SPM-BEAUMONT_ST_T1_DINGLE_VALE_T1_LARK_LA_T1_MDHB_BRUNSWICK_DOCK | 2511138000 | SP Energy Networks open data (API key): NDP SPM primary-group polygons + Capacity Heatmaps Information Model SPM + LTDS appendices 3/6 + NSHR
2655 | 36.7 | J E B PRECISION LTD, WORKS LANE | NORTHWICH | CW9 7NW | Cheshire West And Chester |  | Workshop And Premises | industrial | 1 | 1461.92 | 15736 | GIA | 81000 | Lostock Triangle T1 | inside-area | 1.27 | ELWORTH GT1 / ELWORTH GT2 / KNUTSFORD GT1 / KNUTSFORD GT2 | CARRINGTON - FIDDLERS FERRY | SPM | 5 | primary | 5.008 | Green | 7.5 | 2.492 | thermal | 0 | 0 | 0 | 0 | 4.4 | ELWORTH GT1 / ELWORTH GT2 / KNUTSFORD GT1 / KNUTSFORD GT2 | 26.603 | GREEN | 0 |  |  | 0 | 0 | 0 | 7.5 |  |  |  |  | Green (Over 5% headroom) | 35651 | 100 | 2.32 | 66 | 11 | 367590 | [9 empty] | Fiddlers Ferry | CARRINGTON | 5 | 2186.9 | 2186.9 | 0 | 0 | 930 | 2026-05 | [12 empty] | 53.2665 | -2.478 | SPM-LOSTOCK_TRIANGLE_T1 | 3060587000 | SP Energy Networks open data (API key): NDP SPM primary-group polygons + Capacity Heatmaps Information Model SPM + LTDS appendices 3/6 + NSHR
2656 | 36.7 | ALAN'S SKIP HIRE LTD, BYE PASS ROAD | CHESTER | CH1 6LZ | Cheshire West And Chester |  | Warehouse And Premises | industrial | 1 | 1379.7 | 14851 | GIA | 51000 | Chester Gates T1 / Unilever Dunkirk T1 | inside-area | 0.54 | BROMBOROUGH GT2 / ELLESMERE PORT GT1 / HOOTON PK GT1A / HOOTON PK GT2A | CAPENHURST | SPM | 5 | primary | 5 | Green | 10 | 5 | thermal | 0 | 1.9 | 0 | 1.9 | 4.3 | BROMBOROUGH GT2 / ELLESMERE PORT GT1 / HOOTON PK GT1A / HOOTON PK GT2A | 11.703 | GREEN | 0 |  |  | 0 | 0 | 0 | 10 |  |  |  |  | Green (Over 5% headroom) | 35651 | 100 | 2.19 | 34 | 9 | 570488 | [9 empty] | Capenhurst | CAPENHURST | 4 | 896.6 | 896.6 | 0 | 0 | 304 | 2029-10 | [12 empty] | 53.2504 | -2.9288 | SPM-CHESTER_GATES_T1_UNILEVER_DUNKIRK_T1 | 8491908000 | SP Energy Networks open data (API key): NDP SPM primary-group polygons + Capacity Heatmaps Information Model SPM + LTDS appendices 3/6 + NSHR
2657 | 36.7 | JACK RICHARDS AND SON, GRIFFITHS ROAD | NORTHWICH | CW9 7NU | Cheshire West And Chester |  | Road Haulage Depot And Premises | industrial | 1 | 1353.7 | 14571 | GIA | 74000 | Lostock Triangle T1 | inside-area | 0.85 | ELWORTH GT1 / ELWORTH GT2 / KNUTSFORD GT1 / KNUTSFORD GT2 | CARRINGTON - FIDDLERS FERRY | SPM | 5 | primary | 5.008 | Green | 7.5 | 2.492 | thermal | 0 | 0 | 0 | 0 | 4.4 | ELWORTH GT1 / ELWORTH GT2 / KNUTSFORD GT1 / KNUTSFORD GT2 | 26.603 | GREEN | 0 |  |  | 0 | 0 | 0 | 7.5 |  |  |  |  | Green (Over 5% headroom) | 35651 | 100 | 2.15 | 34 | 11 | 368755 | [9 empty] | Fiddlers Ferry | CARRINGTON | 5 | 2186.9 | 2186.9 | 0 | 0 | 930 | 2026-05 | [12 empty] | 53.2675 | -2.4718 | SPM-LOSTOCK_TRIANGLE_T1 | 913300000 | SP Energy Networks open data (API key): NDP SPM primary-group polygons + Capacity Heatmaps Information Model SPM + LTDS appendices 3/6 + NSHR
2658 | 36.7 | RAF WOODVALE, FORMBY BY PASS | LIVERPOOL | L37 8ET | Sefton | WOODVALE AIRCRAFT OWNERS LTD | Warehouse And Premises | industrial | 1 | 1275.55 | 13730 | GIA | 11750 | Haskayne T1 | inside-area | 5.65 | AINTREE GT1 / FORMBY GT2A / LITHERLAND GT1B | KIRKBY | SPM | 5 | primary | 5.004 | Green | 7.5 | 2.496 | thermal | 0 | 0 | 0 | 0 | 4.7 | AINTREE GT1 / FORMBY GT2A / LITHERLAND GT1A | 24.7 | GREEN | 1.5 |  |  | 0 | 0 | 0 | 7.5 |  |  |  |  | Green (Over 5% headroom) | 35651 | 100 | 2.03 | 32 | 3 | 182953 | [9 empty] | Lister Drive | KIRKBY | 4 | 514 | 514 | 400 | 0 | 0 | 2027-08 | [12 empty] | 53.5356 | -3.0431 | SPM-HASKAYNE_T1 | 687046000 | SP Energy Networks open data (API key): NDP SPM primary-group polygons + Capacity Heatmaps Information Model SPM + LTDS appendices 3/6 + NSHR
2659 | 36.7 | 17, SUMMERWOOD LANE | ORMSKIRK | L39 8RG | West Lancashire |  | Warehouse And Premises | industrial | 1 | 1246.2 | 13414 | GIA | 29250 | Haskayne T1 | nearest-substation | 2.99 | AINTREE GT1 / FORMBY GT2A / LITHERLAND GT1B | KIRKBY | SPM | 5 | primary | 5.004 | Green | 7.5 | 2.496 | thermal | 0 | 0 | 0 | 0 | 4.7 | AINTREE GT1 / FORMBY GT2A / LITHERLAND GT1A | 24.7 | GREEN | 1.5 |  |  | 0 | 0 | 0 | 7.5 |  |  |  |  | Green (Over 5% headroom) | 35651 | 100 | 1.98 | 31 | 3 | 183269 | [9 empty] | Lister Drive | KIRKBY | 4 | 514 | 514 | 400 | 0 | 0 | 2027-08 | 100012654526 | B2 to B7 General Industrial and Special Industrial Groups | 1629 | C | Natural Gas | 3 | 1 | Heating and Natural Ventilation | 2020-06-26 |  | 1 | FALSE | 53.5849 | -2.9501 | SPM-HASKAYNE_T1 | 184551126 | SP Energy Networks open data (API key): NDP SPM primary-group polygons + Capacity Heatmaps Information Model SPM + LTDS appendices 3/6 + NSHR
2660 | 36.6 | HUWS-GRAY FITLOCK, CROESFOEL INDUSTRIAL ESTATE | WREXHAM | LL14 4BJ | Wrexham |  | Builders Merchants And Premises | bigbox | 1 | 2163.38 | 23286 | GIA | 106000 | Bersham Colliery T1 | inside-area | 0.73 | BRYMBO GT1 / LEGACY LOCAL GT1 / MARCHWIEL GT1 / MARCHWIEL GT2 / WREXHAM GT1 | LEGACY | SPM | 1.2 | primary | 1.1985 | Green | 4 | 2.8015 | thermal | 0 | 0 | 0.3 | 0 | 0.7 | BRYMBO GT1 / LEGACY LOCAL GT1 / MARCHWIEL GT1 / MARCHWIEL GT2 / WREXHAM GT1 | 41.8508 | GREEN | 1.6 |  |  | 0 | 0 | 0 | 4 |  |  |  |  | Green (Over 5% headroom) | 8556 | 37 | 3.44 | 195 | 5 | 197424 | [9 empty] | Legacy | LEGACY | 5 | 1714 | 1714 | 0 | 0 | 0 | 2024-08 | [12 empty] | 53.0305 | -3.0312 | SPM-BERSHAM_COLLIERY_T1 | 5509008000 | SP Energy Networks open data (API key): NDP SPM primary-group polygons + Capacity Heatmaps Information Model SPM + LTDS appendices 3/6 + NSHR
2661 | 36.5 | 126, SMITHDOWN ROAD | LIVERPOOL | L15 3JR | Liverpool |  | Superstore And Premises; Superstore, Petrol Filling Station And Premises | bigbox | 2 | 18982.28 | 204323 | GIA | 2910000 | Arundel T1 / Grove Pk T1 / Wavertree Vale T1 | inside-area | 0.46 | LISTER DV B GT3 / SPARLING ST GT1 / WAVERTREE GT2 | LISTER DRIVE | SPM | 7.1 | primary | 7.053 | Green | 17.5 | 10.447 | thermal | 0 | 0 | 0 | 0 | 5.4 | LISTER DV B GT3 / SPARLING ST GT1 / WAVERTREE GT2 | 51.671 | GREEN | 0 |  |  | 0 | 0 | 0 | 17.5 |  |  |  |  | Green (Over 5% headroom) | 50624 | 25 | 30.16 | 1708 | 3 | 159098 | [9 empty] | Lister Drive | LISTER DRIVE | 2 | 114 | 114 | 0 | 57 | 20 | 2026-09 | 38214491 | Retail/Financial and Professional Services | 6870 | C | Natural Gas | 4 |  | Air Conditioning | 2023-06-26 |  | 1 | FALSE | 53.3919 | -2.933 | SPM-ARUNDEL_T1_GROVE_PK_T1_WAVERTREE_VALE_T1 | 8988122000;8988122000 | SP Energy Networks open data (API key): NDP SPM primary-group polygons + Capacity Heatmaps Information Model SPM + LTDS appendices 3/6 + NSHR
2662 | 36.5 | OLD GOODS YARD, STATION ROAD | HOLYWELL | CH8 9RD | Flintshire | KENDLEY STEEL | Workshop And Premises | industrial | 1 | 1029.87 | 11085 | GIA | 34250 | Point Of Ayr Colliery T1 | inside-area | 1.04 | HOLYWELL GT1 / RHYL GT1 / ST ASAPH GT2 / ST ASAPH GT4 | CONNAHS QUAY - PENTIR - ST ASAPH | SPM | 4.9 | primary | 4.9109 | Green | 7.5 | 2.5891 | thermal | 0 | 0.1 | 0 | 0.1 | 4.4 | HOLYWELL GT1 / RHYL GT1 / ST ASAPH GT2 / ST ASAPH GT4 | 22.4768 | GREEN | 0 |  |  | 0 | 0 | 0 | 7.5 |  |  |  |  | Green (Over 5% headroom) | 34938 | 100 | 1.64 | 46 | 2 | 320685 | [9 empty] | Connahs Quay / SASA | [20 empty] | 53.3495 | -3.3206 | SPM-POINT_OF_AYR_COLLIERY_T1 | 1388436000 | SP Energy Networks open data (API key): NDP SPM primary-group polygons + Capacity Heatmaps Information Model SPM + LTDS appendices 3/6 + NSHR
2663 | 36.5 | TESCO STORES LTD, WHARF ROAD | ELLESMERE | SY12 0FE | Shropshire |  | Superstore And Premises | bigbox | 1 | 2888 | 31086 | GIA | 505000 | Ellesmere T1 / Mmb Ellesmere T1 | inside-area | 0.13 | OSWESTRY GT5 / WHITCHURCH GT1 | LEGACY | SPM | 1.1 | primary | 1.144 | Green | 9 | 7.802 | thermal | 0.1 | 0.7 | 0 | 0.8 | 0 | OSWESTRY GT5 / WHITCHURCH GT1 / WEM GT1 | 3.1024 | AMBER | 0 |  |  | 0 | 0 | 0 | 9 |  |  |  |  | Green (Over 5% headroom) | 7843 | 25 | 4.59 | 260 | 10 | 369694 | [9 empty] | Legacy | LEGACY | 5 | 1714 | 1714 | 0 | 0 | 0 | 2024-08 | [12 empty] | 52.9037 | -2.8962 | SPM-ELLESMERE_T1_MMB_ELLESMERE_T1 | 8792296000 | SP Energy Networks open data (API key): NDP SPM primary-group polygons + Capacity Heatmaps Information Model SPM + LTDS appendices 3/6 + NSHR
2664 | 36.3 | ABERLLERI BOATYARD | BORTH | SY24 5JU | Ceredigion |  | Boatyard, Workshop And Premises | industrial | 1 | 1500 | 16146 | GIA | 6400 | Aberdyfi T1 | inside-area | 3.86 | ABERYSTWYTH GT2 / RHYDLYDAN GT1 | SWANSEA NORTH | SPM | 4.7 | primary | 4.69 | Green | 7.5 | 2.81 | thermal | 0 | 0.2 | 0 | 0.2 | 4.3 | ABERYSTWYTH GT2 / RHYDLYDAN GT1 | 8.079 | GREEN | 0 |  |  | 0 | 0 | 0 | 7.5 |  |  |  |  | Green (Over 5% headroom) | 33512 | 100 | 2.38 | 68 | 1 | 14631 | [9 empty] | Trawsfynydd | SWANSEA NORTH | 10 | 2020.9 | 2020.9 | 400 | 0 | 61 | 2024-08 | [12 empty] | 52.5107 | -4.0523 | SPM-ABERDYFI_T1 | 9132122000 | SP Energy Networks open data (API key): NDP SPM primary-group polygons + Capacity Heatmaps Information Model SPM + LTDS appendices 3/6 + NSHR
2665 | 36.3 | YNYSLAS BOATYARD | BORTH | SY24 5JU | Ceredigion |  | Workshop And Premises | industrial | 1 | 1359.31 | 14631 | GIA | 27500 | Aberdyfi T1 | inside-area | 3.86 | ABERYSTWYTH GT2 / RHYDLYDAN GT1 | SWANSEA NORTH | SPM | 4.7 | primary | 4.69 | Green | 7.5 | 2.81 | thermal | 0 | 0.2 | 0 | 0.2 | 4.3 | ABERYSTWYTH GT2 / RHYDLYDAN GT1 | 8.079 | GREEN | 0 |  |  | 0 | 0 | 0 | 7.5 |  |  |  |  | Green (Over 5% headroom) | 33512 | 100 | 2.16 | 61 | 1 | 16146 | [9 empty] | Trawsfynydd | SWANSEA NORTH | 10 | 2020.9 | 2020.9 | 400 | 0 | 61 | 2024-08 | [12 empty] | 52.5107 | -4.0523 | SPM-ABERDYFI_T1 | 6983057000 | SP Energy Networks open data (API key): NDP SPM primary-group polygons + Capacity Heatmaps Information Model SPM + LTDS appendices 3/6 + NSHR
2666 | 36.3 | BUILDING 3, SUNDORNE RETAIL PARK, WHITCHURCH ROAD | SHREWSBURY | SY1 4YA | Shropshire | THE RANGE | Retail Warehouse And Premises | bigbox | 3 | 9578.1 | 103098 | GIA | 840000 | Baschurch T1 | nearest-substation | 11.95 | OSWESTRY GT5 / WHITCHURCH GT1 | LEGACY | SPM | 1 | primary | 0.998 | Green | 7.5 | 6.232 | thermal | 0.3 | 0.5 | 0.5 | 0.8 | 0.1 | OSWESTRY GT5 / WHITCHURCH GT1 / WEM GT1 | 3.1024 | AMBER | 0 |  |  | 0 | 0 | 0 | 7.5 |  |  |  |  | Green (Over 5% headroom) | 7130 | 7 | 15.22 | 862 | 64 | 1949111 | [9 empty] | Legacy | LEGACY | 5 | 1714 | 1714 | 0 | 0 | 0 | 2024-08 | 100071531850 | Retail/Financial and Professional Services | 3615 | B | Natural Gas | 3 | 2 | Air Conditioning | 2024-03-06 |  | 0.75 | FALSE | 52.7384 | -2.7191 | SPM-BASCHURCH_T1 | 168337234;168337234;7833704000 | SP Energy Networks open data (API key): NDP SPM primary-group polygons + Capacity Heatmaps Information Model SPM + LTDS appendices 3/6 + NSHR
2667 | 36.3 | TESCO EXTRA, BATTLEFIELD ROAD | SHREWSBURY | SY1 4AB | Shropshire |  | Superstore And Premises | bigbox | 1 | 7982.41 | 85922 | GIA | 1810000 | Baschurch T1 | nearest-substation | 11.6 | OSWESTRY GT5 / WHITCHURCH GT1 | LEGACY | SPM | 1 | primary | 0.998 | Green | 7.5 | 6.232 | thermal | 0.3 | 0.5 | 0.5 | 0.8 | 0.1 | OSWESTRY GT5 / WHITCHURCH GT1 / WEM GT1 | 3.1024 | AMBER | 0 |  |  | 0 | 0 | 0 | 7.5 |  |  |  |  | Green (Over 5% headroom) | 7130 | 8 | 12.68 | 718 | 64 | 1966287 | [9 empty] | Legacy | LEGACY | 5 | 1714 | 1714 | 0 | 0 | 0 | 2024-08 | 10011841326 | A1/A2 Retail and Financial/Professional services | 9012 | B | Natural Gas | 3 |  | Air Conditioning | 2019-03-26 |  | 1 | FALSE | 52.7422 | -2.7208 | SPM-BASCHURCH_T1 | 13213193000 | SP Energy Networks open data (API key): NDP SPM primary-group polygons + Capacity Heatmaps Information Model SPM + LTDS appendices 3/6 + NSHR
2668 | 36.3 | WYEVALE GARDEN CENTRE, FOREST ROAD | TARPORLEY | CW6 9EE | Cheshire West And Chester |  | Garden Centre And Premises | bigbox | 1 | 6590.6 | 70941 | NIA | 153000 | Hartford T1 | inside-area | 7.61 | HARTFORD GT1 / LOSTOCK GT2 / WINSFORD GT1 / WINSFORD GT2 | CARRINGTON - FIDDLERS FERRY | SPM | 1 | primary | 0.966 | Green | 7.5 | 6.534 | thermal | 0 | 0 | 0 | 0 | -0.6 | HARTFORD GT1 / LOSTOCK GT2 / WINSFORD GT1 / WINSFORD GT2 | 35.88 | GREEN | 0 |  |  | 0 | 0 | 0 | 7.5 |  |  |  |  | Green (Over 5% headroom) | 7130 | 10 | 10.47 | 593 | 0 | 0 | [9 empty] | Frodsham | CARRINGTON | 5 | 2186.9 | 2186.9 | 0 | 0 | 930 | 2026-05 | [12 empty] | 53.1935 | -2.6371 | SPM-HARTFORD_T1 | 282470133 | SP Energy Networks open data (API key): NDP SPM primary-group polygons + Capacity Heatmaps Information Model SPM + LTDS appendices 3/6 + NSHR
2669 | 36.3 | FURROWS LTD, BENBOW BUSINESS PARK, HARLESCOTT LANE | SHREWSBURY | SY1 3EQ | Shropshire |  | Car Showroom And Premises | bigbox | 1 | 4649.8 | 50050 | GIA | 375000 | Baschurch T1 | nearest-substation | 10.91 | OSWESTRY GT5 / WHITCHURCH GT1 | LEGACY | SPM | 1 | primary | 0.998 | Green | 7.5 | 6.232 | thermal | 0.3 | 0.5 | 0.5 | 0.8 | 0.1 | OSWESTRY GT5 / WHITCHURCH GT1 / WEM GT1 | 3.1024 | AMBER | 0 |  |  | 0 | 0 | 0 | 7.5 |  |  |  |  | Green (Over 5% headroom) | 7130 | 14 | 7.39 | 418 | 64 | 2002159 | [9 empty] | Legacy | LEGACY | 5 | 1714 | 1714 | 0 | 0 | 0 | 2024-08 | 10011838256 | Retail/Financial and Professional Services | 5286 | C | Natural Gas | 5 |  | Heating and Mechanical Ventilation | 2024-11-15 |  | 0.67 | FALSE | 52.7419 | -2.7344 | SPM-BASCHURCH_T1 | 5510476000 | SP Energy Networks open data (API key): NDP SPM primary-group polygons + Capacity Heatmaps Information Model SPM + LTDS appendices 3/6 + NSHR
2670 | 36.3 | BUYOLOGY, BRIXTON WAY | SHREWSBURY | SY1 3AZ | Shropshire |  | Retail Warehouse And Premises | bigbox | 1 | 4170.4 | 44890 | GIA | 257500 | Baschurch T1 | nearest-substation | 11.49 | OSWESTRY GT5 / WHITCHURCH GT1 | LEGACY | SPM | 1 | primary | 0.998 | Green | 7.5 | 6.232 | thermal | 0.3 | 0.5 | 0.5 | 0.8 | 0.1 | OSWESTRY GT5 / WHITCHURCH GT1 / WEM GT1 | 3.1024 | AMBER | 0 |  |  | 0 | 0 | 0 | 7.5 |  |  |  |  | Green (Over 5% headroom) | 7130 | 16 | 6.63 | 375 | 64 | 2007319 | [9 empty] | Legacy | LEGACY | 5 | 1714 | 1714 | 0 | 0 | 0 | 2024-08 | [12 empty] | 52.7367 | -2.7305 | SPM-BASCHURCH_T1 | 159675234 | SP Energy Networks open data (API key): NDP SPM primary-group polygons + Capacity Heatmaps Information Model SPM + LTDS appendices 3/6 + NSHR
2671 | 36.3 | BRIXTON WAY | SHREWSBURY | SY1 3AZ | Shropshire | MATALAN | Retail Warehouse And Premises | bigbox | 1 | 4105.87 | 44195 | GIA | 415000 | Baschurch T1 | nearest-substation | 11.49 | OSWESTRY GT5 / WHITCHURCH GT1 | LEGACY | SPM | 1 | primary | 0.998 | Green | 7.5 | 6.232 | thermal | 0.3 | 0.5 | 0.5 | 0.8 | 0.1 | OSWESTRY GT5 / WHITCHURCH GT1 / WEM GT1 | 3.1024 | AMBER | 0 |  |  | 0 | 0 | 0 | 7.5 |  |  |  |  | Green (Over 5% headroom) | 7130 | 16 | 6.52 | 370 | 64 | 2008014 | [9 empty] | Legacy | LEGACY | 5 | 1714 | 1714 | 0 | 0 | 0 | 2024-08 | 100071531553 | A1/A2 Retail and Financial/Professional services | 317 | C | Grid Supplied Electricity | 3 |  | Heating and Natural Ventilation | 2012-08-02 |  | 1 | FALSE | 52.7367 | -2.7305 | SPM-BASCHURCH_T1 | 2051957000 | SP Energy Networks open data (API key): NDP SPM primary-group polygons + Capacity Heatmaps Information Model SPM + LTDS appendices 3/6 + NSHR
2672 | 36.3 | UNIT K, ARROWPOINT RETAIL PARK, BRIXTON WAY | SHREWSBURY | SY1 3GB | Shropshire |  | Retail Warehouse And Premises | bigbox | 1 | 3897.1 | 41948 | GIA | 337500 | Baschurch T1 | nearest-substation | 11.34 | OSWESTRY GT5 / WHITCHURCH GT1 | LEGACY | SPM | 1 | primary | 0.998 | Green | 7.5 | 6.232 | thermal | 0.3 | 0.5 | 0.5 | 0.8 | 0.1 | OSWESTRY GT5 / WHITCHURCH GT1 / WEM GT1 | 3.1024 | AMBER | 0 |  |  | 0 | 0 | 0 | 7.5 |  |  |  |  | Green (Over 5% headroom) | 7130 | 17 | 6.19 | 351 | 64 | 2010261 | [9 empty] | Legacy | LEGACY | 5 | 1714 | 1714 | 0 | 0 | 0 | 2024-08 | 10011840969 | A1/A2 Retail and Financial/Professional services | 3375 | B | Natural Gas | 3 | 1 | Heating and Natural Ventilation | 2021-04-12 |  | 0.75 | FALSE | 52.7367 | -2.7335 | SPM-BASCHURCH_T1 | 5737708000 | SP Energy Networks open data (API key): NDP SPM primary-group polygons + Capacity Heatmaps Information Model SPM + LTDS appendices 3/6 + NSHR
2673 | 36.3 | UNIT 1C SUNDORNE INDUSTRIAL PARK, ARLINGTON WAY | SHREWSBURY | SY1 4YA | Shropshire |  | Leisure Centre And Premises | bigbox | 1 | 3093.26 | 33296 | GIA | 95500 | Baschurch T1 | nearest-substation | 11.95 | OSWESTRY GT5 / WHITCHURCH GT1 | LEGACY | SPM | 1 | primary | 0.998 | Green | 7.5 | 6.232 | thermal | 0.3 | 0.5 | 0.5 | 0.8 | 0.1 | OSWESTRY GT5 / WHITCHURCH GT1 / WEM GT1 | 3.1024 | AMBER | 0 |  |  | 0 | 0 | 0 | 7.5 |  |  |  |  | Green (Over 5% headroom) | 7130 | 21 | 4.92 | 247 | 64 | 2018913 | [9 empty] | Legacy | LEGACY | 5 | 1714 | 1714 | 0 | 0 | 0 | 2024-08 | 100071531991 | General Assembly and Leisure, Night Clubs, and Theatres | 3310 | B | Grid Supplied Electricity | 3 |  | Air Conditioning | 2023-05-26 |  | 1 | FALSE | 52.7384 | -2.7191 | SPM-BASCHURCH_T1 | 10952860000 | SP Energy Networks open data (API key): NDP SPM primary-group polygons + Capacity Heatmaps Information Model SPM + LTDS appendices 3/6 + NSHR
2674 | 36.3 | UNIT 1A BUILDING 1, SUNDORNE RETAIL PARK, WHITCHURCH ROAD | SHREWSBURY | SY1 4YA | Shropshire |  | Retail Warehouse And Premises | bigbox | 1 | 2949.96 | 31753 | GIA | 206000 | Baschurch T1 | nearest-substation | 11.95 | OSWESTRY GT5 / WHITCHURCH GT1 | LEGACY | SPM | 1 | primary | 0.998 | Green | 7.5 | 6.232 | thermal | 0.3 | 0.5 | 0.5 | 0.8 | 0.1 | OSWESTRY GT5 / WHITCHURCH GT1 / WEM GT1 | 3.1024 | AMBER | 0 |  |  | 0 | 0 | 0 | 7.5 |  |  |  |  | Green (Over 5% headroom) | 7130 | 22 | 4.69 | 265 | 64 | 2020456 | [9 empty] | Legacy | LEGACY | 5 | 1714 | 1714 | 0 | 0 | 0 | 2024-08 | 200000122777 | Retail/Financial and Professional Services | 2434 | C | Natural Gas | 3 |  | Heating and Natural Ventilation | 2025-09-18 |  | 1 | FALSE | 52.7384 | -2.7191 | SPM-BASCHURCH_T1 | 9842096000 | SP Energy Networks open data (API key): NDP SPM primary-group polygons + Capacity Heatmaps Information Model SPM + LTDS appendices 3/6 + NSHR
2675 | 36.3 | 3 AND 5, BATTLEFIELD ROAD | SHREWSBURY | SY1 4AF | Shropshire |  | Car Showroom And Premises | bigbox | 1 | 2871.4 | 30907 | GIA | 262500 | Baschurch T1 | nearest-substation | 11.48 | OSWESTRY GT5 / WHITCHURCH GT1 | LEGACY | SPM | 1 | primary | 0.998 | Green | 7.5 | 6.232 | thermal | 0.3 | 0.5 | 0.5 | 0.8 | 0.1 | OSWESTRY GT5 / WHITCHURCH GT1 / WEM GT1 | 3.1024 | AMBER | 0 |  |  | 0 | 0 | 0 | 7.5 |  |  |  |  | Green (Over 5% headroom) | 7130 | 23 | 4.56 | 258 | 64 | 2021302 | [9 empty] | Legacy | LEGACY | 5 | 1714 | 1714 | 0 | 0 | 0 | 2024-08 | [12 empty] | 52.7445 | -2.7203 | SPM-BASCHURCH_T1 | 14032370000 | SP Energy Networks open data (API key): NDP SPM primary-group polygons + Capacity Heatmaps Information Model SPM + LTDS appendices 3/6 + NSHR
2676 | 36.3 | RYBROOK BMW, BATTLEFIELD ROAD | SHREWSBURY | SY1 4AB | Shropshire |  | Car Showroom And Premises | bigbox | 1 | 2756.84 | 29674 | GIA | 372500 | Baschurch T1 | nearest-substation | 11.6 | OSWESTRY GT5 / WHITCHURCH GT1 | LEGACY | SPM | 1 | primary | 0.998 | Green | 7.5 | 6.232 | thermal | 0.3 | 0.5 | 0.5 | 0.8 | 0.1 | OSWESTRY GT5 / WHITCHURCH GT1 / WEM GT1 | 3.1024 | AMBER | 0 |  |  | 0 | 0 | 0 | 7.5 |  |  |  |  | Green (Over 5% headroom) | 7130 | 24 | 4.38 | 248 | 64 | 2022535 | [9 empty] | Legacy | LEGACY | 5 | 1714 | 1714 | 0 | 0 | 0 | 2024-08 | [12 empty] | 52.7422 | -2.7208 | SPM-BASCHURCH_T1 | 9323876000 | SP Energy Networks open data (API key): NDP SPM primary-group polygons + Capacity Heatmaps Information Model SPM + LTDS appendices 3/6 + NSHR
2677 | 36.3 | MERCEDES BENZ SHREWSBURY, VANGUARD WAY, BATTLEFIELD ENTERPRISE PARK | SHREWSBURY | SY1 3TG | Shropshire |  | Car Showroom And Premises | bigbox | 1 | 2687.26 | 28925 | GIA | 365000 | Baschurch T1 | nearest-substation | 11.23 | OSWESTRY GT5 / WHITCHURCH GT1 | LEGACY | SPM | 1 | primary | 0.998 | Green | 7.5 | 6.232 | thermal | 0.3 | 0.5 | 0.5 | 0.8 | 0.1 | OSWESTRY GT5 / WHITCHURCH GT1 / WEM GT1 | 3.1024 | AMBER | 0 |  |  | 0 | 0 | 0 | 7.5 |  |  |  |  | Green (Over 5% headroom) | 7130 | 25 | 4.27 | 242 | 64 | 2023284 | [9 empty] | Legacy | LEGACY | 5 | 1714 | 1714 | 0 | 0 | 0 | 2024-08 | 10014533536 | A1/A2 Retail and Financial/Professional services | 2427 | B | Grid Supplied Electricity | 4 |  | Air Conditioning | 2014-06-03 |  | 1 | FALSE | 52.7415 | -2.7287 | SPM-BASCHURCH_T1 | 9289613000 | SP Energy Networks open data (API key): NDP SPM primary-group polygons + Capacity Heatmaps Information Model SPM + LTDS appendices 3/6 + NSHR
2678 | 36.3 | WICKES, KENDAL ROAD | SHREWSBURY | SY1 4ER | Shropshire |  | Retail Warehouse And Premises | bigbox | 1 | 2313.1 | 24898 | GIA | 317500 | Baschurch T1 | nearest-substation | 11.76 | OSWESTRY GT5 / WHITCHURCH GT1 | LEGACY | SPM | 1 | primary | 0.998 | Green | 7.5 | 6.232 | thermal | 0.3 | 0.5 | 0.5 | 0.8 | 0.1 | OSWESTRY GT5 / WHITCHURCH GT1 / WEM GT1 | 3.1024 | AMBER | 0 |  |  | 0 | 0 | 0 | 7.5 |  |  |  |  | Green (Over 5% headroom) | 7130 | 29 | 3.68 | 208 | 64 | 2027311 | [9 empty] | Legacy | LEGACY | 5 | 1714 | 1714 | 0 | 0 | 0 | 2024-08 | [12 empty] | 52.7347 | -2.728 | SPM-BASCHURCH_T1 | 269248234 | SP Energy Networks open data (API key): NDP SPM primary-group polygons + Capacity Heatmaps Information Model SPM + LTDS appendices 3/6 + NSHR
2679 | 36.3 | SUPERBOWL 2000, BRIXTON WAY | SHREWSBURY | SY1 3AZ | Shropshire |  | Bowling Alley And Premises | bigbox | 1 | 2290 | 24649 | GIA | 124000 | Baschurch T1 | nearest-substation | 11.49 | OSWESTRY GT5 / WHITCHURCH GT1 | LEGACY | SPM | 1 | primary | 0.998 | Green | 7.5 | 6.232 | thermal | 0.3 | 0.5 | 0.5 | 0.8 | 0.1 | OSWESTRY GT5 / WHITCHURCH GT1 / WEM GT1 | 3.1024 | AMBER | 0 |  |  | 0 | 0 | 0 | 7.5 |  |  |  |  | Green (Over 5% headroom) | 7130 | 29 | 3.64 | 183 | 64 | 2027560 | [9 empty] | Legacy | LEGACY | 5 | 1714 | 1714 | 0 | 0 | 0 | 2024-08 | [12 empty] | 52.7367 | -2.7305 | SPM-BASCHURCH_T1 | 170585234 | SP Energy Networks open data (API key): NDP SPM primary-group polygons + Capacity Heatmaps Information Model SPM + LTDS appendices 3/6 + NSHR
2680 | 36.3 | UNIT A, VANGUARD WAY | SHREWSBURY | SY1 3TG | Shropshire |  | Car Showroom And Premises | bigbox | 1 | 2201.3 | 23695 | GIA | 272500 | Baschurch T1 | nearest-substation | 11.23 | OSWESTRY GT5 / WHITCHURCH GT1 | LEGACY | SPM | 1 | primary | 0.998 | Green | 7.5 | 6.232 | thermal | 0.3 | 0.5 | 0.5 | 0.8 | 0.1 | OSWESTRY GT5 / WHITCHURCH GT1 / WEM GT1 | 3.1024 | AMBER | 0 |  |  | 0 | 0 | 0 | 7.5 |  |  |  |  | Green (Over 5% headroom) | 7130 | 30 | 3.5 | 198 | 64 | 2028514 | [9 empty] | Legacy | LEGACY | 5 | 1714 | 1714 | 0 | 0 | 0 | 2024-08 | 10011840235 | A1/A2 Retail and Financial/Professional services | 476 | A | Natural Gas | 4 |  | Heating and Natural Ventilation | 2014-03-06 |  | 1 | FALSE | 52.7415 | -2.7287 | SPM-BASCHURCH_T1 | 6852668000 | SP Energy Networks open data (API key): NDP SPM primary-group polygons + Capacity Heatmaps Information Model SPM + LTDS appendices 3/6 + NSHR
2681 | 36.3 | UNIT E AT TRADE CENTRAL, VANGUARD WAY, BATTLEFIELD ENTERPRISE PARK | SHREWSBURY | SY1 3TG | Shropshire |  | Builders Merchants | bigbox | 1 | 2162.7 | 23279 | GIA | 172000 | Baschurch T1 | nearest-substation | 11.23 | OSWESTRY GT5 / WHITCHURCH GT1 | LEGACY | SPM | 1 | primary | 0.998 | Green | 7.5 | 6.232 | thermal | 0.3 | 0.5 | 0.5 | 0.8 | 0.1 | OSWESTRY GT5 / WHITCHURCH GT1 / WEM GT1 | 3.1024 | AMBER | 0 |  |  | 0 | 0 | 0 | 7.5 |  |  |  |  | Green (Over 5% headroom) | 7130 | 31 | 3.44 | 195 | 64 | 2028930 | [9 empty] | Legacy | LEGACY | 5 | 1714 | 1714 | 0 | 0 | 0 | 2024-08 | 10014540895 | A1/A2 Retail and Financial/Professional services | 1700 | E | Grid Supplied Electricity | 3 |  | Heating and Natural Ventilation | 2015-07-31 |  | 1 | FALSE | 52.7415 | -2.7287 | SPM-BASCHURCH_T1 | 10192933000 | SP Energy Networks open data (API key): NDP SPM primary-group polygons + Capacity Heatmaps Information Model SPM + LTDS appendices 3/6 + NSHR
2682 | 36.3 | SHUKERS LTD, BATTLEFIELD ROAD | SHREWSBURY | SY1 4AB | Shropshire |  | Car Showroom And Premises | bigbox | 1 | 2120.1 | 22821 | GIA | 229000 | Baschurch T1 | nearest-substation | 11.6 | OSWESTRY GT5 / WHITCHURCH GT1 | LEGACY | SPM | 1 | primary | 0.998 | Green | 7.5 | 6.232 | thermal | 0.3 | 0.5 | 0.5 | 0.8 | 0.1 | OSWESTRY GT5 / WHITCHURCH GT1 / WEM GT1 | 3.1024 | AMBER | 0 |  |  | 0 | 0 | 0 | 7.5 |  |  |  |  | Green (Over 5% headroom) | 7130 | 31 | 3.37 | 191 | 64 | 2029388 | [9 empty] | Legacy | LEGACY | 5 | 1714 | 1714 | 0 | 0 | 0 | 2024-08 | [12 empty] | 52.7422 | -2.7208 | SPM-BASCHURCH_T1 | 471804000 | SP Energy Networks open data (API key): NDP SPM primary-group polygons + Capacity Heatmaps Information Model SPM + LTDS appendices 3/6 + NSHR
2683 | 36.3 | JEWSON LTD, FEATHERBED LANE | SHREWSBURY | SY1 4PR | Shropshire |  | Builders Merchant And Premises | bigbox | 1 | 2111.4 | 22727 | GIA | 140000 | Baschurch T1 | nearest-substation | 12.18 | OSWESTRY GT5 / WHITCHURCH GT1 | LEGACY | SPM | 1 | primary | 0.998 | Green | 7.5 | 6.232 | thermal | 0.3 | 0.5 | 0.5 | 0.8 | 0.1 | OSWESTRY GT5 / WHITCHURCH GT1 / WEM GT1 | 3.1024 | AMBER | 0 |  |  | 0 | 0 | 0 | 7.5 |  |  |  |  | Green (Over 5% headroom) | 7130 | 31 | 3.36 | 190 | 64 | 2029482 | [9 empty] | Legacy | LEGACY | 5 | 1714 | 1714 | 0 | 0 | 0 | 2024-08 | 200000129320 | Retail/Financial and Professional Services | 1286 | E | Natural Gas | 3 |  | Heating and Natural Ventilation | 2022-08-07 |  | 0.5 | FALSE | 52.7363 | -2.7176 | SPM-BASCHURCH_T1 | 160182234 | SP Energy Networks open data (API key): NDP SPM primary-group polygons + Capacity Heatmaps Information Model SPM + LTDS appendices 3/6 + NSHR
2684 | 36.1 | CUSTOMER FOCUS CENTRE 6, CHATSWORTH STREET | LIVERPOOL | L7 6LJ | Liverpool |  | Offices And Premises | office | 1 | 1745.14 | 18785 | NIA | 104000 | Dingle T1 / Granby T1 / St James T2 | inside-area | 1.76 | LISTER DV B GT3 / SPARLING ST GT1 / WAVERTREE GT2 | LISTER DRIVE | SPM | 9.1 | primary | 9.066 | Green | 17.5 | 8.434 | thermal | 0 | 0 | 0 | 0 | 7.2 | LISTER DV B GT3 / SPARLING ST GT1 / WAVERTREE GT2 | 51.671 | GREEN | 0 |  |  | 0 | 0 | 0 | 17.5 |  |  |  |  | Green (Over 5% headroom) | 64884 | 100 | 2.77 | 122 | 9 | 335034 | [9 empty] | Lister Drive | LISTER DRIVE | 2 | 114 | 114 | 0 | 57 | 20 | 2026-09 | [12 empty] | 53.3996 | -2.9512 | SPM-DINGLE_T1_GRANBY_T1_ST_JAMES_T2 | 5011126000 | SP Energy Networks open data (API key): NDP SPM primary-group polygons + Capacity Heatmaps Information Model SPM + LTDS appendices 3/6 + NSHR
2685 | 36.1 | 60-68, DURNING ROAD | LIVERPOOL | L7 5NG | Liverpool |  | Warehouse And Premises | industrial | 1 | 1549.4 | 16678 | GIA | 68000 | Beech St T1 / Lister Dv A T2 | inside-area | 0.63 | LISTER DV B GT3 / SPARLING ST GT1 / WAVERTREE GT2 | LISTER DRIVE | SPM | 4.6 | primary | 4.6446 | Green | 8.7 | 4.0554 | thermal | 0 | 2.1 | 1.4 | 2.1 | 3.6 | LISTER DV B GT3 / SPARLING ST GT1 / WAVERTREE GT2 | 51.671 | GREEN | 0 |  |  | 0 | 0 | 0 | 8.7 |  |  |  |  | Green (Over 5% headroom) | 32799 | 100 | 2.46 | 39 | 3 | 240309 | [9 empty] | Lister Drive | LISTER DRIVE | 2 | 114 | 114 | 0 | 57 | 20 | 2026-09 |  | B2 to B7 General Industrial and Special Industrial Groups | 1500 | C | Natural Gas | 3 |  | Heating and Natural Ventilation | 2021-10-22 |  | 1 | FALSE | 53.4058 | -2.9481 | SPM-BEECH_ST_T1_LISTER_DV_A_T2 | 10116246000 | SP Energy Networks open data (API key): NDP SPM primary-group polygons + Capacity Heatmaps Information Model SPM + LTDS appendices 3/6 + NSHR
2686 | 36.1 | BRYN WAREHOUSE | CAERNARFON | LL55 1TU | Gwynedd |  | Warehouse And Premises | industrial | 1 | 1460.76 | 15723 | GIA | 36500 | Ferodo T1 | inside-area | 1.09 | BANGOR GT2 / CAERNARFON GT2 | CONNAHS QUAY - PENTIR - ST ASAPH | SPM | 4.6 | primary | 4.64 | Green | 7.5 | 2.86 | thermal | 0 | 0 | 0 | 0 | 4.4 | BANGOR GT2 / CAERNARFON GT2 | 31.686 | GREEN | 0 |  |  | 0 | 0 | 0 | 7.5 |  |  |  |  | Green (Over 5% headroom) | 32799 | 100 | 2.32 | 37 | 2 | 49282 | [9 empty] | Pentir | PENTIR | 2 | 1082 | 1082 | 1025 | 57 | 39 | 2028-10 | [12 empty] | 53.1662 | -4.2293 | SPM-FERODO_T1 | 4391211000 | SP Energy Networks open data (API key): NDP SPM primary-group polygons + Capacity Heatmaps Information Model SPM + LTDS appendices 3/6 + NSHR
2687 | 36.1 | THE GRANGE CENTRE 139, BOTANIC ROAD | LIVERPOOL | L7 5PZ | Liverpool |  | Warehouse And Premises | industrial | 1 | 1368.6 | 14731 | GIA | 40000 | Beech St T1 / Lister Dv A T2 | inside-area | 0.39 | LISTER DV B GT3 / SPARLING ST GT1 / WAVERTREE GT2 | LISTER DRIVE | SPM | 4.6 | primary | 4.6446 | Green | 8.7 | 4.0554 | thermal | 0 | 2.1 | 1.4 | 2.1 | 3.6 | LISTER DV B GT3 / SPARLING ST GT1 / WAVERTREE GT2 | 51.671 | GREEN | 0 |  |  | 0 | 0 | 0 | 8.7 |  |  |  |  | Green (Over 5% headroom) | 32799 | 100 | 2.17 | 34 | 3 | 242256 | [9 empty] | Lister Drive | LISTER DRIVE | 2 | 114 | 114 | 0 | 57 | 20 | 2026-09 | [12 empty] | 53.4073 | -2.9453 | SPM-BEECH_ST_T1_LISTER_DV_A_T2 | 8948141000 | SP Energy Networks open data (API key): NDP SPM primary-group polygons + Capacity Heatmaps Information Model SPM + LTDS appendices 3/6 + NSHR
2688 | 36.1 | Y FACHELL | CAERNARFON | LL55 3AD | Gwynedd | IDRIS MORRIS LTD | Warehouse And Premises | industrial | 1 | 1074.93 | 11570 | GIA | 25000 | Ferodo T1 | inside-area | 4.59 | BANGOR GT2 / CAERNARFON GT2 | CONNAHS QUAY - PENTIR - ST ASAPH | SPM | 4.6 | primary | 4.64 | Green | 7.5 | 2.86 | thermal | 0 | 0 | 0 | 0 | 4.4 | BANGOR GT2 / CAERNARFON GT2 | 31.686 | GREEN | 0 |  |  | 0 | 0 | 0 | 7.5 |  |  |  |  | Green (Over 5% headroom) | 32799 | 100 | 1.71 | 27 | 2 | 53435 | [9 empty] | Pentir | PENTIR | 2 | 1082 | 1082 | 1025 | 57 | 39 | 2028-10 | [12 empty] | 53.1731 | -4.1781 | SPM-FERODO_T1 | 9616737000 | SP Energy Networks open data (API key): NDP SPM primary-group polygons + Capacity Heatmaps Information Model SPM + LTDS appendices 3/6 + NSHR
2689 | 36.1 | OKELLS NURSERIES, BURTON ROAD | TARPORLEY | CW6 0GJ | Cheshire West And Chester |  | Garden Centre And Premises | bigbox | 1 | 2682 | 28869 | NIA | 45000 | Tarvin T1 | inside-area | 2.37 | CHESTER MAIN GT4 / CRANE BANK GT1 / GUILDEN SUTTON GT1 / SALTNEY G2A | CAPENHURST | SPM | 0.8 | primary | 0.822 | Green | 7.5 | 6.622 | thermal | 0.1 | 0.2 | 0 | 0.3 | -0.7 | CHESTER MAIN GT4 / CRANE BANK GT1 / GUILDEN SUTTON GT1 / SALTNEY G2A | 31.649 | GREEN | 39.8 |  |  | 0 | 0 | 0 | 7.5 |  |  |  |  | Green (Over 5% headroom) | 5704 | 20 | 4.26 | 241 | 5 | 103778 | [9 empty] | Frodsham | CAPENHURST | 4 | 896.6 | 896.6 | 0 | 0 | 304 | 2029-10 | [12 empty] | 53.1813 | -2.7445 | SPM-TARVIN_T1 | 14290027000 | SP Energy Networks open data (API key): NDP SPM primary-group polygons + Capacity Heatmaps Information Model SPM + LTDS appendices 3/6 + NSHR
2690 | 36 | 69-71, ARGYLE STREET | BIRKENHEAD | CH41 6AB | Wirral |  | Offices And Premises | office | 1 | 1447.7 | 15583 | NIA | 86000 | Birkenhead Central T1 / Singleton Ave T1 / Tranmere T1 | inside-area | 1.05 | PRENTON GRID GT1 / ROCK FERRY GT1 | BIRKENHEAD | SPM | 9 | primary | 9.037 | Green | 18.2 | 9.163 | thermal | 0 | 0 | 0 | 0 | 7.3 | PRENTON GRID GT1 / ROCK FERRY GT1 | 18.455 | GREEN | 0 |  |  | 0 | 0 | 0 | 18.2 |  |  |  |  | Green (Over 5% headroom) | 64171 | 100 | 2.3 | 101 | 9 | 330466 | [9 empty] | Birkenhead | BIRKENHEAD | 0 | 0 | 0 | 0 | 0 | 90 |  | 42158368 | B1 Offices and Workshop businesses | 1623 | C | Natural Gas | 3 | 3 | Heating and Natural Ventilation | 2019-07-05 |  | 1 | FALSE | 53.3918 | -3.0182 | SPM-BIRKENHEAD_CENTRAL_T1_SINGLETON_AVE_T1_TRANMERE_T1 | 6917525000 | SP Energy Networks open data (API key): NDP SPM primary-group polygons + Capacity Heatmaps Information Model SPM + LTDS appendices 3/6 + NSHR
2691 | 36 | MILE END MILL, BERWYN ROAD | LLANGOLLEN | LL20 8BS | Denbighshire |  | Warehouse And Premises | industrial | 1 | 1444.64 | 15550 | GIA | 11500 | Llangollen T1 / Llangollen T2 | inside-area | 2.85 | LEGACY LOCAL GT2 / NEWTOWN GT2 / OSWESTRY GT8 / WELSHPOOL GT1 | LEGACY | SPM | 4.5 | primary | 4.53 | Green | 10 | 5.47 | thermal | 0 | 0.6 | 0 | 0.6 | 3.6 | LEGACY LOCAL GT2 / NEWTOWN GT2 / OSWESTRY GT8 / WELSHPOOL GT1 | 60.6676 | GREEN | 0 |  |  | 0 | 0 | 0 | 10 |  |  |  |  | Green (Over 5% headroom) | 32086 | 100 | 2.3 | 36 | 2 | 57801 | [9 empty] | Legacy | LEGACY | 5 | 1714 | 1714 | 0 | 0 | 0 | 2024-08 | [12 empty] | 52.9814 | -3.1959 | SPM-LLANGOLLEN_T1_LLANGOLLEN_T2 | 4570435000 | SP Energy Networks open data (API key): NDP SPM primary-group polygons + Capacity Heatmaps Information Model SPM + LTDS appendices 3/6 + NSHR
2692 | 36 | PENCRAIG FAWR WORKSHOPS | DENBIGH | LL16 5LE | Conwy |  | Workshops Offices And Premises | industrial | 1 | 1363.59 | 14678 | GIA | 29250 | Llansannan T1 | inside-area | 2.87 | HOLYWELL GT1 / RHYL GT1 / ST ASAPH GT2 / ST ASAPH GT4 | CONNAHS QUAY - PENTIR - ST ASAPH | SPM | 4.5 | primary | 4.48 | Green | 7.5 | 2.965 | thermal | 0.1 | 0.2 | 0 | 0.3 | 4.3 | HOLYWELL GT1 / RHYL GT1 / ST ASAPH GT2 / ST ASAPH GT4 | 22.4768 | GREEN | 0 |  |  | 0 | 0 | 0 | 7.5 |  |  |  |  | Green (Over 5% headroom) | 32086 | 100 | 2.17 | 61 | 1 | 20631 | [9 empty] | Trawsfynydd | TRAWSFYNYDD | 1 | 940 | 0 | 0 | 0 | 10 | 2037-11 | [12 empty] | 53.1814 | -3.6282 | SPM-LLANSANNAN_T1 | 10399431000 | SP Energy Networks open data (API key): NDP SPM primary-group polygons + Capacity Heatmaps Information Model SPM + LTDS appendices 3/6 + NSHR
2693 | 36 | CO-OP, PLOUGH STREET | LLANRWST | LL26 0AG | Conwy |  | Large Foodstore | industrial | 1 | 1244.59 | 13397 | GIA | 149000 | Llanrwst T1 | inside-area | 1.15 | COLWYN BAY GT1 / COLWYN BAY GT2 / DOLGARROG GT2 | CONNAHS QUAY - PENTIR - ST ASAPH | SPM | 4.5 | primary | 4.535 | Green | 7.5 | 2.736 | thermal | 0.2 | 0.2 | 0 | 0.4 | 4.3 | COLWYN BAY GT1 / COLWYN BAY GT2 / DOLGARROG GT2 | 16.642 | GREEN | 0 |  |  | 0 | 0 | 0 | 7.5 |  |  |  |  | Green (Over 5% headroom) | 32086 | 100 | 1.98 | 31 | 1 | 41611 | [9 empty] | Trawsfynydd | TRAWSFYNYDD | 1 | 940 | 0 | 0 | 0 | 10 | 2037-11 | [12 empty] | 53.1392 | -3.7967 | SPM-LLANRWST_T1 | 8807144000 | SP Energy Networks open data (API key): NDP SPM primary-group polygons + Capacity Heatmaps Information Model SPM + LTDS appendices 3/6 + NSHR
2694 | 36 | THE CARRIAGE & WAGON MUSEUM OFF, ABBEY ROAD | LLANGOLLEN | LL20 8SN | Denbighshire |  | Workshop And Premises | industrial | 1 | 1182.7 | 12730 | GIA | 28250 | Llangollen T1 / Llangollen T2 | inside-area | 0.93 | LEGACY LOCAL GT2 / NEWTOWN GT2 / OSWESTRY GT8 / WELSHPOOL GT1 | LEGACY | SPM | 4.5 | primary | 4.53 | Green | 10 | 5.47 | thermal | 0 | 0.6 | 0 | 0.6 | 3.6 | LEGACY LOCAL GT2 / NEWTOWN GT2 / OSWESTRY GT8 / WELSHPOOL GT1 | 60.6676 | GREEN | 0 |  |  | 0 | 0 | 0 | 10 |  |  |  |  | Green (Over 5% headroom) | 32086 | 100 | 1.88 | 53 | 2 | 60621 | [9 empty] | Legacy | LEGACY | 5 | 1714 | 1714 | 0 | 0 | 0 | 2024-08 | [12 empty] | 52.9718 | -3.1716 | SPM-LLANGOLLEN_T1_LLANGOLLEN_T2 | 14091688000 | SP Energy Networks open data (API key): NDP SPM primary-group polygons + Capacity Heatmaps Information Model SPM + LTDS appendices 3/6 + NSHR
2695 | 35.9 | STATION ROAD | WREXHAM | LL14 5LT | Wrexham | CADBURYS | Factory And Premises | industrial | 1 | 22093.17 | 237809 | GIA | 462500 | Cadburys Kronospan T1 / Cadburys Kronospan T2 | inside-area | 0.33 | LEGACY LOCAL GT2 / NEWTOWN GT2 / OSWESTRY GT8 / WELSHPOOL GT1 | LEGACY | SPM | 4.4 | primary | 4.402 | Green | 10 | 5.598 | thermal | 0 | 0 | 0 | 0 | 3.7 | LEGACY LOCAL GT2 / NEWTOWN GT2 / OSWESTRY GT8 / WELSHPOOL GT1 | 60.6676 | GREEN | 0 |  |  | 0 | 0 | 0 | 10 |  |  |  |  | Green (Over 5% headroom) | 31373 | 13 | 35.11 | 1326 | 2 | 1359655 | [9 empty] | Legacy | LEGACY | 5 | 1714 | 1714 | 0 | 0 | 0 | 2024-08 | 10096240813 | Offices and Workshop Businesses | 352 | A | Grid Supplied Electricity | 4 |  | Air Conditioning | 2024-10-07 |  | 1 | FALSE | 52.9344 | -3.0634 | SPM-CADBURYS_KRONOSPAN_T1_CADBURYS_KRONOSPAN_T2 | 141631206 | SP Energy Networks open data (API key): NDP SPM primary-group polygons + Capacity Heatmaps Information Model SPM + LTDS appendices 3/6 + NSHR
2696 | 35.8 | TESCO BEEFIELD, MARKET STREET | ABERGELE | LL22 7AG | Conwy |  | Superstore And Premises | bigbox | 1 | 3435.9 | 36984 | GIA | 500000 | Abergele T1 / Pensarn T1 | inside-area | 1.72 | HOLYWELL GT1 / RHYL GT1 / ST ASAPH GT2 / ST ASAPH GT4 | CONNAHS QUAY - PENTIR - ST ASAPH | SPM | 0.6 | primary | 0.647 | Green | 10 | 9.153 | thermal | 0.4 | 9.7 | 1.9 | 10.1 | -1.6 | HOLYWELL GT1 / RHYL GT1 / ST ASAPH GT2 / ST ASAPH GT4 | 22.4768 | GREEN | 0 |  |  | 0 | 0 | 0 | 10 |  |  |  |  | Green (Over 5% headroom) | 4278 | 12 | 5.46 | 309 | 10 | 201696 | [9 empty] | Connahs Quay / SASA | [20 empty] | 53.2843 | -3.5822 | SPM-ABERGELE_T1_PENSARN_T1 | 8790773000 | SP Energy Networks open data (API key): NDP SPM primary-group polygons + Capacity Heatmaps Information Model SPM + LTDS appendices 3/6 + NSHR
2697 | 35.7 | PILKINGTON PLC, PRESCOT ROAD | ST HELENS | WA10 3TT | St Helens |  | Offices And Premises | office | 1 | 17790.5 | 191495 | NIA | 850000 | Carlton St T1 / Carlton St T2 / Chalon Way T2 | inside-area | 0.65 | RAVENHEAD G1A1 / ST HELENS GT2B / WINDLE GT1 | RAINHILL | SPM | 8.8 | primary | 8.83 | Green | 18.2 | 9.37 | thermal | 0 | 1.5 | 0 | 1.5 | 6.7 | RAVENHEAD G1A1 / ST HELENS GT2B / WINDLE GT1 | 26.66 | GREEN | 17.1 |  |  | 0 | 0 | 0 | 18.2 |  |  |  |  | Green (Over 5% headroom) | 62745 | 33 | 28.27 | 1245 | 11 | 564882 | [9 empty] | Rainhill | RAINHILL | 1 | 85.5 | 85.5 | 0 | 0 | 57 | 2026-09 | [12 empty] | 53.4507 | -2.7417 | SPM-CARLTON_ST_T1_CARLTON_ST_T2_CHALON_WAY_T2 | 9937535000 | SP Energy Networks open data (API key): NDP SPM primary-group polygons + Capacity Heatmaps Information Model SPM + LTDS appendices 3/6 + NSHR
2698 | 35.7 | LINCOLN HOUSE 80, CORPORATION STREET | ST HELENS | WA10 1UQ | St Helens |  | Offices And Premises | office | 1 | 1852.5 | 19940 | NIA | 150000 | Carlton St T1 / Carlton St T2 / Chalon Way T2 | inside-area | 1 | RAVENHEAD G1A1 / ST HELENS GT2B / WINDLE GT1 | RAINHILL | SPM | 8.8 | primary | 8.83 | Green | 18.2 | 9.37 | thermal | 0 | 1.5 | 0 | 1.5 | 6.7 | RAVENHEAD G1A1 / ST HELENS GT2B / WINDLE GT1 | 26.66 | GREEN | 17.1 |  |  | 0 | 0 | 0 | 18.2 |  |  |  |  | Green (Over 5% headroom) | 62745 | 100 | 2.94 | 130 | 11 | 736437 | [9 empty] | Rainhill | RAINHILL | 1 | 85.5 | 85.5 | 0 | 0 | 57 | 2026-09 | [12 empty] | 53.4554 | -2.7377 | SPM-CARLTON_ST_T1_CARLTON_ST_T2_CHALON_WAY_T2 | 1072263000 | SP Energy Networks open data (API key): NDP SPM primary-group polygons + Capacity Heatmaps Information Model SPM + LTDS appendices 3/6 + NSHR
2699 | 35.7 | UNIT 2 OLD WOOL WAREHOUSE, MADOC STREET | PORTHMADOG | LL49 9BU | Gwynedd |  | Warehouse And Premises | industrial | 1 | 1754.17 | 18882 | GIA | 32000 | Porthmadog T1 / Porthmadog T2 | inside-area | 0.91 | FOUR CROSSES GT2 / MAENTWROG GT1 / MAENTWROG GT2 | TRAWSFYNYDD | SPM | 4.3 | bsp | 5.478 | Green | 10 | 4.522 | thermal | 0 | 0 | 0 | 0 | 4.3 | FOUR CROSSES GT2 / MAENTWROG GT1 / MAENTWROG GT2 | 4.306 | GREEN | 0 |  |  | 0 | 0 | 0 | 10 |  |  |  |  | Green (Over 5% headroom) | 30660 | 100 | 2.79 | 44 | 8 | 261574 | [9 empty] | Trawsfynydd | TRAWSFYNYDD | 1 | 940 | 0 | 0 | 0 | 10 | 2037-11 | [12 empty] | 52.9266 | -4.1288 | SPM-PORTHMADOG_T1_PORTHMADOG_T2 | 13973858000 | SP Energy Networks open data (API key): NDP SPM primary-group polygons + Capacity Heatmaps Information Model SPM + LTDS appendices 3/6 + NSHR
2700 | 35.7 | DAWSONS (WALES) LTD UNITS 7-10, PENAMSER INDUSTRIAL ESTATE | PORTHMADOG | LL49 9YD | Gwynedd |  | Warehouse And Premises | industrial | 1 | 1379.58 | 14850 | GIA | 52500 | Porthmadog T1 / Porthmadog T2 | inside-area | 3.19 | FOUR CROSSES GT2 / MAENTWROG GT1 / MAENTWROG GT2 | TRAWSFYNYDD | SPM | 4.3 | bsp | 5.478 | Green | 10 | 4.522 | thermal | 0 | 0 | 0 | 0 | 4.3 | FOUR CROSSES GT2 / MAENTWROG GT1 / MAENTWROG GT2 | 4.306 | GREEN | 0 |  |  | 0 | 0 | 0 | 10 |  |  |  |  | Green (Over 5% headroom) | 30660 | 100 | 2.19 | 34 | 8 | 265606 | [9 empty] | Trawsfynydd | TRAWSFYNYDD | 1 | 940 | 0 | 0 | 0 | 10 | 2037-11 | [12 empty] | 52.9145 | -4.1694 | SPM-PORTHMADOG_T1_PORTHMADOG_T2 | 202644202 | SP Energy Networks open data (API key): NDP SPM primary-group polygons + Capacity Heatmaps Information Model SPM + LTDS appendices 3/6 + NSHR
2701 | 35.6 | 4, CHERRY LANE | LIVERPOOL | L4 1AA | Liverpool | HEALTH & SAFETY EXECUTIVE | Warehouse Office & Premises | industrial | 1 | 1714.4 | 18454 | GIA | 52000 | Delamore St T1 / Kirkdale T1 / Walton T1 | inside-area | 0.72 | BOOTLE GT2A / BURLINGTON ST GT1 / LISTER DV A GT2 | LISTER DRIVE | SPM | 4.2 | primary | 4.1644 | Green | 17.4 | 13.2356 | thermal | 0 | 2.1 | 0 | 2.1 | 0.8 | BOOTLE GT2A / BURLINGTON ST GT1 / LISTER DV A GT2 | 61.868 | GREEN | 0 |  |  | 0 | 0 | 0 | 17.4 |  |  |  |  | Green (Over 5% headroom) | 29947 | 100 | 2.72 | 120 | 7 | 239558 | [9 empty] | Lister Drive | LISTER DRIVE | 2 | 114 | 114 | 0 | 57 | 20 | 2026-09 | [12 empty] | 53.4321 | -2.9822 | SPM-DELAMORE_ST_T1_KIRKDALE_T1_WALTON_T1 | 3671406000 | SP Energy Networks open data (API key): NDP SPM primary-group polygons + Capacity Heatmaps Information Model SPM + LTDS appendices 3/6 + NSHR
2702 | 35.6 | 73, BREWSTER STREET | BOOTLE | L20 9NN | Sefton |  | Warehouse, Showroom And Premises | industrial | 1 | 1477.04 | 15899 | GIA | 26750 | Delamore St T1 / Kirkdale T1 / Walton T1 | inside-area | 1.67 | BOOTLE GT2A / BURLINGTON ST GT1 / LISTER DV A GT2 | LISTER DRIVE | SPM | 4.2 | primary | 4.1644 | Green | 17.4 | 13.2356 | thermal | 0 | 2.1 | 0 | 2.1 | 0.8 | BOOTLE GT2A / BURLINGTON ST GT1 / LISTER DV A GT2 | 61.868 | GREEN | 0 |  |  | 0 | 0 | 0 | 17.4 |  |  |  |  | Green (Over 5% headroom) | 29947 | 100 | 2.35 | 133 | 7 | 242113 | [9 empty] | Lister Drive | LISTER DRIVE | 2 | 114 | 114 | 0 | 57 | 20 | 2026-09 | [12 empty] | 53.4442 | -2.9765 | SPM-DELAMORE_ST_T1_KIRKDALE_T1_WALTON_T1 | 403806134 | SP Energy Networks open data (API key): NDP SPM primary-group polygons + Capacity Heatmaps Information Model SPM + LTDS appendices 3/6 + NSHR
2703 | 35.6 | INCL 1 CARISBROOKE PLACE 2ND FLOOR 15-23, COUNTY ROAD | LIVERPOOL | L4 3QA | Liverpool |  | Stores And Premises | industrial | 1 | 1300.1 | 13994 | GIA | 18000 | Delamore St T1 / Kirkdale T1 / Walton T1 | inside-area | 1.1 | BOOTLE GT2A / BURLINGTON ST GT1 / LISTER DV A GT2 | LISTER DRIVE | SPM | 4.2 | primary | 4.1644 | Green | 17.4 | 13.2356 | thermal | 0 | 2.1 | 0 | 2.1 | 0.8 | BOOTLE GT2A / BURLINGTON ST GT1 / LISTER DV A GT2 | 61.868 | GREEN | 0 |  |  | 0 | 0 | 0 | 17.4 |  |  |  |  | Green (Over 5% headroom) | 29947 | 100 | 2.07 | 33 | 7 | 244018 | [9 empty] | Lister Drive | LISTER DRIVE | 2 | 114 | 114 | 0 | 57 | 20 | 2026-09 | 38252555 | A1/A2 Retail and Financial/Professional services | 75 | D | Natural Gas | 3 |  | Heating and Natural Ventilation | 2021-10-17 |  | 1 | FALSE | 53.4393 | -2.9713 | SPM-DELAMORE_ST_T1_KIRKDALE_T1_WALTON_T1 | 411745134 | SP Energy Networks open data (API key): NDP SPM primary-group polygons + Capacity Heatmaps Information Model SPM + LTDS appendices 3/6 + NSHR
2704 | 35.6 | JUBILEE HOUSE UNIT 1, BUILDER STREET | LLANDUDNO | LL30 1DR | Conwy | LINNEY COOPER LTD | Warehouse And Premises | industrial | 1 | 1279.15 | 13769 | GIA | 58500 | Llandudno T1 / Llandudno T2 | inside-area | 0.58 | COLWYN BAY GT1 / COLWYN BAY GT2 / DOLGARROG GT2 | CONNAHS QUAY - PENTIR - ST ASAPH | SPM | 4.2 | primary | 4.178 | Green | 10 | 5.822 | thermal | 0 | 0 | 0 | 0 | 3.2 | COLWYN BAY GT1 / COLWYN BAY GT2 / DOLGARROG GT2 | 16.642 | GREEN | 0 |  |  | 0 | 0 | 0 | 10 |  |  |  |  | Green (Over 5% headroom) | 29947 | 100 | 2.03 | 32 | 4 | 86032 | [9 empty] | Pentir | PENTIR | 2 | 1082 | 1082 | 1025 | 57 | 39 | 2028-10 | 50000007981 | B8 Storage or Distribution | 1208 | C | Natural Gas | 3 |  | Heating and Natural Ventilation | 2016-01-07 |  | 0.67 | FALSE | 53.3184 | -3.8291 | SPM-LLANDUDNO_T1_LLANDUDNO_T2 | 8710486000 | SP Energy Networks open data (API key): NDP SPM primary-group polygons + Capacity Heatmaps Information Model SPM + LTDS appendices 3/6 + NSHR
2705 | 35.6 | 2, CHERRY LANE | LIVERPOOL | L4 6UG | Liverpool |  | Workshop And Premises | industrial | 1 | 1182.79 | 12731 | GIA | 50500 | Delamore St T1 / Kirkdale T1 / Walton T1 | inside-area | 1.8 | BOOTLE GT2A / BURLINGTON ST GT1 / LISTER DV A GT2 | LISTER DRIVE | SPM | 4.2 | primary | 4.1644 | Green | 17.4 | 13.2356 | thermal | 0 | 2.1 | 0 | 2.1 | 0.8 | BOOTLE GT2A / BURLINGTON ST GT1 / LISTER DV A GT2 | 61.868 | GREEN | 0 |  |  | 0 | 0 | 0 | 17.4 |  |  |  |  | Green (Over 5% headroom) | 29947 | 100 | 1.88 | 53 | 7 | 245281 | [9 empty] | Lister Drive | LISTER DRIVE | 2 | 114 | 114 | 0 | 57 | 20 | 2026-09 | 38030483 | B2 to B7 General Industrial and Special Industrial Groups | 2046 | D | Natural Gas | 3 |  | Heating and Natural Ventilation | 2020-10-22 |  | 0.5 | FALSE | 53.443 | -2.9576 | SPM-DELAMORE_ST_T1_KIRKDALE_T1_WALTON_T1 | 400227134 | SP Energy Networks open data (API key): NDP SPM primary-group polygons + Capacity Heatmaps Information Model SPM + LTDS appendices 3/6 + NSHR
2706 | 35.6 | ROYAL MAIL DELIVERY OFFICE, MAESDU ROAD | LLANDUDNO | LL30 1QX | Conwy |  | Sorting Office And Premises | industrial | 1 | 1151.5 | 12395 | GIA | 61000 | Llandudno T1 / Llandudno T2 | inside-area | 0.09 | COLWYN BAY GT1 / COLWYN BAY GT2 / DOLGARROG GT2 | CONNAHS QUAY - PENTIR - ST ASAPH | SPM | 4.2 | primary | 4.178 | Green | 10 | 5.822 | thermal | 0 | 0 | 0 | 0 | 3.2 | COLWYN BAY GT1 / COLWYN BAY GT2 / DOLGARROG GT2 | 16.642 | GREEN | 0 |  |  | 0 | 0 | 0 | 10 |  |  |  |  | Green (Over 5% headroom) | 29947 | 100 | 1.83 | 81 | 4 | 87406 | [9 empty] | Pentir | PENTIR | 2 | 1082 | 1082 | 1025 | 57 | 39 | 2028-10 | 50000008271 | B1 Offices and Workshop businesses | 1555 | D | Natural Gas | 3 |  | Heating and Natural Ventilation | 2020-09-02 |  | 0.75 | FALSE | 53.3137 | -3.8258 | SPM-LLANDUDNO_T1_LLANDUDNO_T2 | 627353000 | SP Energy Networks open data (API key): NDP SPM primary-group polygons + Capacity Heatmaps Information Model SPM + LTDS appendices 3/6 + NSHR
2707 | 35.6 | LLANDUDNO GARAGE, BUILDER STREET WEST | LLANDUDNO | LL30 1HH | Conwy |  | Workshop And Premises | industrial | 1 | 1102.49 | 11867 | GIA | 36500 | Llandudno T1 / Llandudno T2 | inside-area | 0.57 | COLWYN BAY GT1 / COLWYN BAY GT2 / DOLGARROG GT2 | CONNAHS QUAY - PENTIR - ST ASAPH | SPM | 4.2 | primary | 4.178 | Green | 10 | 5.822 | thermal | 0 | 0 | 0 | 0 | 3.2 | COLWYN BAY GT1 / COLWYN BAY GT2 / DOLGARROG GT2 | 16.642 | GREEN | 0 |  |  | 0 | 0 | 0 | 10 |  |  |  |  | Green (Over 5% headroom) | 29947 | 100 | 1.75 | 50 | 4 | 87934 | [9 empty] | Pentir | PENTIR | 2 | 1082 | 1082 | 1025 | 57 | 39 | 2028-10 | 200002948622 | Offices and Workshop Businesses | 404 | C | Grid Supplied Electricity | 3 |  | Heating and Natural Ventilation | 2023-08-23 |  | 0.75 | FALSE | 53.3166 | -3.8318 | SPM-LLANDUDNO_T1_LLANDUDNO_T2 | 10669898000 | SP Energy Networks open data (API key): NDP SPM primary-group polygons + Capacity Heatmaps Information Model SPM + LTDS appendices 3/6 + NSHR
2708 | 35.5 | MUNICIPAL BUILDING, KINGSWAY | WIDNES | WA8 7QF | Halton | HALTON DISTRICT COUNCIL | Offices And Premises | office | 1 | 4124 | 44390 | GIA | 322500 | Appleton T1 / Hornsbridge T1 / Lugsdale T2 | inside-area | 2.73 | BOLD G2A / PRESCOT GT1B / WIDNES GT1 / WIDNES GT2 | RAINHILL | SPM | 4.1 | primary | 4.108 | Green | 20 | 15.892 | thermal | 0 | 0 | 7.5 | 0 | 1.2 | BOLD G4A / PRESCOT GT1B / WIDNES GT1 / WIDNES GT2 | 23.6331 | GREEN | 4.9 |  |  | 0 | 0 | 0 | 20 |  |  |  |  | Green (Over 5% headroom) | 29234 | 66 | 6.55 | 289 | 14 | 675898 | [9 empty] | Fiddlers Ferry | RAINHILL | 1 | 85.5 | 85.5 | 0 | 0 | 57 | 2026-09 | 10009705467 | Offices and Workshop Businesses | 5415 | D | Natural Gas | 3 |  | Heating and Natural Ventilation | 2024-07-05 |  | 1 | FALSE | 53.3632 | -2.7343 | SPM-APPLETON_T1_HORNSBRIDGE_T1_LUGSDALE_T2 | 157674137 | SP Energy Networks open data (API key): NDP SPM primary-group polygons + Capacity Heatmaps Information Model SPM + LTDS appendices 3/6 + NSHR
2709 | 35.5 | MOTOR BODIES GLEBE BUSINESS PARK, LUNTS HEATH ROAD | WIDNES | WA8 5SQ | Halton |  | Vehicle Repair Workshop And Premises | industrial | 1 | 1445.8 | 15562 | GIA | 58000 | Appleton T1 / Hornsbridge T1 / Lugsdale T2 | inside-area | 0.26 | BOLD G2A / PRESCOT GT1B / WIDNES GT1 / WIDNES GT2 | RAINHILL | SPM | 4.1 | primary | 4.108 | Green | 20 | 15.892 | thermal | 0 | 0 | 7.5 | 0 | 1.2 | BOLD G4A / PRESCOT GT1B / WIDNES GT1 / WIDNES GT2 | 23.6331 | GREEN | 4.9 |  |  | 0 | 0 | 0 | 20 |  |  |  |  | Green (Over 5% headroom) | 29234 | 100 | 2.3 | 65 | 14 | 704726 | [9 empty] | Fiddlers Ferry | RAINHILL | 1 | 85.5 | 85.5 | 0 | 0 | 57 | 2026-09 | 10010613324 | A1/A2 Retail and Financial/Professional services | 728 | E | Natural Gas | 3 |  | Heating and Natural Ventilation | 2013-03-01 |  | 0.5 | FALSE | 53.3867 | -2.7194 | SPM-APPLETON_T1_HORNSBRIDGE_T1_LUGSDALE_T2 | 6792026000 | SP Energy Networks open data (API key): NDP SPM primary-group polygons + Capacity Heatmaps Information Model SPM + LTDS appendices 3/6 + NSHR
2710 | 35.5 | UNIT F, MOCHDRE INDUSTRIAL ESTATE | NEWTOWN | SY16 4LE | Powys 1 (Montgomeryshire) |  | Warehouse And Premises | industrial | 1 | 1217.56 | 13106 | GIA | 43750 | Mochdre T1 | inside-area | 0.23 | LEGACY LOCAL GT2 / NEWTOWN GT2 / OSWESTRY GT8 / WELSHPOOL GT1 | LEGACY | SPM | 4.1 | primary | 4.136 | Green | 7.5 | 3.364 | thermal | 0 | 0 | 0 | 0 | 3.5 | LEGACY LOCAL GT2 / NEWTOWN GT2 / OSWESTRY GT8 / WELSHPOOL GT1 | 60.6676 | GREEN | 0 |  |  | 0 | 0 | 0 | 7.5 |  |  |  |  | Green (Over 5% headroom) | 29234 | 100 | 1.93 | 30 | 9 | 747322 | [9 empty] | Legacy | LEGACY | 5 | 1714 | 1714 | 0 | 0 | 0 | 2024-08 | 10011778797 | B2 to B7 General Industrial and Special Industrial Groups | 1187 | D | Grid Supplied Electricity | 3 | 2 | Heating and Natural Ventilation | 2018-03-22 |  | 1 | FALSE | 52.5024 | -3.3369 | SPM-MOCHDRE_T1 | 178203206 | SP Energy Networks open data (API key): NDP SPM primary-group polygons + Capacity Heatmaps Information Model SPM + LTDS appendices 3/6 + NSHR
2711 | 35.5 | CONROY, SOUTH LANE | WIDNES | WA8 3UB | Halton |  | Store And Premises | industrial | 1 | 1162 | 12508 | OTH | 9500 | Appleton T1 / Hornsbridge T1 / Lugsdale T2 | inside-area | 1.39 | BOLD G2A / PRESCOT GT1B / WIDNES GT1 / WIDNES GT2 | RAINHILL | SPM | 4.1 | primary | 4.108 | Green | 20 | 15.892 | thermal | 0 | 0 | 7.5 | 0 | 1.2 | BOLD G4A / PRESCOT GT1B / WIDNES GT1 / WIDNES GT2 | 23.6331 | GREEN | 4.9 |  |  | 0 | 0 | 0 | 20 |  |  |  |  | Green (Over 5% headroom) | 29234 | 100 | 1.85 | 29 | 14 | 707780 | [9 empty] | Fiddlers Ferry | RAINHILL | 1 | 85.5 | 85.5 | 0 | 0 | 57 | 2026-09 | [12 empty] | 53.386 | -2.6954 | SPM-APPLETON_T1_HORNSBRIDGE_T1_LUGSDALE_T2 | 627813137 | SP Energy Networks open data (API key): NDP SPM primary-group polygons + Capacity Heatmaps Information Model SPM + LTDS appendices 3/6 + NSHR
2712 | 35.5 | ROY JACKS REMOVALS, ANDERSONS INDUSTRIAL ESTATE, CROFT STREET | WIDNES | WA8 0NQ | Halton | UNITS 4 5 6 & 7 | Store And Premises | industrial | 1 | 1160.08 | 12487 | GIA | 28250 | Appleton T1 / Hornsbridge T1 / Lugsdale T2 | inside-area | 3.1 | BOLD G2A / PRESCOT GT1B / WIDNES GT1 / WIDNES GT2 | RAINHILL | SPM | 4.1 | primary | 4.108 | Green | 20 | 15.892 | thermal | 0 | 0 | 7.5 | 0 | 1.2 | BOLD G4A / PRESCOT GT1B / WIDNES GT1 / WIDNES GT2 | 23.6331 | GREEN | 4.9 |  |  | 0 | 0 | 0 | 20 |  |  |  |  | Green (Over 5% headroom) | 29234 | 100 | 1.84 | 29 | 14 | 707801 | [9 empty] | Fiddlers Ferry | RAINHILL | 1 | 85.5 | 85.5 | 0 | 0 | 57 | 2026-09 | [12 empty] | 53.3591 | -2.7321 | SPM-APPLETON_T1_HORNSBRIDGE_T1_LUGSDALE_T2 | 2916199000 | SP Energy Networks open data (API key): NDP SPM primary-group polygons + Capacity Heatmaps Information Model SPM + LTDS appendices 3/6 + NSHR
2713 | 35.5 | BRYNKIR WOOLLEN MILL | GARNDOLBENMAEN | LL51 9YU | Gwynedd |  | Factory And Premises | industrial | 1 | 1153.17 | 12413 | GIA | 11000 | Rhoslan T1 | inside-area | 5.03 | FOUR CROSSES GT2 / MAENTWROG GT1 / MAENTWROG GT2 | TRAWSFYNYDD | SPM | 4.1 | primary | 4.129 | Green | 7.5 | 3.371 | thermal | 0 | 0 | 0 | 0 | 3 | FOUR CROSSES GT2 / MAENTWROG GT1 / MAENTWROG GT2 | 4.306 | GREEN | 0 |  |  | 0 | 0 | 0 | 7.5 |  |  |  |  | Green (Over 5% headroom) | 29234 | 100 | 1.83 | 69 | 2 | 61354 | [9 empty] | Pentir | TRAWSFYNYDD | 1 | 940 | 0 | 0 | 0 | 10 | 2037-11 | [12 empty] | 52.9582 | -4.191 | SPM-RHOSLAN_T1 | 2660816000 | SP Energy Networks open data (API key): NDP SPM primary-group polygons + Capacity Heatmaps Information Model SPM + LTDS appendices 3/6 + NSHR
2714 | 35.5 | EUROLINK DIESEL LTD AND STORE OPPOSITE, FINLAN ROAD | WIDNES | WA8 7RZ | Halton |  | Warehouse And Premises | industrial | 1 | 1149.35 | 12371 | GIA | 52000 | Appleton T1 / Hornsbridge T1 / Lugsdale T2 | inside-area | 3.18 | BOLD G2A / PRESCOT GT1B / WIDNES GT1 / WIDNES GT2 | RAINHILL | SPM | 4.1 | primary | 4.108 | Green | 20 | 15.892 | thermal | 0 | 0 | 7.5 | 0 | 1.2 | BOLD G4A / PRESCOT GT1B / WIDNES GT1 / WIDNES GT2 | 23.6331 | GREEN | 4.9 |  |  | 0 | 0 | 0 | 20 |  |  |  |  | Green (Over 5% headroom) | 29234 | 100 | 1.83 | 29 | 14 | 707917 | [9 empty] | Fiddlers Ferry | RAINHILL | 1 | 85.5 | 85.5 | 0 | 0 | 57 | 2026-09 | 200002860920 | B1 Offices and Workshop businesses | 780 | D | Natural Gas | 3 |  | Heating and Natural Ventilation | 2017-10-27 |  | 0.5 | FALSE | 53.3598 | -2.7381 | SPM-APPLETON_T1_HORNSBRIDGE_T1_LUGSDALE_T2 | 14084064000 | SP Energy Networks open data (API key): NDP SPM primary-group polygons + Capacity Heatmaps Information Model SPM + LTDS appendices 3/6 + NSHR
2715 | 35.5 | UNIT E, MOCHDRE INDUSTRIAL ESTATE | NEWTOWN | SY16 4LE | Powys 1 (Montgomeryshire) |  | Factory And Premises | industrial | 1 | 1039.53 | 11189 | GIA | 36750 | Mochdre T1 | inside-area | 0.23 | LEGACY LOCAL GT2 / NEWTOWN GT2 / OSWESTRY GT8 / WELSHPOOL GT1 | LEGACY | SPM | 4.1 | primary | 4.136 | Green | 7.5 | 3.364 | thermal | 0 | 0 | 0 | 0 | 3.5 | LEGACY LOCAL GT2 / NEWTOWN GT2 / OSWESTRY GT8 / WELSHPOOL GT1 | 60.6676 | GREEN | 0 |  |  | 0 | 0 | 0 | 7.5 |  |  |  |  | Green (Over 5% headroom) | 29234 | 100 | 1.65 | 62 | 9 | 749239 | [9 empty] | Legacy | LEGACY | 5 | 1714 | 1714 | 0 | 0 | 0 | 2024-08 | 10011778796 | Offices and Workshop Businesses | 1046 | D | Natural Gas | 3 |  | Heating and Natural Ventilation | 2024-12-07 |  | 1 | FALSE | 52.5024 | -3.3369 | SPM-MOCHDRE_T1 | 178202206 | SP Energy Networks open data (API key): NDP SPM primary-group polygons + Capacity Heatmaps Information Model SPM + LTDS appendices 3/6 + NSHR
2716 | 35.5 | JAK STEEL & SUPPLIES LTD, BOLD TRADING ESTATE, LUNTS HEATH ROAD | WIDNES | WA8 5SG | Halton |  | Warehouse And Premises | industrial | 1 | 1017.5 | 10952 | GIA | 23000 | Appleton T1 / Hornsbridge T1 / Lugsdale T2 | inside-area | 0.23 | BOLD G2A / PRESCOT GT1B / WIDNES GT1 / WIDNES GT2 | RAINHILL | SPM | 4.1 | primary | 4.108 | Green | 20 | 15.892 | thermal | 0 | 0 | 7.5 | 0 | 1.2 | BOLD G4A / PRESCOT GT1B / WIDNES GT1 / WIDNES GT2 | 23.6331 | GREEN | 4.9 |  |  | 0 | 0 | 0 | 20 |  |  |  |  | Green (Over 5% headroom) | 29234 | 100 | 1.62 | 25 | 14 | 709336 | [9 empty] | Fiddlers Ferry | RAINHILL | 1 | 85.5 | 85.5 | 0 | 0 | 57 | 2026-09 | 100012809997 | Offices and Workshop Businesses | 1460 | D | Oil | 3 |  | Heating and Natural Ventilation | 2023-02-23 |  | 0.75 | FALSE | 53.3871 | -2.7179 | SPM-APPLETON_T1_HORNSBRIDGE_T1_LUGSDALE_T2 | 12884175000 | SP Energy Networks open data (API key): NDP SPM primary-group polygons + Capacity Heatmaps Information Model SPM + LTDS appendices 3/6 + NSHR
2717 | 35.5 | MORRISONS 31, NEWTON BANK | MIDDLEWICH | CW10 9EX | Cheshire East |  | Superstore And Premises | bigbox | 1 | 2823.02 | 30387 | GIA | 505000 | Cledford T1 | inside-area | 2.14 | ELWORTH GT1 / ELWORTH GT2 / KNUTSFORD GT1 / KNUTSFORD GT2 | CARRINGTON - FIDDLERS FERRY | SPM | 0.4 | primary | 0.414 | Green | 7.5 | 5.15 | thermal | 1.9 | 2.2 | 0 | 4.1 | 1.5 | ELWORTH GT1 / ELWORTH GT2 / KNUTSFORD GT1 / KNUTSFORD GT2 | 26.603 | GREEN | 0 |  |  | 0 | 0 | 0 | 7.5 |  |  |  |  | Green (Over 5% headroom) | 2852 | 9 | 4.49 | 254 | 4 | 52030 | [9 empty] | Frodsham | CARRINGTON | 5 | 2186.9 | 2186.9 | 0 | 0 | 930 | 2026-05 | 10014459738 | Retail/Financial and Professional Services | 2734 | C | Natural Gas | 4 |  | Heating and Mechanical Ventilation | 2026-03-20 |  | 0.75 | FALSE | 53.1935 | -2.4527 | SPM-CLEDFORD_T1 | 11702188000 | SP Energy Networks open data (API key): NDP SPM primary-group polygons + Capacity Heatmaps Information Model SPM + LTDS appendices 3/6 + NSHR
2718 | 35.4 | UNIT 1, PORTAL WAY | LIVERPOOL | L11 0JA | Liverpool | T J MORRIS LTD | Warehouse And Premises | industrial | 2 | 96556.64 | 1039326 | GIA | 6370000 | Kirkby Central T1 / Northwood T1 / Tower Hill (Bank La) T1 / Westvale T1 | inside-area | 2.1 | GILLMOSS GT1 / KIRKBY GT2 / SIMONSWOOD GT1 | KIRKBY | SPM | 9.7 | primary | 9.6936 | Green | 30 | 20.3064 | thermal | 0 | 0 | 0 | 0 | 5.1 | GILLMOSS GT1 / KIRKBY GT2 / SIMONSWOOD GT1 | 37.36 | GREEN | 0 |  |  | 0 | 0 | 0 | 30 |  |  |  |  | Green (Over 5% headroom) | 69162 | 7 | 153.44 | 2414 | 9 | 715306 | [9 empty] | Kirkby (_D) | KIRKBY | 4 | 514 | 514 | 400 | 0 | 0 | 2027-08 | 38296418 | B8 Storage or Distribution | 37766 | C | Natural Gas | 4 |  | Air Conditioning | 2018-12-17 |  | 1 | FALSE | 53.4642 | -2.8953 | SPM-KIRKBY_CENTRAL_T1_NORTHWOOD_T1_TOWER_HILL_BANK_LA_T1_WESTVAL | 7922364000;3103622000 | SP Energy Networks open data (API key): NDP SPM primary-group polygons + Capacity Heatmaps Information Model SPM + LTDS appendices 3/6 + NSHR
2719 | 35.3 | VAVOLINE OIL CO LTD, DOCK ROAD | BIRKENHEAD | CH41 1DR | Wirral |  | Workshop And Premises | industrial | 1 | 1832 | 19719 | GIA | 70500 | Mdhb Egerton Dock T1 / Mdhb Egerton Dock T2 | inside-area | 0.7 | PRENTON GRID GT1 / ROCK FERRY GT1 | BIRKENHEAD | SPM | 4 | primary | 3.956 | Green | 9.1 | 5.144 | thermal | 0 | 0 | 0 | 0 | 3.4 | PRENTON GRID GT1 / ROCK FERRY GT1 | 18.455 | GREEN | 0 |  |  | 0 | 0 | 0 | 9.1 |  |  |  |  | Green (Over 5% headroom) | 28520 | 100 | 2.91 | 82 | 12 | 442862 | [9 empty] | Birkenhead | BIRKENHEAD | 0 | 0 | 0 | 0 | 0 | 90 |  | 42033520 | B1 Offices and Workshop businesses | 2254 | D | Grid Supplied Electricity | 3 |  | Heating and Natural Ventilation | 2020-03-03 |  | 0.5 | FALSE | 53.4049 | -3.0253 | SPM-MDHB_EGERTON_DOCK_T1_MDHB_EGERTON_DOCK_T2 | 2741281000 | SP Energy Networks open data (API key): NDP SPM primary-group polygons + Capacity Heatmaps Information Model SPM + LTDS appendices 3/6 + NSHR
2720 | 35.3 | BUILDING 2 AT 4 KELVINSIDE, KELVIN ROAD | WALLASEY | CH44 7JY | Wirral |  | Warehouse And Premises | industrial | 1 | 1553.5 | 16722 | GIA | 51000 | Mdhb Egerton Dock T1 / Mdhb Egerton Dock T2 | inside-area | 0.79 | PRENTON GRID GT1 / ROCK FERRY GT1 | BIRKENHEAD | SPM | 4 | primary | 3.956 | Green | 9.1 | 5.144 | thermal | 0 | 0 | 0 | 0 | 3.4 | PRENTON GRID GT1 / ROCK FERRY GT1 | 18.455 | GREEN | 0 |  |  | 0 | 0 | 0 | 9.1 |  |  |  |  | Green (Over 5% headroom) | 28520 | 100 | 2.47 | 39 | 12 | 445859 | [9 empty] | Birkenhead | BIRKENHEAD | 0 | 0 | 0 | 0 | 0 | 90 |  | 42205763 | B8 Storage or Distribution | 1561 | D | Natural Gas | 3 |  | Heating and Natural Ventilation | 2017-03-31 |  | 1 | FALSE | 53.4059 | -3.024 | SPM-MDHB_EGERTON_DOCK_T1_MDHB_EGERTON_DOCK_T2 | 13974706000 | SP Energy Networks open data (API key): NDP SPM primary-group polygons + Capacity Heatmaps Information Model SPM + LTDS appendices 3/6 + NSHR
2721 | 35.3 | UNITS 12 AND 14 KELVINSIDE, KELVIN ROAD | WALLASEY | CH44 7JY | Wirral |  | Warehouse And Premises | industrial | 1 | 1402.6 | 15097 | GIA | 45000 | Mdhb Egerton Dock T1 / Mdhb Egerton Dock T2 | inside-area | 0.79 | PRENTON GRID GT1 / ROCK FERRY GT1 | BIRKENHEAD | SPM | 4 | primary | 3.956 | Green | 9.1 | 5.144 | thermal | 0 | 0 | 0 | 0 | 3.4 | PRENTON GRID GT1 / ROCK FERRY GT1 | 18.455 | GREEN | 0 |  |  | 0 | 0 | 0 | 9.1 |  |  |  |  | Green (Over 5% headroom) | 28520 | 100 | 2.23 | 35 | 12 | 447484 | [9 empty] | Birkenhead | BIRKENHEAD | 0 | 0 | 0 | 0 | 0 | 90 |  | 42060949 | Storage or Distribution | 570 | C | Other | 3 |  | Unconditioned | 2024-04-12 |  | 1 | FALSE | 53.4059 | -3.024 | SPM-MDHB_EGERTON_DOCK_T1_MDHB_EGERTON_DOCK_T2 | 4845900000 | SP Energy Networks open data (API key): NDP SPM primary-group polygons + Capacity Heatmaps Information Model SPM + LTDS appendices 3/6 + NSHR
2722 | 35.3 | GWYNEDD CONFECTIONERS UNIT 21, INDUSTRIAL ESTATE | BALA | LL23 7NL | Gwynedd |  | Factory And Premises | industrial | 1 | 1354.19 | 14576 | GIA | 47500 | Bala T1 | inside-area | 1.26 | FOUR CROSSES GT2 / MAENTWROG GT1 / MAENTWROG GT2 | TRAWSFYNYDD | SPM | 4 | primary | 3.955 | Green | 7.5 | 3.545 | thermal | 0 | 0 | 0 | 0 | 3.5 | FOUR CROSSES GT2 / MAENTWROG GT1 / MAENTWROG GT2 | 4.306 | GREEN | 0 |  |  | 0 | 0 | 0 | 7.5 |  |  |  |  | Green (Over 5% headroom) | 28520 | 100 | 2.15 | 81 | 2 | 82030 | [9 empty] | Trawsfynydd | TRAWSFYNYDD | 1 | 940 | 0 | 0 | 0 | 10 | 2037-11 | 10070369166 | B2 to B7 General Industrial and Special Industrial Groups | 1245 | C | Natural Gas | 3 |  | Heating and Natural Ventilation | 2023-01-20 |  | 0.5 | FALSE | 52.9093 | -3.5915 | SPM-BALA_T1 | 4255738000 | SP Energy Networks open data (API key): NDP SPM primary-group polygons + Capacity Heatmaps Information Model SPM + LTDS appendices 3/6 + NSHR
2723 | 35.3 | WOOLLEN MILLS | BETWS-Y-COED | LL24 0PP | Conwy |  | Factory And Premises | industrial | 1 | 1302.77 | 14023 | GIA | 12500 | Betws-Y-Coed T1 | inside-area | 3.95 | COLWYN BAY GT1 / COLWYN BAY GT2 / DOLGARROG GT2 | CONNAHS QUAY - PENTIR - ST ASAPH | SPM | 4 | primary | 3.994 | Green | 7.5 | 3.488 | thermal | 0 | 0 | 0 | 0 | 3.6 | COLWYN BAY GT1 / COLWYN BAY GT2 / DOLGARROG GT2 | 16.642 | GREEN | 0 |  |  | 0 | 0 | 0 | 7.5 |  |  |  |  | Green (Over 5% headroom) | 28520 | 100 | 2.07 | 78 | 1 | 12836 | [9 empty] | Trawsfynydd | TRAWSFYNYDD | 1 | 940 | 0 | 0 | 0 | 10 | 2037-11 | [12 empty] | 53.0596 | -3.7825 | SPM-BETWS_Y_COED_T1 | 138625202 | SP Energy Networks open data (API key): NDP SPM primary-group polygons + Capacity Heatmaps Information Model SPM + LTDS appendices 3/6 + NSHR
2724 | 35.3 | LT PRINT GROUP LTD, ALFRED ROAD | WALLASEY | CH44 7HY | Wirral |  | Factory And Premises | industrial | 1 | 1285.7 | 13839 | GIA | 38000 | Mdhb Egerton Dock T1 / Mdhb Egerton Dock T2 | inside-area | 0.85 | PRENTON GRID GT1 / ROCK FERRY GT1 | BIRKENHEAD | SPM | 4 | primary | 3.956 | Green | 9.1 | 5.144 | thermal | 0 | 0 | 0 | 0 | 3.4 | PRENTON GRID GT1 / ROCK FERRY GT1 | 18.455 | GREEN | 0 |  |  | 0 | 0 | 0 | 9.1 |  |  |  |  | Green (Over 5% headroom) | 28520 | 100 | 2.04 | 77 | 12 | 448742 | [9 empty] | Birkenhead | BIRKENHEAD | 0 | 0 | 0 | 0 | 0 | 90 |  | 42001736 | General Industrial and Special Industrial Groups | 666 | E | Grid Supplied Electricity | 3 |  | Heating and Natural Ventilation | 2024-03-24 |  | 1 | FALSE | 53.4065 | -3.0215 | SPM-MDHB_EGERTON_DOCK_T1_MDHB_EGERTON_DOCK_T2 | 7136383000 | SP Energy Networks open data (API key): NDP SPM primary-group polygons + Capacity Heatmaps Information Model SPM + LTDS appendices 3/6 + NSHR
2725 | 35.3 | AT, TY GWYN PARK, BETWS Y COED ROAD | LLANRWST | LL26 0PP | Conwy | WYNNSTAY & CLWYD FARMERS | Warehouse And Premises | industrial | 1 | 1192.47 | 12836 | GIA | 42000 | Betws-Y-Coed T1 | inside-area | 4.09 | COLWYN BAY GT1 / COLWYN BAY GT2 / DOLGARROG GT2 | CONNAHS QUAY - PENTIR - ST ASAPH | SPM | 4 | primary | 3.994 | Green | 7.5 | 3.488 | thermal | 0 | 0 | 0 | 0 | 3.6 | COLWYN BAY GT1 / COLWYN BAY GT2 / DOLGARROG GT2 | 16.642 | GREEN | 0 |  |  | 0 | 0 | 0 | 7.5 |  |  |  |  | Green (Over 5% headroom) | 28520 | 100 | 1.89 | 30 | 1 | 14023 | [9 empty] | Trawsfynydd | TRAWSFYNYDD | 1 | 940 | 0 | 0 | 0 | 10 | 2037-11 | [12 empty] | 53.1288 | -3.7861 | SPM-BETWS_Y_COED_T1 | 1774916000 | SP Energy Networks open data (API key): NDP SPM primary-group polygons + Capacity Heatmaps Information Model SPM + LTDS appendices 3/6 + NSHR
2726 | 35.3 | 50-54, POOL STREET | BIRKENHEAD | CH41 3NL | Wirral |  | Workshop And Premises | industrial | 1 | 1138.42 | 12254 | GIA | 39750 | Mdhb Egerton Dock T1 / Mdhb Egerton Dock T2 | inside-area | 0.23 | PRENTON GRID GT1 / ROCK FERRY GT1 | BIRKENHEAD | SPM | 4 | primary | 3.956 | Green | 9.1 | 5.144 | thermal | 0 | 0 | 0 | 0 | 3.4 | PRENTON GRID GT1 / ROCK FERRY GT1 | 18.455 | GREEN | 0 |  |  | 0 | 0 | 0 | 9.1 |  |  |  |  | Green (Over 5% headroom) | 28520 | 100 | 1.81 | 51 | 12 | 450327 | [9 empty] | Birkenhead | BIRKENHEAD | 0 | 0 | 0 | 0 | 0 | 90 | [13 empty] | 53.3982 | -3.0251 | SPM-MDHB_EGERTON_DOCK_T1_MDHB_EGERTON_DOCK_T2 | 11341278000 | SP Energy Networks open data (API key): NDP SPM primary-group polygons + Capacity Heatmaps Information Model SPM + LTDS appendices 3/6 + NSHR
2727 | 35.3 | 1 MORPETH WHARF, TOWER ROAD | BIRKENHEAD | CH41 1LF | Wirral |  | Workshop And Premises | industrial | 1 | 1073.34 | 11553 | GIA | 66500 | Mdhb Egerton Dock T1 / Mdhb Egerton Dock T2 | inside-area | 0.34 | PRENTON GRID GT1 / ROCK FERRY GT1 | BIRKENHEAD | SPM | 4 | primary | 3.956 | Green | 9.1 | 5.144 | thermal | 0 | 0 | 0 | 0 | 3.4 | PRENTON GRID GT1 / ROCK FERRY GT1 | 18.455 | GREEN | 0 |  |  | 0 | 0 | 0 | 9.1 |  |  |  |  | Green (Over 5% headroom) | 28520 | 100 | 1.71 | 48 | 12 | 451028 | [9 empty] | Birkenhead | BIRKENHEAD | 0 | 0 | 0 | 0 | 0 | 90 |  | 42142081 | General Industrial and Special Industrial Groups | 1019 | B | Natural Gas | 3 | 1 | Heating and Natural Ventilation | 2023-08-17 |  | 1 | FALSE | 53.3995 | -3.0169 | SPM-MDHB_EGERTON_DOCK_T1_MDHB_EGERTON_DOCK_T2 | 949487000 | SP Energy Networks open data (API key): NDP SPM primary-group polygons + Capacity Heatmaps Information Model SPM + LTDS appendices 3/6 + NSHR
2728 | 35.3 | 23, PARK STREET | BIRKENHEAD | CH41 3AB | Wirral |  | Warehouse And Premises | industrial | 1 | 1016.8 | 10945 | GIA | 29750 | Mdhb Egerton Dock T1 / Mdhb Egerton Dock T2 | inside-area | 0.35 | PRENTON GRID GT1 / ROCK FERRY GT1 | BIRKENHEAD | SPM | 4 | primary | 3.956 | Green | 9.1 | 5.144 | thermal | 0 | 0 | 0 | 0 | 3.4 | PRENTON GRID GT1 / ROCK FERRY GT1 | 18.455 | GREEN | 0 |  |  | 0 | 0 | 0 | 9.1 |  |  |  |  | Green (Over 5% headroom) | 28520 | 100 | 1.62 | 25 | 12 | 451636 | [9 empty] | Birkenhead | BIRKENHEAD | 0 | 0 | 0 | 0 | 0 | 90 |  | 42167376 | Offices and Workshop Businesses | 1107 | C | Grid Supplied Electricity | 3 |  | Heating and Natural Ventilation | 2024-10-06 |  | 1 | FALSE | 53.3959 | -3.0233 | SPM-MDHB_EGERTON_DOCK_T1_MDHB_EGERTON_DOCK_T2 | 13730957000 | SP Energy Networks open data (API key): NDP SPM primary-group polygons + Capacity Heatmaps Information Model SPM + LTDS appendices 3/6 + NSHR
2729 | 35.3 | 24, KELVIN ROAD | WALLASEY | CH44 7JW | Wirral |  | Warehouse And Premises | industrial | 1 | 1010.6 | 10878 | GIA | 39500 | Mdhb Egerton Dock T1 / Mdhb Egerton Dock T2 | inside-area | 0.78 | PRENTON GRID GT1 / ROCK FERRY GT1 | BIRKENHEAD | SPM | 4 | primary | 3.956 | Green | 9.1 | 5.144 | thermal | 0 | 0 | 0 | 0 | 3.4 | PRENTON GRID GT1 / ROCK FERRY GT1 | 18.455 | GREEN | 0 |  |  | 0 | 0 | 0 | 9.1 |  |  |  |  | Green (Over 5% headroom) | 28520 | 100 | 1.61 | 25 | 12 | 451703 | [9 empty] | Birkenhead | BIRKENHEAD | 0 | 0 | 0 | 0 | 0 | 90 | [13 empty] | 53.4059 | -3.0222 | SPM-MDHB_EGERTON_DOCK_T1_MDHB_EGERTON_DOCK_T2 | 4789581000 | SP Energy Networks open data (API key): NDP SPM primary-group polygons + Capacity Heatmaps Information Model SPM + LTDS appendices 3/6 + NSHR
2730 | 35.3 | UNITS 18/19, BALA ENTERPRISE PARK | BALA | LL23 7NL | Gwynedd |  | Factory And Premises | industrial | 1 | 1003.32 | 10800 | GIA | 43250 | Bala T1 | inside-area | 1.26 | FOUR CROSSES GT2 / MAENTWROG GT1 / MAENTWROG GT2 | TRAWSFYNYDD | SPM | 4 | primary | 3.955 | Green | 7.5 | 3.545 | thermal | 0 | 0 | 0 | 0 | 3.5 | FOUR CROSSES GT2 / MAENTWROG GT1 / MAENTWROG GT2 | 4.306 | GREEN | 0 |  |  | 0 | 0 | 0 | 7.5 |  |  |  |  | Green (Over 5% headroom) | 28520 | 100 | 1.59 | 60 | 2 | 85806 | [9 empty] | Trawsfynydd | TRAWSFYNYDD | 1 | 940 | 0 | 0 | 0 | 10 | 2037-11 | 10070361672 | B2 to B7 General Industrial and Special Industrial Groups | 503 | B | Natural Gas | 3 |  | Heating and Natural Ventilation | 2022-02-15 |  | 1 | FALSE | 52.9093 | -3.5915 | SPM-BALA_T1 | 13926219000 | SP Energy Networks open data (API key): NDP SPM primary-group polygons + Capacity Heatmaps Information Model SPM + LTDS appendices 3/6 + NSHR
2731 | 35.2 | UNIT 58, GREENFIELD BUSINESS PARK, BAGILLT ROAD | HOLYWELL | CH8 7HJ | Flintshire |  | Factory And Premises | industrial | 3 | 19419.22 | 209027 | GIA | 393500 | Greenfield T1 / Greenfield T2 | inside-area | 0.54 | BRYMBO GT2 / HAWARDEN GT2 / HOLYWELL GT2 | CONNAHS QUAY - PENTIR - ST ASAPH | SPM | 3.9 | primary | 3.916 | Green | 10 | 6.084 | thermal | 0 | 0.5 | 0 | 0.5 | 1.2 | BRYMBO GT2 / HAWARDEN GT2 / HOLYWELL GT2 | 19.9178 | GREEN | 0 |  |  | 0 | 0 | 0 | 10 |  |  |  |  | Green (Over 5% headroom) | 27807 | 13 | 30.86 | 1165 | 14 | 865994 | [9 empty] | Connahs Quay / SASA | [8 empty] | 10023845991 | B2 to B7 General Industrial and Special Industrial Groups | 3378 | C | Natural Gas | 3 |  | Heating and Natural Ventilation | 2021-01-18 |  | 1 | FALSE | 53.2881 | -3.2026 | SPM-GREENFIELD_T1_GREENFIELD_T2 | 7261064000;153294206;6247968000 | SP Energy Networks open data (API key): NDP SPM primary-group polygons + Capacity Heatmaps Information Model SPM + LTDS appendices 3/6 + NSHR
2732 | 35.2 | OCTAGON HOUSE, GADBROOK WAY, GADBROOK PARK | NORTHWICH | CW9 7RB | Cheshire West And Chester |  | Offices And Premises | office | 1 | 4810.7 | 51782 | NIA | 665000 | Gadbrook T1 | inside-area | 0.3 | HARTFORD GT1 / LOSTOCK GT2 / WINSFORD GT1 / WINSFORD GT2 | CARRINGTON - FIDDLERS FERRY | SPM | 3.9 | primary | 3.883 | Green | 7.5 | 3.617 | thermal | 0 | 0.3 | 0.5 | 0.3 | 3.2 | HARTFORD GT1 / LOSTOCK GT2 / WINSFORD GT1 / WINSFORD GT2 | 35.88 | GREEN | 0 |  |  | 0 | 0 | 0 | 7.5 |  |  |  |  | Green (Over 5% headroom) | 27807 | 54 | 7.64 | 337 | 2 | 47479 | [9 empty] | Fiddlers Ferry | CARRINGTON | 5 | 2186.9 | 2186.9 | 0 | 0 | 930 | 2026-05 | 100012605770 | A1/A2 Retail and Financial/Professional services | 6380 | C | Natural Gas | 3 | 1 | Air Conditioning | 2019-11-28 |  | 1 | FALSE | 53.2477 | -2.4864 | SPM-GADBROOK_T1 | 14499481000 | SP Energy Networks open data (API key): NDP SPM primary-group polygons + Capacity Heatmaps Information Model SPM + LTDS appendices 3/6 + NSHR
2733 | 35.2 | OSBORNE HOUSE, GADBROOK WAY, GADBROOK PARK | NORTHWICH | CW9 7RB | Cheshire West And Chester |  | Offices And Premises | office | 1 | 2745.4 | 29551 | NIA | 390000 | Gadbrook T1 | inside-area | 0.3 | HARTFORD GT1 / LOSTOCK GT2 / WINSFORD GT1 / WINSFORD GT2 | CARRINGTON - FIDDLERS FERRY | SPM | 3.9 | primary | 3.883 | Green | 7.5 | 3.617 | thermal | 0 | 0.3 | 0.5 | 0.3 | 3.2 | HARTFORD GT1 / LOSTOCK GT2 / WINSFORD GT1 / WINSFORD GT2 | 35.88 | GREEN | 0 |  |  | 0 | 0 | 0 | 7.5 |  |  |  |  | Green (Over 5% headroom) | 27807 | 94 | 4.36 | 192 | 2 | 69710 | [9 empty] | Fiddlers Ferry | CARRINGTON | 5 | 2186.9 | 2186.9 | 0 | 0 | 930 | 2026-05 | 100012605770 | A1/A2 Retail and Financial/Professional services | 6380 | C | Natural Gas | 3 | 1 | Air Conditioning | 2019-11-28 |  | 0.5 | FALSE | 53.2477 | -2.4864 | SPM-GADBROOK_T1 | 14499483000 | SP Energy Networks open data (API key): NDP SPM primary-group polygons + Capacity Heatmaps Information Model SPM + LTDS appendices 3/6 + NSHR
2734 | 35.2 | UNITS 1 TO 4, THE SQUARE | HOLYWELL | CH8 9DZ | Flintshire |  | Workshop And Premises | industrial | 1 | 1354.72 | 14582 | GIA | 41500 | Greenfield T1 / Greenfield T2 | inside-area | 3.38 | BRYMBO GT2 / HAWARDEN GT2 / HOLYWELL GT2 | CONNAHS QUAY - PENTIR - ST ASAPH | SPM | 3.9 | primary | 3.916 | Green | 10 | 6.084 | thermal | 0 | 0.5 | 0 | 0.5 | 1.2 | BRYMBO GT2 / HAWARDEN GT2 / HOLYWELL GT2 | 19.9178 | GREEN | 0 |  |  | 0 | 0 | 0 | 10 |  |  |  |  | Green (Over 5% headroom) | 27807 | 100 | 2.15 | 61 | 14 | 1060439 | [9 empty] | Connahs Quay / SASA | [9 empty] | B8 Storage or Distribution | 382 | E | Other | 3 |  | Unconditioned | 2020-10-27 |  | 0.5 | FALSE | 53.306 | -3.2487 | SPM-GREENFIELD_T1_GREENFIELD_T2 | 12091671000 | SP Energy Networks open data (API key): NDP SPM primary-group polygons + Capacity Heatmaps Information Model SPM + LTDS appendices 3/6 + NSHR
2735 | 35.2 | UNIT 5 & RECYCLING CENTRE, DEEBANK INDUSTRIAL ESTATE | BAGILLT | CH6 6HJ | Flintshire |  | Workshop And Premises | industrial | 1 | 1272.59 | 13698 | GIA | 34000 | Greenfield T1 / Greenfield T2 | inside-area | 2.28 | BRYMBO GT2 / HAWARDEN GT2 / HOLYWELL GT2 | CONNAHS QUAY - PENTIR - ST ASAPH | SPM | 3.9 | primary | 3.916 | Green | 10 | 6.084 | thermal | 0 | 0.5 | 0 | 0.5 | 1.2 | BRYMBO GT2 / HAWARDEN GT2 / HOLYWELL GT2 | 19.9178 | GREEN | 0 |  |  | 0 | 0 | 0 | 10 |  |  |  |  | Green (Over 5% headroom) | 27807 | 100 | 2.02 | 57 | 14 | 1061323 | [9 empty] | Connahs Quay / SASA | [20 empty] | 53.2764 | -3.1824 | SPM-GREENFIELD_T1_GREENFIELD_T2 | 15049860000 | SP Energy Networks open data (API key): NDP SPM primary-group polygons + Capacity Heatmaps Information Model SPM + LTDS appendices 3/6 + NSHR
2736 | 35.2 | BROOK SELF STORAGE, STATION ROAD | BAGILLT | CH6 6AF | Flintshire |  | Warehouse And Premises | industrial | 1 | 1259.27 | 13555 | GIA | 32000 | Greenfield T1 / Greenfield T2 | inside-area | 3.47 | BRYMBO GT2 / HAWARDEN GT2 / HOLYWELL GT2 | CONNAHS QUAY - PENTIR - ST ASAPH | SPM | 3.9 | primary | 3.916 | Green | 10 | 6.084 | thermal | 0 | 0.5 | 0 | 0.5 | 1.2 | BRYMBO GT2 / HAWARDEN GT2 / HOLYWELL GT2 | 19.9178 | GREEN | 0 |  |  | 0 | 0 | 0 | 10 |  |  |  |  | Green (Over 5% headroom) | 27807 | 100 | 2 | 31 | 14 | 1061466 | [9 empty] | Connahs Quay / SASA | [20 empty] | 53.2692 | -3.1688 | SPM-GREENFIELD_T1_GREENFIELD_T2 | 14113087000 | SP Energy Networks open data (API key): NDP SPM primary-group polygons + Capacity Heatmaps Information Model SPM + LTDS appendices 3/6 + NSHR
2737 | 35.2 | UNIT F, GREENFIELD BUSINESS PARK, BAGILLT ROAD | HOLYWELL | CH8 7HJ | Flintshire |  | Workshop And Premises | industrial | 1 | 1233.97 | 13282 | GIA | 41000 | Greenfield T1 / Greenfield T2 | inside-area | 0.54 | BRYMBO GT2 / HAWARDEN GT2 / HOLYWELL GT2 | CONNAHS QUAY - PENTIR - ST ASAPH | SPM | 3.9 | primary | 3.916 | Green | 10 | 6.084 | thermal | 0 | 0.5 | 0 | 0.5 | 1.2 | BRYMBO GT2 / HAWARDEN GT2 / HOLYWELL GT2 | 19.9178 | GREEN | 0 |  |  | 0 | 0 | 0 | 10 |  |  |  |  | Green (Over 5% headroom) | 27807 | 100 | 1.96 | 56 | 14 | 1061739 | [9 empty] | Connahs Quay / SASA | [8 empty] | 100101033808 | B1 Offices and Workshop businesses | 580 | D | Natural Gas | 3 |  | Heating and Natural Ventilation | 2018-03-15 |  | 0.67 | FALSE | 53.2881 | -3.2026 | SPM-GREENFIELD_T1_GREENFIELD_T2 | 5482294000 | SP Energy Networks open data (API key): NDP SPM primary-group polygons + Capacity Heatmaps Information Model SPM + LTDS appendices 3/6 + NSHR
2738 | 35.2 | UNIT G, GREENFIELD BUSINESS PARK, BAGILLT ROAD | HOLYWELL | CH8 7EP | Flintshire |  | Warehouse And Premises | industrial | 1 | 1164.1 | 12530 | GIA | 43250 | Greenfield T1 / Greenfield T2 | inside-area | 0.5 | BRYMBO GT2 / HAWARDEN GT2 / HOLYWELL GT2 | CONNAHS QUAY - PENTIR - ST ASAPH | SPM | 3.9 | primary | 3.916 | Green | 10 | 6.084 | thermal | 0 | 0.5 | 0 | 0.5 | 1.2 | BRYMBO GT2 / HAWARDEN GT2 / HOLYWELL GT2 | 19.9178 | GREEN | 0 |  |  | 0 | 0 | 0 | 10 |  |  |  |  | Green (Over 5% headroom) | 27807 | 100 | 1.85 | 29 | 14 | 1062491 | [9 empty] | Connahs Quay / SASA | [20 empty] | 53.2886 | -3.2052 | SPM-GREENFIELD_T1_GREENFIELD_T2 | 239587206 | SP Energy Networks open data (API key): NDP SPM primary-group polygons + Capacity Heatmaps Information Model SPM + LTDS appendices 3/6 + NSHR
2739 | 35.2 | UNIT 47, GREENFIELD BUSINESS PARK, BAGILLT ROAD | HOLYWELL | CH8 7EP | Flintshire |  | Factory And Premises | industrial | 1 | 1079.1 | 11615 | GIA | 35250 | Greenfield T1 / Greenfield T2 | inside-area | 0.5 | BRYMBO GT2 / HAWARDEN GT2 / HOLYWELL GT2 | CONNAHS QUAY - PENTIR - ST ASAPH | SPM | 3.9 | primary | 3.916 | Green | 10 | 6.084 | thermal | 0 | 0.5 | 0 | 0.5 | 1.2 | BRYMBO GT2 / HAWARDEN GT2 / HOLYWELL GT2 | 19.9178 | GREEN | 0 |  |  | 0 | 0 | 0 | 10 |  |  |  |  | Green (Over 5% headroom) | 27807 | 100 | 1.71 | 65 | 14 | 1063406 | [9 empty] | Connahs Quay / SASA | [20 empty] | 53.2886 | -3.2052 | SPM-GREENFIELD_T1_GREENFIELD_T2 | 7160743000 | SP Energy Networks open data (API key): NDP SPM primary-group polygons + Capacity Heatmaps Information Model SPM + LTDS appendices 3/6 + NSHR
2740 | 35.1 | INDIA BUILDINGS, WATER STREET | LIVERPOOL | L2 0RR | Liverpool |  | Offices And Premises | office | 1 | 26242.2 | 282468 | NIA | 2810000 | Royal Insurance (New Quay) T1 / Royal Insurance (New Quay) T2 | inside-area | 0.11 | BURLINGTON ST GT2 / LISTER DV B GT1 / PARADISE ST GT1 | LISTER DRIVE | SPM | 8.3 | primary | 8.312 | Green | 8.7 | 0.388 | thermal | 0 | 0 | 0 | 0 | 8 | BURLINGTON ST GT2 / LISTER DV B GT1 / PARADISE ST GT1 | 59.6 | GREEN | 0 |  |  | 0 | 0 | 0 | 8.7 |  |  |  |  | Green (Over 5% headroom) | 59180 | 21 | 41.7 | 1837 | 9 | 155467 | [9 empty] | Lister Drive | LISTER DRIVE | 2 | 114 | 114 | 0 | 57 | 20 | 2026-09 | [12 empty] | 53.4061 | -2.9929 | SPM-ROYAL_INSURANCE_NEW_QUAY_T1_ROYAL_INSURANCE_NEW_QUAY_T2 | 13750489000 | SP Energy Networks open data (API key): NDP SPM primary-group polygons + Capacity Heatmaps Information Model SPM + LTDS appendices 3/6 + NSHR
2741 | 35.1 | SUITE GB PT GND FLR, CUNARD BUILDING, WATER STREET | LIVERPOOL | L3 1EG | Liverpool |  | Offices And Premises | office | 1 | 1644.33 | 17699 | NIA | 252500 | Royal Insurance (New Quay) T1 / Royal Insurance (New Quay) T2 | inside-area | 0.05 | BURLINGTON ST GT2 / LISTER DV B GT1 / PARADISE ST GT1 | LISTER DRIVE | SPM | 8.3 | primary | 8.312 | Green | 8.7 | 0.388 | thermal | 0 | 0 | 0 | 0 | 8 | BURLINGTON ST GT2 / LISTER DV B GT1 / PARADISE ST GT1 | 59.6 | GREEN | 0 |  |  | 0 | 0 | 0 | 8.7 |  |  |  |  | Green (Over 5% headroom) | 59180 | 100 | 2.61 | 115 | 9 | 420236 | [9 empty] | Lister Drive | LISTER DRIVE | 2 | 114 | 114 | 0 | 57 | 20 | 2026-09 | [12 empty] | 53.4052 | -2.9948 | SPM-ROYAL_INSURANCE_NEW_QUAY_T1_ROYAL_INSURANCE_NEW_QUAY_T2 | 10537091000 | SP Energy Networks open data (API key): NDP SPM primary-group polygons + Capacity Heatmaps Information Model SPM + LTDS appendices 3/6 + NSHR
2742 | 35.1 | PT FIRST FLOOR, CUNARD BUILDING, WATER STREET | LIVERPOOL | L3 1EG | Liverpool |  | Offices And Premises | office | 1 | 1622.81 | 17468 | NIA | 257500 | Royal Insurance (New Quay) T1 / Royal Insurance (New Quay) T2 | inside-area | 0.05 | BURLINGTON ST GT2 / LISTER DV B GT1 / PARADISE ST GT1 | LISTER DRIVE | SPM | 8.3 | primary | 8.312 | Green | 8.7 | 0.388 | thermal | 0 | 0 | 0 | 0 | 8 | BURLINGTON ST GT2 / LISTER DV B GT1 / PARADISE ST GT1 | 59.6 | GREEN | 0 |  |  | 0 | 0 | 0 | 8.7 |  |  |  |  | Green (Over 5% headroom) | 59180 | 100 | 2.58 | 114 | 9 | 420467 | [9 empty] | Lister Drive | LISTER DRIVE | 2 | 114 | 114 | 0 | 57 | 20 | 2026-09 | [12 empty] | 53.4052 | -2.9948 | SPM-ROYAL_INSURANCE_NEW_QUAY_T1_ROYAL_INSURANCE_NEW_QUAY_T2 | 1892654000 | SP Energy Networks open data (API key): NDP SPM primary-group polygons + Capacity Heatmaps Information Model SPM + LTDS appendices 3/6 + NSHR
2743 | 35.1 | PT 2ND FLR 286 CUNARD BUILDING, WATER STREET | LIVERPOOL | L3 1DS | Liverpool |  | Offices And Premises | office | 1 | 1571.89 | 16920 | NIA | 237000 | Royal Insurance (New Quay) T1 / Royal Insurance (New Quay) T2 | inside-area | 0.05 | BURLINGTON ST GT2 / LISTER DV B GT1 / PARADISE ST GT1 | LISTER DRIVE | SPM | 8.3 | primary | 8.312 | Green | 8.7 | 0.388 | thermal | 0 | 0 | 0 | 0 | 8 | BURLINGTON ST GT2 / LISTER DV B GT1 / PARADISE ST GT1 | 59.6 | GREEN | 0 |  |  | 0 | 0 | 0 | 8.7 |  |  |  |  | Green (Over 5% headroom) | 59180 | 100 | 2.5 | 110 | 9 | 421015 | [9 empty] | Lister Drive | LISTER DRIVE | 2 | 114 | 114 | 0 | 57 | 20 | 2026-09 |  | Retail/Financial and Professional Services | 683 | C | Grid Supplied Electricity | 3 | 2 | Air Conditioning | 2023-02-08 |  | 0.5 | FALSE | 53.4052 | -2.9948 | SPM-ROYAL_INSURANCE_NEW_QUAY_T1_ROYAL_INSURANCE_NEW_QUAY_T2 | 12195385000 | SP Energy Networks open data (API key): NDP SPM primary-group polygons + Capacity Heatmaps Information Model SPM + LTDS appendices 3/6 + NSHR
2744 | 35.1 | SUITE GA PT GND FLR, CUNARD BUILDING, WATER STREET | LIVERPOOL | L3 1EG | Liverpool |  | Offices And Premises | office | 1 | 1506.84 | 16219 | NIA | 233000 | Royal Insurance (New Quay) T1 / Royal Insurance (New Quay) T2 | inside-area | 0.05 | BURLINGTON ST GT2 / LISTER DV B GT1 / PARADISE ST GT1 | LISTER DRIVE | SPM | 8.3 | primary | 8.312 | Green | 8.7 | 0.388 | thermal | 0 | 0 | 0 | 0 | 8 | BURLINGTON ST GT2 / LISTER DV B GT1 / PARADISE ST GT1 | 59.6 | GREEN | 0 |  |  | 0 | 0 | 0 | 8.7 |  |  |  |  | Green (Over 5% headroom) | 59180 | 100 | 2.39 | 105 | 9 | 421716 | [9 empty] | Lister Drive | LISTER DRIVE | 2 | 114 | 114 | 0 | 57 | 20 | 2026-09 | [12 empty] | 53.4052 | -2.9948 | SPM-ROYAL_INSURANCE_NEW_QUAY_T1_ROYAL_INSURANCE_NEW_QUAY_T2 | 10537089000 | SP Energy Networks open data (API key): NDP SPM primary-group polygons + Capacity Heatmaps Information Model SPM + LTDS appendices 3/6 + NSHR
2745 | 35.1 | EMPLOYMENT TRIBUNAL SERVICE PT 1ST FLR, CUNARD BUILDING, WATER STREET | LIVERPOOL | L3 1EG | Liverpool |  | Offices And Premises | office | 1 | 1416.8 | 15250 | NIA | 230000 | Royal Insurance (New Quay) T1 / Royal Insurance (New Quay) T2 | inside-area | 0.05 | BURLINGTON ST GT2 / LISTER DV B GT1 / PARADISE ST GT1 | LISTER DRIVE | SPM | 8.3 | primary | 8.312 | Green | 8.7 | 0.388 | thermal | 0 | 0 | 0 | 0 | 8 | BURLINGTON ST GT2 / LISTER DV B GT1 / PARADISE ST GT1 | 59.6 | GREEN | 0 |  |  | 0 | 0 | 0 | 8.7 |  |  |  |  | Green (Over 5% headroom) | 59180 | 100 | 2.25 | 99 | 9 | 422685 | [9 empty] | Lister Drive | LISTER DRIVE | 2 | 114 | 114 | 0 | 57 | 20 | 2026-09 | [12 empty] | 53.4052 | -2.9948 | SPM-ROYAL_INSURANCE_NEW_QUAY_T1_ROYAL_INSURANCE_NEW_QUAY_T2 | 11055163000 | SP Energy Networks open data (API key): NDP SPM primary-group polygons + Capacity Heatmaps Information Model SPM + LTDS appendices 3/6 + NSHR
2746 | 35.1 | 541-573 & 530 - 544 (L54 & L56) & 575-587 PT 5TH FLOOR, CUNARD BUILDING, WATER STREET | LIVERPOOL | L3 1EG | Liverpool |  | Offices And Premises | office | 1 | 1351.55 | 14548 | NIA | 209000 | Royal Insurance (New Quay) T1 / Royal Insurance (New Quay) T2 | inside-area | 0.05 | BURLINGTON ST GT2 / LISTER DV B GT1 / PARADISE ST GT1 | LISTER DRIVE | SPM | 8.3 | primary | 8.312 | Green | 8.7 | 0.388 | thermal | 0 | 0 | 0 | 0 | 8 | BURLINGTON ST GT2 / LISTER DV B GT1 / PARADISE ST GT1 | 59.6 | GREEN | 0 |  |  | 0 | 0 | 0 | 8.7 |  |  |  |  | Green (Over 5% headroom) | 59180 | 100 | 2.15 | 95 | 9 | 423387 | [9 empty] | Lister Drive | LISTER DRIVE | 2 | 114 | 114 | 0 | 57 | 20 | 2026-09 | [12 empty] | 53.4052 | -2.9948 | SPM-ROYAL_INSURANCE_NEW_QUAY_T1_ROYAL_INSURANCE_NEW_QUAY_T2 | 11382324000 | SP Energy Networks open data (API key): NDP SPM primary-group polygons + Capacity Heatmaps Information Model SPM + LTDS appendices 3/6 + NSHR
2747 | 35.1 | GEORGES DOCK BUILDING, GEORGES DOCK WAY | LIVERPOOL | L3 1DB | Liverpool | MERSEY TUNNELS | Offices And Premises | office | 1 | 1017.8 | 10955 | NIA | 93500 | Royal Insurance (New Quay) T1 / Royal Insurance (New Quay) T2 | inside-area | 0.1 | BURLINGTON ST GT2 / LISTER DV B GT1 / PARADISE ST GT1 | LISTER DRIVE | SPM | 8.3 | primary | 8.312 | Green | 8.7 | 0.388 | thermal | 0 | 0 | 0 | 0 | 8 | BURLINGTON ST GT2 / LISTER DV B GT1 / PARADISE ST GT1 | 59.6 | GREEN | 0 |  |  | 0 | 0 | 0 | 8.7 |  |  |  |  | Green (Over 5% headroom) | 59180 | 100 | 1.62 | 71 | 9 | 426980 | [9 empty] | Lister Drive | LISTER DRIVE | 2 | 114 | 114 | 0 | 57 | 20 | 2026-09 | [12 empty] | 53.4054 | -2.9957 | SPM-ROYAL_INSURANCE_NEW_QUAY_T1_ROYAL_INSURANCE_NEW_QUAY_T2 | 1247996000 | SP Energy Networks open data (API key): NDP SPM primary-group polygons + Capacity Heatmaps Information Model SPM + LTDS appendices 3/6 + NSHR
2748 | 35.1 | CRUD Y DDERWEN, FFORDD WILLIAM MORGAN, ST ASAPH BUSINESS PARK | ST ASAPH | LL17 0NR | Denbighshire |  | Offices And Premises | office | 1 | 2059.04 | 22163 | NIA | 148000 | Ega Electric T1 | inside-area | 0.11 | HOLYWELL GT1 / RHYL GT1 / ST ASAPH GT2 / ST ASAPH GT4 | CONNAHS QUAY - PENTIR - ST ASAPH | SPM | 3.8 | primary | 3.776 | Green | 7.5 | 3.724 | thermal | 0 | 3.5 | 1.1 | 3.5 | 3.2 | HOLYWELL GT1 / RHYL GT1 / ST ASAPH GT2 / ST ASAPH GT4 | 22.4768 | GREEN | 0 |  |  | 0 | 0 | 0 | 7.5 |  |  |  |  | Green (Over 5% headroom) | 27094 | 100 | 3.27 | 144 | 5 | 220216 | [9 empty] | Connahs Quay / SASA | [20 empty] | 53.2531 | -3.451 | SPM-EGA_ELECTRIC_T1 | 5001568000 | SP Energy Networks open data (API key): NDP SPM primary-group polygons + Capacity Heatmaps Information Model SPM + LTDS appendices 3/6 + NSHR
2749 | 35.1 | FORRESTERS (SALES) LTD, MILL LANE | FRODSHAM | WA6 8HY | Cheshire West And Chester |  | Factory And Premises | industrial | 1 | 1585.77 | 17069 | GIA | 71500 | Crowton T1 | inside-area | 2.32 | ELLESMERE PORT GT2 / INCE LOCAL GT1 / INCE LOCAL GT2 | FRODSHAM - INCE | SPM | 3.8 | primary | 3.768 | Green | 7.5 | 3.732 | thermal | 0 | 2 | 0 | 2 | 3.2 | INCE LOCAL GT1 / INCE LOCAL GT2 | 26.1433 | GREEN | 0 |  |  | 0 | 0 | 0 | 7.5 |  |  |  |  | Green (Over 5% headroom) | 27094 | 100 | 2.52 | 95 | 0 | 0 | [9 empty] | Frodsham | FRODSHAM | 5 | 1090 | 1090 | 0 | 0 | 0 | 2029-04 | [12 empty] | 53.2708 | -2.6635 | SPM-CROWTON_T1 | 369387133 | SP Energy Networks open data (API key): NDP SPM primary-group polygons + Capacity Heatmaps Information Model SPM + LTDS appendices 3/6 + NSHR
2750 | 35.1 | SALT STORE, HOLYWELL ROAD | ST ASAPH | LL17 0DS | Denbighshire |  | Store And Premises | industrial | 1 | 1512.6 | 16281 | GIA | 70500 | Ega Electric T1 | inside-area | 2.34 | HOLYWELL GT1 / RHYL GT1 / ST ASAPH GT2 / ST ASAPH GT4 | CONNAHS QUAY - PENTIR - ST ASAPH | SPM | 3.8 | primary | 3.776 | Green | 7.5 | 3.724 | thermal | 0 | 3.5 | 1.1 | 3.5 | 3.2 | HOLYWELL GT1 / RHYL GT1 / ST ASAPH GT2 / ST ASAPH GT4 | 22.4768 | GREEN | 0 |  |  | 0 | 0 | 0 | 7.5 |  |  |  |  | Green (Over 5% headroom) | 27094 | 100 | 2.4 | 38 | 5 | 226098 | [9 empty] | Connahs Quay / SASA | [20 empty] | 53.2639 | -3.4226 | SPM-EGA_ELECTRIC_T1 | 10094822000 | SP Energy Networks open data (API key): NDP SPM primary-group polygons + Capacity Heatmaps Information Model SPM + LTDS appendices 3/6 + NSHR
2751 | 35.1 | KNOLTON FARM HOUSE CHEESE LTD | WREXHAM | LL13 0LF | Wrexham |  | Factory And Premises | industrial | 1 | 1326.07 | 14274 | GIA | 21250 | Overton T1 | inside-area | 2.01 | LEGACY LOCAL GT2 / NEWTOWN GT2 / OSWESTRY GT8 / WELSHPOOL GT1 | LEGACY | SPM | 3.8 | primary | 3.803 | Green | 7.5 | 3.697 | thermal | 0 | 0 | 0 | 0 | 3 | LEGACY LOCAL GT2 / NEWTOWN GT2 / OSWESTRY GT8 / WELSHPOOL GT1 | 60.6676 | GREEN | 0 |  |  | 0 | 0 | 0 | 7.5 |  |  |  |  | Green (Over 5% headroom) | 27094 | 100 | 2.11 | 80 | 3 | 87307 | [9 empty] | Legacy | LEGACY | 5 | 1714 | 1714 | 0 | 0 | 0 | 2024-08 | [12 empty] | 52.9513 | -2.9405 | SPM-OVERTON_T1 | 178962206 | SP Energy Networks open data (API key): NDP SPM primary-group polygons + Capacity Heatmaps Information Model SPM + LTDS appendices 3/6 + NSHR
2752 | 35.1 | UNITS 2-6 & 9, GREEN INDUSTRIAL ESTATE, THE ROE | ST ASAPH | LL17 0LB | Denbighshire |  | Warehouse And Premises | industrial | 1 | 1279.8 | 13776 | GIA | 47750 | Ega Electric T1 | inside-area | 1.17 | HOLYWELL GT1 / RHYL GT1 / ST ASAPH GT2 / ST ASAPH GT4 | CONNAHS QUAY - PENTIR - ST ASAPH | SPM | 3.8 | primary | 3.776 | Green | 7.5 | 3.724 | thermal | 0 | 3.5 | 1.1 | 3.5 | 3.2 | HOLYWELL GT1 / RHYL GT1 / ST ASAPH GT2 / ST ASAPH GT4 | 22.4768 | GREEN | 0 |  |  | 0 | 0 | 0 | 7.5 |  |  |  |  | Green (Over 5% headroom) | 27094 | 100 | 2.03 | 32 | 5 | 228603 | [9 empty] | Connahs Quay / SASA | [20 empty] | 53.2615 | -3.4433 | SPM-EGA_ELECTRIC_T1 | 6240154000 | SP Energy Networks open data (API key): NDP SPM primary-group polygons + Capacity Heatmaps Information Model SPM + LTDS appendices 3/6 + NSHR
2753 | 35.1 | WELSH OAK FRAME BELMONT YARD, STATION ROAD | CAERSWS | SY17 5EQ | Powys 1 (Montgomeryshire) |  | Workshop, Office And Premises | industrial | 1 | 1078.02 | 11604 | GIA | 26250 | Caersws T1 | inside-area | 1.08 | LEGACY LOCAL GT2 / NEWTOWN GT2 / OSWESTRY GT8 / WELSHPOOL GT1 | LEGACY | SPM | 3.8 | primary | 3.811 | Green | 7.5 | 3.671 | thermal | 0 | 1 | 0.1 | 1 | 3.2 | LEGACY LOCAL GT2 / NEWTOWN GT2 / OSWESTRY GT8 / WELSHPOOL GT1 | 60.6676 | GREEN | 0 |  |  | 0 | 0 | 0 | 7.5 |  |  |  |  | Green (Over 5% headroom) | 27094 | 100 | 1.71 | 49 | 2 | 186368 | [9 empty] | Trawsfynydd | LEGACY | 5 | 1714 | 1714 | 0 | 0 | 0 | 2024-08 | [12 empty] | 52.516 | -3.4305 | SPM-CAERSWS_T1 | 13373243000 | SP Energy Networks open data (API key): NDP SPM primary-group polygons + Capacity Heatmaps Information Model SPM + LTDS appendices 3/6 + NSHR
2754 | 35 | TESCO EXTRA, WINWICK ROAD | WARRINGTON | WA2 7DH | Warrington |  | Superstore And Premises | bigbox | 1 | 13313.88 | 143309 | GIA | 1580000 | Bewsey T1 / Owen St T1 / Rodney St T1 / Rylands Eldon St T1 | inside-area | 1.33 | DALLAM GT1 / SANKEY BRIDGES GT1 / WARRINGTON GT3 | CARRINGTON - FIDDLERS FERRY | SPM | -1 | bsp | 11.377 | Green | 30 | 17.123 | thermal | 6 | 12.4 | 3 | 18.4 | 8.7 | DALLAM GT1 / SANKEY BRIDGES GT1 / WARRINGTON GT3 | -0.972 | RED | 0 |  |  | 0 | 0 | 0 | 30 |  |  |  |  | Green (Over 5% headroom) | 0 | 0 | 21.16 | 1198 | 39 | 2480106 | [9 empty] | Fiddlers Ferry | CARRINGTON | 5 | 2186.9 | 2186.9 | 0 | 0 | 930 | 2026-05 | [12 empty] | 53.3952 | -2.5938 | SPM-BEWSEY_T1_OWEN_ST_T1_RODNEY_ST_T1_RYLANDS_ELDON_ST_T1 | 10995474000 | SP Energy Networks open data (API key): NDP SPM primary-group polygons + Capacity Heatmaps Information Model SPM + LTDS appendices 3/6 + NSHR
2755 | 35 | ASDA 1 BIRCHWOOD SHOPPING CENTRE, DEWHURST ROAD | WARRINGTON | WA3 7PG | Warrington |  | Superstore And Premises | bigbox | 1 | 10026.63 | 107926 | GIA | 1360000 | Orford T1 / Padgate T1 | inside-area | 3.05 | DALLAM GT1 / SANKEY BRIDGES GT1 / WARRINGTON GT3 | CARRINGTON - FIDDLERS FERRY | SPM | -1 | bsp | 1.185 | Green | 10 | 8.815 | thermal | 0 | 0 | 0 | 0 | -1.8 | DALLAM GT1 / SANKEY BRIDGES GT1 / WARRINGTON GT3 | -0.972 | RED | 0 |  |  | 0 | 0 | 0 | 10 |  |  |  |  | Green (Over 5% headroom) | 0 | 0 | 15.93 | 902 | 57 | 2753461 | [9 empty] | Fiddlers Ferry | CARRINGTON | 5 | 2186.9 | 2186.9 | 0 | 0 | 930 | 2026-05 | 100012805117 | A1/A2 Retail and Financial/Professional services | 10063 | E | Natural Gas | 4 |  | Air Conditioning | 2017-07-14 |  | 1 | FALSE | 53.4141 | -2.5275 | SPM-ORFORD_T1_PADGATE_T1 | 11878413000 | SP Energy Networks open data (API key): NDP SPM primary-group polygons + Capacity Heatmaps Information Model SPM + LTDS appendices 3/6 + NSHR
2756 | 35 | ASDA, WESTBROOK CENTRE | WARRINGTON | WA5 5TE | Warrington |  | Superstore And Premises | bigbox | 1 | 9565.17 | 102959 | GIA | 1570000 | Boulevard T1 / Chapelford T1 / Hawleys La T1 / Westbrook T1 / Winwick Quay T1 | inside-area | 2.7 | DALLAM GT1 / SANKEY BRIDGES GT1 / WARRINGTON GT3 | CARRINGTON - FIDDLERS FERRY | SPM | -1 | bsp | 16.448 | Green | 37.5 | 21.052 | thermal | 0 | 0 | 0 | 0 | 12.5 | DALLAM GT1 / SANKEY BRIDGES GT1 / WARRINGTON GT3 | -0.972 | RED | 0 |  |  | 0 | 0 | 0 | 37.5 |  |  |  |  | Green (Over 5% headroom) | 0 | 0 | 15.2 | 861 | 53 | 4276070 | [9 empty] | Fiddlers Ferry | CARRINGTON | 5 | 2186.9 | 2186.9 | 0 | 0 | 930 | 2026-05 | [12 empty] | 53.4064 | -2.6348 | SPM-BOULEVARD_T1_CHAPELFORD_T1_HAWLEYS_LA_T1_WESTBROOK_T1_WINWIC | 8988849000 | SP Energy Networks open data (API key): NDP SPM primary-group polygons + Capacity Heatmaps Information Model SPM + LTDS appendices 3/6 + NSHR
2757 | 35 | ASDA STORES LTD, COCKHEDGE WAY | WARRINGTON | WA1 2QQ | Warrington |  | Superstore And Premises | bigbox | 1 | 9109 | 98048 | GIA | 1240000 | Bewsey T1 / Owen St T1 / Rodney St T1 / Rylands Eldon St T1 | inside-area | 1.73 | DALLAM GT1 / SANKEY BRIDGES GT1 / WARRINGTON GT3 | CARRINGTON - FIDDLERS FERRY | SPM | -1 | bsp | 11.377 | Green | 30 | 17.123 | thermal | 6 | 12.4 | 3 | 18.4 | 8.7 | DALLAM GT1 / SANKEY BRIDGES GT1 / WARRINGTON GT3 | -0.972 | RED | 0 |  |  | 0 | 0 | 0 | 30 |  |  |  |  | Green (Over 5% headroom) | 0 | 0 | 14.47 | 820 | 39 | 2525367 | [9 empty] | Fiddlers Ferry | CARRINGTON | 5 | 2186.9 | 2186.9 | 0 | 0 | 930 | 2026-05 | [12 empty] | 53.391 | -2.5895 | SPM-BEWSEY_T1_OWEN_ST_T1_RODNEY_ST_T1_RYLANDS_ELDON_ST_T1 | 11885512000 | SP Energy Networks open data (API key): NDP SPM primary-group polygons + Capacity Heatmaps Information Model SPM + LTDS appendices 3/6 + NSHR
2758 | 35 | TREBARON GARDEN CENTRE 174, SOUTHWORTH ROAD | NEWTON-LE-WILLOWS | WA12 0BS | St Helens |  | Garden Centre & Premises | bigbox | 1 | 7569.34 | 81476 | NIA | 277500 | Boulevard T1 / Chapelford T1 / Hawleys La T1 / Westbrook T1 / Winwick Quay T1 | nearest-substation | 4.23 | DALLAM GT1 / SANKEY BRIDGES GT1 / WARRINGTON GT3 | CARRINGTON - FIDDLERS FERRY | SPM | -1 | bsp | 16.448 | Green | 37.5 | 21.052 | thermal | 0 | 0 | 0 | 0 | 12.5 | DALLAM GT1 / SANKEY BRIDGES GT1 / WARRINGTON GT3 | -0.972 | RED | 0 |  |  | 0 | 0 | 0 | 37.5 |  |  |  |  | Green (Over 5% headroom) | 0 | 0 | 12.03 | 681 | 53 | 4297553 | [9 empty] | Fiddlers Ferry | CARRINGTON | 5 | 2186.9 | 2186.9 | 0 | 0 | 930 | 2026-05 | 39093615 | A1/A2 Retail and Financial/Professional services | 3526 | B | Natural Gas | 4 |  | Heating and Natural Ventilation | 2019-06-29 |  | 1 | FALSE | 53.4561 | -2.6023 | SPM-BOULEVARD_T1_CHAPELFORD_T1_HAWLEYS_LA_T1_WESTBROOK_T1_WINWIC | 12765708000 | SP Energy Networks open data (API key): NDP SPM primary-group polygons + Capacity Heatmaps Information Model SPM + LTDS appendices 3/6 + NSHR
2759 | 35 | KERFOOT STREET | WARRINGTON | WA2 8NU | Warrington | MATALAN DISCOUNT CLUB | Retail Warehouse And Premises | bigbox | 2 | 5976.96 | 64335 | NIA | 975000 | Bewsey T1 / Owen St T1 / Rodney St T1 / Rylands Eldon St T1 | inside-area | 1.19 | DALLAM GT1 / SANKEY BRIDGES GT1 / WARRINGTON GT3 | CARRINGTON - FIDDLERS FERRY | SPM | -1 | bsp | 11.377 | Green | 30 | 17.123 | thermal | 6 | 12.4 | 3 | 18.4 | 8.7 | DALLAM GT1 / SANKEY BRIDGES GT1 / WARRINGTON GT3 | -0.972 | RED | 0 |  |  | 0 | 0 | 0 | 30 |  |  |  |  | Green (Over 5% headroom) | 0 | 0 | 9.5 | 538 | 39 | 2559080 | [9 empty] | Fiddlers Ferry | CARRINGTON | 5 | 2186.9 | 2186.9 | 0 | 0 | 930 | 2026-05 | 10013408425 | A1/A2 Retail and Financial/Professional services | 1637 | D | Natural Gas | 3 | 2 | Heating and Natural Ventilation | 2013-12-23 |  | 1 | FALSE | 53.3999 | -2.5963 | SPM-BEWSEY_T1_OWEN_ST_T1_RODNEY_ST_T1_RYLANDS_ELDON_ST_T1 | 639471137;639471137 | SP Energy Networks open data (API key): NDP SPM primary-group polygons + Capacity Heatmaps Information Model SPM + LTDS appendices 3/6 + NSHR
2760 | 35 | 610, EUROPA BOULEVARD | WARRINGTON | WA5 5TN | Warrington |  | Car Showroom And Premises | bigbox | 1 | 4730.54 | 50919 | GIA | 550000 | Boulevard T1 / Chapelford T1 / Hawleys La T1 / Westbrook T1 / Winwick Quay T1 | inside-area | 0.93 | DALLAM GT1 / SANKEY BRIDGES GT1 / WARRINGTON GT3 | CARRINGTON - FIDDLERS FERRY | SPM | -1 | bsp | 16.448 | Green | 37.5 | 21.052 | thermal | 0 | 0 | 0 | 0 | 12.5 | DALLAM GT1 / SANKEY BRIDGES GT1 / WARRINGTON GT3 | -0.972 | RED | 0 |  |  | 0 | 0 | 0 | 37.5 |  |  |  |  | Green (Over 5% headroom) | 0 | 0 | 7.52 | 426 | 53 | 4328110 | [9 empty] | Fiddlers Ferry | CARRINGTON | 5 | 2186.9 | 2186.9 | 0 | 0 | 930 | 2026-05 | [12 empty] | 53.4149 | -2.612 | SPM-BOULEVARD_T1_CHAPELFORD_T1_HAWLEYS_LA_T1_WESTBROOK_T1_WINWIC | 13586370000 | SP Energy Networks open data (API key): NDP SPM primary-group polygons + Capacity Heatmaps Information Model SPM + LTDS appendices 3/6 + NSHR
2761 | 35 | UNIT 1, RIVERSIDE RETAIL PARK, WHARF STREET | WARRINGTON | WA1 2HY | Warrington |  | Retail Warehouse And Premises | bigbox | 1 | 4639.5 | 49939 | GIA | 337500 | Bewsey T1 / Owen St T1 / Rodney St T1 / Rylands Eldon St T1 | inside-area | 2.2 | DALLAM GT1 / SANKEY BRIDGES GT1 / WARRINGTON GT3 | CARRINGTON - FIDDLERS FERRY | SPM | -1 | bsp | 11.377 | Green | 30 | 17.123 | thermal | 6 | 12.4 | 3 | 18.4 | 8.7 | DALLAM GT1 / SANKEY BRIDGES GT1 / WARRINGTON GT3 | -0.972 | RED | 0 |  |  | 0 | 0 | 0 | 30 |  |  |  |  | Green (Over 5% headroom) | 0 | 0 | 7.37 | 418 | 39 | 2573476 | [9 empty] | Fiddlers Ferry | CARRINGTON | 5 | 2186.9 | 2186.9 | 0 | 0 | 930 | 2026-05 | [12 empty] | 53.3856 | -2.5863 | SPM-BEWSEY_T1_OWEN_ST_T1_RODNEY_ST_T1_RYLANDS_ELDON_ST_T1 | 645056137 | SP Energy Networks open data (API key): NDP SPM primary-group polygons + Capacity Heatmaps Information Model SPM + LTDS appendices 3/6 + NSHR
2762 | 35 | UNIT 2, MILNER STREET | WARRINGTON | WA5 1AD | Warrington |  | Retail Warehouse And Premises; Warehouse And Premises | bigbox | 2 | 4585.29 | 49356 | GIA | 292500 | Bewsey T1 / Owen St T1 / Rodney St T1 / Rylands Eldon St T1 | inside-area | 0.84 | DALLAM GT1 / SANKEY BRIDGES GT1 / WARRINGTON GT3 | CARRINGTON - FIDDLERS FERRY | SPM | -1 | bsp | 11.377 | Green | 30 | 17.123 | thermal | 6 | 12.4 | 3 | 18.4 | 8.7 | DALLAM GT1 / SANKEY BRIDGES GT1 / WARRINGTON GT3 | -0.972 | RED | 0 |  |  | 0 | 0 | 0 | 30 |  |  |  |  | Green (Over 5% headroom) | 0 | 0 | 7.29 | 413 | 39 | 2574059 | [9 empty] | Fiddlers Ferry | CARRINGTON | 5 | 2186.9 | 2186.9 | 0 | 0 | 930 | 2026-05 | [12 empty] | 53.3904 | -2.6072 | SPM-BEWSEY_T1_OWEN_ST_T1_RODNEY_ST_T1_RYLANDS_ELDON_ST_T1 | 11376076000;12017120000 | SP Energy Networks open data (API key): NDP SPM primary-group polygons + Capacity Heatmaps Information Model SPM + LTDS appendices 3/6 + NSHR
2763 | 35 | CDS (SUPERSTORES INTERNATIONAL) LTD T/A THE RANGE, WINWICK ROAD | WARRINGTON | WA2 7DH | Warrington |  | Retail Warehouse And Premises | bigbox | 1 | 4245 | 45693 | GIA | 465000 | Bewsey T1 / Owen St T1 / Rodney St T1 / Rylands Eldon St T1 | inside-area | 1.33 | DALLAM GT1 / SANKEY BRIDGES GT1 / WARRINGTON GT3 | CARRINGTON - FIDDLERS FERRY | SPM | -1 | bsp | 11.377 | Green | 30 | 17.123 | thermal | 6 | 12.4 | 3 | 18.4 | 8.7 | DALLAM GT1 / SANKEY BRIDGES GT1 / WARRINGTON GT3 | -0.972 | RED | 0 |  |  | 0 | 0 | 0 | 30 |  |  |  |  | Green (Over 5% headroom) | 0 | 0 | 6.75 | 382 | 39 | 2577722 | [9 empty] | Fiddlers Ferry | CARRINGTON | 5 | 2186.9 | 2186.9 | 0 | 0 | 930 | 2026-05 | [12 empty] | 53.3952 | -2.5938 | SPM-BEWSEY_T1_OWEN_ST_T1_RODNEY_ST_T1_RYLANDS_ELDON_ST_T1 | 8632538000 | SP Energy Networks open data (API key): NDP SPM primary-group polygons + Capacity Heatmaps Information Model SPM + LTDS appendices 3/6 + NSHR
2764 | 35 | GEMINI RETAIL PARK, EUROPA BOULEVARD | WARRINGTON | WA5 1XX | Warrington | NEXT PLC | Retail Warehouse And Premises | bigbox | 1 | 4047.87 | 43571 | GIA | 615000 | Great Sankey T1 / Penketh T1 / Widnes Rd T1 | inside-area | 0.4 | DALLAM GT1 / SANKEY BRIDGES GT1 / WARRINGTON GT3 | CARRINGTON - FIDDLERS FERRY | SPM | -1 | bsp | 4.75 | Green | 20 | 11 | thermal | 12.8 | 35.1 | 0 | 47.9 | 6.1 | DALLAM GT1 / SANKEY BRIDGES GT1 / WARRINGTON GT3 | -0.972 | RED | 0 |  |  | 0 | 0 | 0 | 20 |  |  |  |  | Green (Over 5% headroom) | 0 | 0 | 6.43 | 364 | 7 | 556902 | [9 empty] | Fiddlers Ferry | CARRINGTON | 5 | 2186.9 | 2186.9 | 0 | 0 | 930 | 2026-05 | [12 empty] | 53.3889 | -2.6305 | SPM-GREAT_SANKEY_T1_PENKETH_T1_WIDNES_RD_T1 | 8371655000 | SP Energy Networks open data (API key): NDP SPM primary-group polygons + Capacity Heatmaps Information Model SPM + LTDS appendices 3/6 + NSHR
2765 | 35 | THE CAR PEOPLE, CALVER PARK ROAD | WARRINGTON | WA2 8JH | Warrington |  | Car Supermarket And Premises | bigbox | 1 | 3912.1 | 42109 | GIA | 660000 | Boulevard T1 / Chapelford T1 / Hawleys La T1 / Westbrook T1 / Winwick Quay T1 | inside-area | 0.41 | DALLAM GT1 / SANKEY BRIDGES GT1 / WARRINGTON GT3 | CARRINGTON - FIDDLERS FERRY | SPM | -1 | bsp | 16.448 | Green | 37.5 | 21.052 | thermal | 0 | 0 | 0 | 0 | 12.5 | DALLAM GT1 / SANKEY BRIDGES GT1 / WARRINGTON GT3 | -0.972 | RED | 0 |  |  | 0 | 0 | 0 | 37.5 |  |  |  |  | Green (Over 5% headroom) | 0 | 0 | 6.22 | 352 | 53 | 4336920 | [9 empty] | Fiddlers Ferry | CARRINGTON | 5 | 2186.9 | 2186.9 | 0 | 0 | 930 | 2026-05 | 10092997549 | A1/A2 Retail and Financial/Professional services | 3889 | B | Natural Gas | 4 |  | Air Conditioning | 2017-06-07 |  | 1 | FALSE | 53.4155 | -2.6034 | SPM-BOULEVARD_T1_CHAPELFORD_T1_HAWLEYS_LA_T1_WESTBROOK_T1_WINWIC | 10989572000 | SP Energy Networks open data (API key): NDP SPM primary-group polygons + Capacity Heatmaps Information Model SPM + LTDS appendices 3/6 + NSHR
2766 | 35 | WARRINGTON AUDI, CHARON WAY, GEMINI RETAIL PARK | WARRINGTON | WA5 7YD | Warrington |  | Car Showroom And Premises | bigbox | 1 | 3453.61 | 37174 | GIA | 390000 | Boulevard T1 / Chapelford T1 / Hawleys La T1 / Westbrook T1 / Winwick Quay T1 | inside-area | 2.54 | DALLAM GT1 / SANKEY BRIDGES GT1 / WARRINGTON GT3 | CARRINGTON - FIDDLERS FERRY | SPM | -1 | bsp | 16.448 | Green | 37.5 | 21.052 | thermal | 0 | 0 | 0 | 0 | 12.5 | DALLAM GT1 / SANKEY BRIDGES GT1 / WARRINGTON GT3 | -0.972 | RED | 0 |  |  | 0 | 0 | 0 | 37.5 |  |  |  |  | Green (Over 5% headroom) | 0 | 0 | 5.49 | 311 | 53 | 4341855 | [9 empty] | Fiddlers Ferry | CARRINGTON | 5 | 2186.9 | 2186.9 | 0 | 0 | 930 | 2026-05 | 100012807005 | Retail/Financial and Professional Services | 3679 | B | Natural Gas | 4 | 2 | Air Conditioning | 2022-10-31 |  | 0.75 | FALSE | 53.414 | -2.6367 | SPM-BOULEVARD_T1_CHAPELFORD_T1_HAWLEYS_LA_T1_WESTBROOK_T1_WINWIC | 6096714000 | SP Energy Networks open data (API key): NDP SPM primary-group polygons + Capacity Heatmaps Information Model SPM + LTDS appendices 3/6 + NSHR
2767 | 35 | SAINSBURYS, MORAN DRIVE | WARRINGTON | WA5 3SN | Warrington |  | Superstore And Premises | bigbox | 1 | 3436 | 36985 | GIA | 640000 | Boulevard T1 / Chapelford T1 / Hawleys La T1 / Westbrook T1 / Winwick Quay T1 | inside-area | 3.48 | DALLAM GT1 / SANKEY BRIDGES GT1 / WARRINGTON GT3 | CARRINGTON - FIDDLERS FERRY | SPM | -1 | bsp | 16.448 | Green | 37.5 | 21.052 | thermal | 0 | 0 | 0 | 0 | 12.5 | DALLAM GT1 / SANKEY BRIDGES GT1 / WARRINGTON GT3 | -0.972 | RED | 0 |  |  | 0 | 0 | 0 | 37.5 |  |  |  |  | Green (Over 5% headroom) | 0 | 0 | 5.46 | 309 | 53 | 4342044 | [9 empty] | Fiddlers Ferry | CARRINGTON | 5 | 2186.9 | 2186.9 | 0 | 0 | 930 | 2026-05 | [12 empty] | 53.4009 | -2.6429 | SPM-BOULEVARD_T1_CHAPELFORD_T1_HAWLEYS_LA_T1_WESTBROOK_T1_WINWIC | 8790002000 | SP Energy Networks open data (API key): NDP SPM primary-group polygons + Capacity Heatmaps Information Model SPM + LTDS appendices 3/6 + NSHR
2768 | 35 | MERCEDES BENZ OF WARRINGTON, JUNIPER LANE | WARRINGTON | WA3 6DP | Warrington |  | Car Showroom And Premises | bigbox | 1 | 3276.17 | 35264 | GIA | 385000 | Kingsland 33 T1 / Safeway T1 / Woolston T1 / Woolston T2 | inside-area | 0.67 | DALLAM GT1 / SANKEY BRIDGES GT1 / WARRINGTON GT3 | CARRINGTON - FIDDLERS FERRY | SPM | -1 | bsp | 11.614 | Green | 30 | 17.217 | thermal | 4.7 | 4 | 0 | 8.7 | 9.2 | DALLAM GT1 / SANKEY BRIDGES GT1 / WARRINGTON GT3 | -0.972 | RED | 0 |  |  | 0 | 0 | 0 | 30 |  |  |  |  | Green (Over 5% headroom) | 0 | 0 | 5.21 | 295 | 76 | 5173475 | [9 empty] | Fiddlers Ferry | CARRINGTON | 5 | 2186.9 | 2186.9 | 0 | 0 | 930 | 2026-05 | 10013407592 | Retail/Financial and Professional Services | 2725 | A | Grid Supplied Electricity | 4 | 2 | Air Conditioning | 2024-07-24 |  | 0.75 | FALSE | 53.402 | -2.5116 | SPM-KINGSLAND_33_T1_SAFEWAY_T1_WOOLSTON_T1_WOOLSTON_T2 | 6992631000 | SP Energy Networks open data (API key): NDP SPM primary-group polygons + Capacity Heatmaps Information Model SPM + LTDS appendices 3/6 + NSHR
2769 | 35 | UNIT 6K-6M, JUNCTION 9 RETAIL PARK, HAWLEYS LANE | WARRINGTON | WA2 8TW | Warrington |  | Retail Warehouse And Premises | bigbox | 1 | 3270 | 35198 | GIA | 420000 | Bewsey T1 / Owen St T1 / Rodney St T1 / Rylands Eldon St T1 | inside-area | 1.75 | DALLAM GT1 / SANKEY BRIDGES GT1 / WARRINGTON GT3 | CARRINGTON - FIDDLERS FERRY | SPM | -1 | bsp | 11.377 | Green | 30 | 17.123 | thermal | 6 | 12.4 | 3 | 18.4 | 8.7 | DALLAM GT1 / SANKEY BRIDGES GT1 / WARRINGTON GT3 | -0.972 | RED | 0 |  |  | 0 | 0 | 0 | 30 |  |  |  |  | Green (Over 5% headroom) | 0 | 0 | 5.2 | 294 | 39 | 2588217 | [9 empty] | Fiddlers Ferry | CARRINGTON | 5 | 2186.9 | 2186.9 | 0 | 0 | 930 | 2026-05 | 10094965790 | Retail/Financial and Professional Services | 3307 | A | Grid Supplied Electricity | 4 |  | Air Conditioning | 2024-05-30 |  | 0.83 | FALSE | 53.4097 | -2.5984 | SPM-BEWSEY_T1_OWEN_ST_T1_RODNEY_ST_T1_RYLANDS_ELDON_ST_T1 | 14820892000 | SP Energy Networks open data (API key): NDP SPM primary-group polygons + Capacity Heatmaps Information Model SPM + LTDS appendices 3/6 + NSHR
2770 | 35 | UNIT H, COCKHEDGE CENTRE, TILLEY STREET | WARRINGTON | WA1 2PU | Warrington |  | Leisure Centre And Premises | bigbox | 1 | 3190.5 | 34342 | GIA | 230000 | Bewsey T1 / Owen St T1 / Rodney St T1 / Rylands Eldon St T1 | inside-area | 1.8 | DALLAM GT1 / SANKEY BRIDGES GT1 / WARRINGTON GT3 | CARRINGTON - FIDDLERS FERRY | SPM | -1 | bsp | 11.377 | Green | 30 | 17.123 | thermal | 6 | 12.4 | 3 | 18.4 | 8.7 | DALLAM GT1 / SANKEY BRIDGES GT1 / WARRINGTON GT3 | -0.972 | RED | 0 |  |  | 0 | 0 | 0 | 30 |  |  |  |  | Green (Over 5% headroom) | 0 | 0 | 5.07 | 255 | 39 | 2589073 | [9 empty] | Fiddlers Ferry | CARRINGTON | 5 | 2186.9 | 2186.9 | 0 | 0 | 930 | 2026-05 | [12 empty] | 53.3918 | -2.5878 | SPM-BEWSEY_T1_OWEN_ST_T1_RODNEY_ST_T1_RYLANDS_ELDON_ST_T1 | 1730868000 | SP Energy Networks open data (API key): NDP SPM primary-group polygons + Capacity Heatmaps Information Model SPM + LTDS appendices 3/6 + NSHR
2771 | 35 | DW SPORTS FITNESS, BANK STREET | WARRINGTON | WA1 2AS | Warrington |  | Leisure Centre And Premises | bigbox | 1 | 3156 | 33971 | GIA | 138000 | Barbauld St T1 / Horrocks La T1 / Warrington Central T1 | inside-area | 0.2 | DALLAM GT1 / SANKEY BRIDGES GT1 / WARRINGTON GT3 | CARRINGTON - FIDDLERS FERRY | SPM | -1 | bsp | 10.664 | Green | 20 | 8.037 | thermal | 3.9 | 0.4 | 0 | 4.3 | 11 | DALLAM GT1 / SANKEY BRIDGES GT1 / WARRINGTON GT3 | -0.972 | RED | 0 |  |  | 0 | 0 | 0 | 20 |  |  |  |  | Green (Over 5% headroom) | 0 | 0 | 5.02 | 252 | 7 | 216133 | [9 empty] | Fiddlers Ferry | CARRINGTON | 5 | 2186.9 | 2186.9 | 0 | 0 | 930 | 2026-05 | 200000973544 | D2 General Assembly and Leisure plus Night Clubs and Theatres | 3060 | C | Grid Supplied Electricity | 4 |  | Air Conditioning | 2016-08-25 |  | 0.5 | FALSE | 53.388 | -2.5895 | SPM-BARBAULD_ST_T1_HORROCKS_LA_T1_WARRINGTON_CENTRAL_T1 | 7203275000 | SP Energy Networks open data (API key): NDP SPM primary-group polygons + Capacity Heatmaps Information Model SPM + LTDS appendices 3/6 + NSHR
2772 | 35 | L A BOWL, CHETHAM COURT, CALVER ROAD | WARRINGTON | WA2 8RF | Warrington |  | Bowling Alley And Premises | bigbox | 1 | 3000.8 | 32300 | GIA | 192000 | Boulevard T1 / Chapelford T1 / Hawleys La T1 / Westbrook T1 / Winwick Quay T1 | inside-area | 0.36 | DALLAM GT1 / SANKEY BRIDGES GT1 / WARRINGTON GT3 | CARRINGTON - FIDDLERS FERRY | SPM | -1 | bsp | 16.448 | Green | 37.5 | 21.052 | thermal | 0 | 0 | 0 | 0 | 12.5 | DALLAM GT1 / SANKEY BRIDGES GT1 / WARRINGTON GT3 | -0.972 | RED | 0 |  |  | 0 | 0 | 0 | 37.5 |  |  |  |  | Green (Over 5% headroom) | 0 | 0 | 4.77 | 240 | 53 | 4346729 | [9 empty] | Fiddlers Ferry | CARRINGTON | 5 | 2186.9 | 2186.9 | 0 | 0 | 930 | 2026-05 | 10008652921 | B8 Storage or Distribution | 1938 | E | Grid Supplied Electricity | 4 | 2 | Air Conditioning | 2014-10-14 |  | 0.83 | FALSE | 53.4149 | -2.5995 | SPM-BOULEVARD_T1_CHAPELFORD_T1_HAWLEYS_LA_T1_WESTBROOK_T1_WINWIC | 175022137 | SP Energy Networks open data (API key): NDP SPM primary-group polygons + Capacity Heatmaps Information Model SPM + LTDS appendices 3/6 + NSHR
2773 | 35 | POLAR FORD, OWEN STREET | WARRINGTON | WA2 7NT | Warrington |  | Car Showroom And Premises | bigbox | 1 | 2935.58 | 31598 | GIA | 335000 | Bewsey T1 / Owen St T1 / Rodney St T1 / Rylands Eldon St T1 | inside-area | 1.07 | DALLAM GT1 / SANKEY BRIDGES GT1 / WARRINGTON GT3 | CARRINGTON - FIDDLERS FERRY | SPM | -1 | bsp | 11.377 | Green | 30 | 17.123 | thermal | 6 | 12.4 | 3 | 18.4 | 8.7 | DALLAM GT1 / SANKEY BRIDGES GT1 / WARRINGTON GT3 | -0.972 | RED | 0 |  |  | 0 | 0 | 0 | 30 |  |  |  |  | Green (Over 5% headroom) | 0 | 0 | 4.66 | 264 | 39 | 2591817 | [9 empty] | Fiddlers Ferry | CARRINGTON | 5 | 2186.9 | 2186.9 | 0 | 0 | 930 | 2026-05 | 10094964738 | B1 Offices and Workshop businesses | 3400 | A | Other | 5 |  | Heating and Natural Ventilation | 2023-03-23 |  | 0.5 | FALSE | 53.3951 | -2.5977 | SPM-BEWSEY_T1_OWEN_ST_T1_RODNEY_ST_T1_RYLANDS_ELDON_ST_T1 | 7663492000 | SP Energy Networks open data (API key): NDP SPM primary-group polygons + Capacity Heatmaps Information Model SPM + LTDS appendices 3/6 + NSHR
2774 | 35 | DECATHLON UK, JUBILEE WAY | WARRINGTON | WA2 8HE | Warrington |  | Retail Warehouse And Premises | bigbox | 1 | 2851.15 | 30689 | GIA | 375000 | Bewsey T1 / Owen St T1 / Rodney St T1 / Rylands Eldon St T1 | inside-area | 1.88 | DALLAM GT1 / SANKEY BRIDGES GT1 / WARRINGTON GT3 | CARRINGTON - FIDDLERS FERRY | SPM | -1 | bsp | 11.377 | Green | 30 | 17.123 | thermal | 6 | 12.4 | 3 | 18.4 | 8.7 | DALLAM GT1 / SANKEY BRIDGES GT1 / WARRINGTON GT3 | -0.972 | RED | 0 |  |  | 0 | 0 | 0 | 30 |  |  |  |  | Green (Over 5% headroom) | 0 | 0 | 4.53 | 257 | 39 | 2592726 | [9 empty] | Fiddlers Ferry | CARRINGTON | 5 | 2186.9 | 2186.9 | 0 | 0 | 930 | 2026-05 | 10090370854 | Retail/Financial and Professional Services | 2589 | B | Natural Gas | 4 |  | Heating and Mechanical Ventilation | 2024-04-11 |  | 0.67 | FALSE | 53.4046 | -2.5883 | SPM-BEWSEY_T1_OWEN_ST_T1_RODNEY_ST_T1_RYLANDS_ELDON_ST_T1 | 8051891000 | SP Energy Networks open data (API key): NDP SPM primary-group polygons + Capacity Heatmaps Information Model SPM + LTDS appendices 3/6 + NSHR
2775 | 35 | 415-425, MANCHESTER ROAD | WARRINGTON | WA1 3LP | Warrington |  | Car Showroom And Premises | bigbox | 1 | 2818.2 | 30335 | GIA | 223000 | Kingsland 33 T1 / Safeway T1 / Woolston T1 / Woolston T2 | inside-area | 2.42 | DALLAM GT1 / SANKEY BRIDGES GT1 / WARRINGTON GT3 | CARRINGTON - FIDDLERS FERRY | SPM | -1 | bsp | 11.614 | Green | 30 | 17.217 | thermal | 4.7 | 4 | 0 | 8.7 | 9.2 | DALLAM GT1 / SANKEY BRIDGES GT1 / WARRINGTON GT3 | -0.972 | RED | 0 |  |  | 0 | 0 | 0 | 30 |  |  |  |  | Green (Over 5% headroom) | 0 | 0 | 4.48 | 254 | 76 | 5178404 | [9 empty] | Fiddlers Ferry | CARRINGTON | 5 | 2186.9 | 2186.9 | 0 | 0 | 930 | 2026-05 | [12 empty] | 53.3973 | -2.5574 | SPM-KINGSLAND_33_T1_SAFEWAY_T1_WOOLSTON_T1_WOOLSTON_T2 | 650137137 | SP Energy Networks open data (API key): NDP SPM primary-group polygons + Capacity Heatmaps Information Model SPM + LTDS appendices 3/6 + NSHR
2776 | 35 | PINNERS BROW RETAIL PARK, PINNERS BROW | WARRINGTON | WA2 7XA | Warrington | WICKES | Retail Warehouse And Premises | bigbox | 1 | 2721.1 | 29290 | GIA | 270000 | Bewsey T1 / Owen St T1 / Rodney St T1 / Rylands Eldon St T1 | inside-area | 1.46 | DALLAM GT1 / SANKEY BRIDGES GT1 / WARRINGTON GT3 | CARRINGTON - FIDDLERS FERRY | SPM | -1 | bsp | 11.377 | Green | 30 | 17.123 | thermal | 6 | 12.4 | 3 | 18.4 | 8.7 | DALLAM GT1 / SANKEY BRIDGES GT1 / WARRINGTON GT3 | -0.972 | RED | 0 |  |  | 0 | 0 | 0 | 30 |  |  |  |  | Green (Over 5% headroom) | 0 | 0 | 4.32 | 245 | 39 | 2594125 | [9 empty] | Fiddlers Ferry | CARRINGTON | 5 | 2186.9 | 2186.9 | 0 | 0 | 930 | 2026-05 | 200000973744 | A1/A2 Retail and Financial/Professional services | 2618 | B | Natural Gas | 3 | 2 | Heating and Natural Ventilation | 2012-12-27 |  | 1 | FALSE | 53.3942 | -2.5921 | SPM-BEWSEY_T1_OWEN_ST_T1_RODNEY_ST_T1_RYLANDS_ELDON_ST_T1 | 1818351000 | SP Energy Networks open data (API key): NDP SPM primary-group polygons + Capacity Heatmaps Information Model SPM + LTDS appendices 3/6 + NSHR
2777 | 35 | WARRINGTON SUPERBOWL ADJ 77, THE MALL | WARRINGTON | WA1 1QE | Warrington |  | Bowling Alley & Premises | bigbox | 1 | 2360.39 | 25407 | GIA | 143000 | Barbauld St T1 / Horrocks La T1 / Warrington Central T1 | inside-area | 0.27 | DALLAM GT1 / SANKEY BRIDGES GT1 / WARRINGTON GT3 | CARRINGTON - FIDDLERS FERRY | SPM | -1 | bsp | 10.664 | Green | 20 | 8.037 | thermal | 3.9 | 0.4 | 0 | 4.3 | 11 | DALLAM GT1 / SANKEY BRIDGES GT1 / WARRINGTON GT3 | -0.972 | RED | 0 |  |  | 0 | 0 | 0 | 20 |  |  |  |  | Green (Over 5% headroom) | 0 | 0 | 3.75 | 189 | 7 | 224697 | [9 empty] | Fiddlers Ferry | CARRINGTON | 5 | 2186.9 | 2186.9 | 0 | 0 | 930 | 2026-05 | [12 empty] | 53.39 | -2.5954 | SPM-BARBAULD_ST_T1_HORROCKS_LA_T1_WARRINGTON_CENTRAL_T1 | 12550557000 | SP Energy Networks open data (API key): NDP SPM primary-group polygons + Capacity Heatmaps Information Model SPM + LTDS appendices 3/6 + NSHR
2778 | 35 | CLARE JAMES AUTOMOTIVE, MILNER STREET | WARRINGTON | WA5 1AD | Warrington |  | Car Showroom And Premises | bigbox | 1 | 2120.56 | 22825 | GIA | 275000 | Bewsey T1 / Owen St T1 / Rodney St T1 / Rylands Eldon St T1 | inside-area | 0.84 | DALLAM GT1 / SANKEY BRIDGES GT1 / WARRINGTON GT3 | CARRINGTON - FIDDLERS FERRY | SPM | -1 | bsp | 11.377 | Green | 30 | 17.123 | thermal | 6 | 12.4 | 3 | 18.4 | 8.7 | DALLAM GT1 / SANKEY BRIDGES GT1 / WARRINGTON GT3 | -0.972 | RED | 0 |  |  | 0 | 0 | 0 | 30 |  |  |  |  | Green (Over 5% headroom) | 0 | 0 | 3.37 | 191 | 39 | 2600590 | [9 empty] | Fiddlers Ferry | CARRINGTON | 5 | 2186.9 | 2186.9 | 0 | 0 | 930 | 2026-05 | 10092997123 | A1/A2 Retail and Financial/Professional services | 1010 | E | Grid Supplied Electricity | 3 |  | Heating and Natural Ventilation | 2017-05-17 |  | 0.5 | FALSE | 53.3904 | -2.6072 | SPM-BEWSEY_T1_OWEN_ST_T1_RODNEY_ST_T1_RYLANDS_ELDON_ST_T1 | 6101278000 | SP Energy Networks open data (API key): NDP SPM primary-group polygons + Capacity Heatmaps Information Model SPM + LTDS appendices 3/6 + NSHR
2779 | 35 | 23, FOLLY LANE | WARRINGTON | WA5 0LZ | Warrington |  | Car Showroom And Premises | bigbox | 1 | 2081.67 | 22407 | GIA | 134000 | Bewsey T1 / Owen St T1 / Rodney St T1 / Rylands Eldon St T1 | inside-area | 0.6 | DALLAM GT1 / SANKEY BRIDGES GT1 / WARRINGTON GT3 | CARRINGTON - FIDDLERS FERRY | SPM | -1 | bsp | 11.377 | Green | 30 | 17.123 | thermal | 6 | 12.4 | 3 | 18.4 | 8.7 | DALLAM GT1 / SANKEY BRIDGES GT1 / WARRINGTON GT3 | -0.972 | RED | 0 |  |  | 0 | 0 | 0 | 30 |  |  |  |  | Green (Over 5% headroom) | 0 | 0 | 3.31 | 187 | 39 | 2601008 | [9 empty] | Fiddlers Ferry | CARRINGTON | 5 | 2186.9 | 2186.9 | 0 | 0 | 930 | 2026-05 | 100012380380 | C1 Hotels | 1520 | C | Natural Gas | 3 | 1 | Heating and Natural Ventilation | 2014-03-10 |  | 0.5 | FALSE | 53.3989 | -2.6051 | SPM-BEWSEY_T1_OWEN_ST_T1_RODNEY_ST_T1_RYLANDS_ELDON_ST_T1 | 8599137 | SP Energy Networks open data (API key): NDP SPM primary-group polygons + Capacity Heatmaps Information Model SPM + LTDS appendices 3/6 + NSHR
2780 | 35 | D F S FURNITURE CO, VERNON STREET | WARRINGTON | WA1 2HL | Warrington |  | Retail Warehouse And Premises | bigbox | 1 | 2026.18 | 21810 | GIA | 287500 | Barbauld St T1 / Horrocks La T1 / Warrington Central T1 | inside-area | 0.37 | DALLAM GT1 / SANKEY BRIDGES GT1 / WARRINGTON GT3 | CARRINGTON - FIDDLERS FERRY | SPM | -1 | bsp | 10.664 | Green | 20 | 8.037 | thermal | 3.9 | 0.4 | 0 | 4.3 | 11 | DALLAM GT1 / SANKEY BRIDGES GT1 / WARRINGTON GT3 | -0.972 | RED | 0 |  |  | 0 | 0 | 0 | 20 |  |  |  |  | Green (Over 5% headroom) | 0 | 0 | 3.22 | 182 | 7 | 228294 | [9 empty] | Fiddlers Ferry | CARRINGTON | 5 | 2186.9 | 2186.9 | 0 | 0 | 930 | 2026-05 | [12 empty] | 53.3865 | -2.5886 | SPM-BARBAULD_ST_T1_HORROCKS_LA_T1_WARRINGTON_CENTRAL_T1 | 647274137 | SP Energy Networks open data (API key): NDP SPM primary-group polygons + Capacity Heatmaps Information Model SPM + LTDS appendices 3/6 + NSHR
2781 | 35 | TESCO, PENRHOS INDUSTRIAL ESTATE | HOLYHEAD | LL65 2TJ | Isle Of Anglesey |  | Superstore And Premises | bigbox | 1 | 8247.79 | 88778 | GIA | 975000 | Parc Cybi T1 / Parc Cybi T2 | inside-area | 0.73 | AMLWCH GT1 / CAERGEILIOG GT1 | WYLFA | SPM | -1.9 | bsp | 6.518 | Green | 10 | 3.482 | thermal | 0 | 0 | 0 | 0 | 5.6 | AMLWCH GT1 / CAERGEILIOG GT1 / CAERGEILIOG GT2 | -1.909 | RED | 0 |  |  | 0 | 0 | 0 | 10 |  |  |  |  | Green (Over 5% headroom) | 0 | 0 | 13.11 | 742 | 7 | 202759 | [9 empty] | Wylfa | WYLFA | 2 | 420 | 420 | 0 | 0 | 0 | 2028-10 | [12 empty] | 53.3022 | -4.6181 | SPM-PARC_CYBI_T1_PARC_CYBI_T2 | 85314000 | SP Energy Networks open data (API key): NDP SPM primary-group polygons + Capacity Heatmaps Information Model SPM + LTDS appendices 3/6 + NSHR
2782 | 35 | MORRISONS SUPERMARKET, PENRHOS INDUSTRIAL ESTATE | HOLYHEAD | LL65 2UQ | Isle Of Anglesey |  | Superstore And Premises | bigbox | 1 | 6560.4 | 70615 | GIA | 835000 | Parc Cybi T1 / Parc Cybi T2 | inside-area | 0.47 | AMLWCH GT1 / CAERGEILIOG GT1 | WYLFA | SPM | -1.9 | bsp | 6.518 | Green | 10 | 3.482 | thermal | 0 | 0 | 0 | 0 | 5.6 | AMLWCH GT1 / CAERGEILIOG GT1 / CAERGEILIOG GT2 | -1.909 | RED | 0 |  |  | 0 | 0 | 0 | 10 |  |  |  |  | Green (Over 5% headroom) | 0 | 0 | 10.43 | 590 | 7 | 220922 | [9 empty] | Wylfa | WYLFA | 2 | 420 | 420 | 0 | 0 | 0 | 2028-10 | [12 empty] | 53.3 | -4.618 | SPM-PARC_CYBI_T1_PARC_CYBI_T2 | 14804379000 | SP Energy Networks open data (API key): NDP SPM primary-group polygons + Capacity Heatmaps Information Model SPM + LTDS appendices 3/6 + NSHR
2783 | 35 | HOLLAND ARMS NURSERIES | GAERWEN | LL60 6LA | Isle Of Anglesey |  | Garden Centre And Premises | bigbox | 1 | 4513.55 | 48583 | NIA | 114000 | Gaerwen View T1 | inside-area | 1.24 | AMLWCH GT1 / CAERGEILIOG GT1 | WYLFA | SPM | -1.9 | bsp | 5.561 | Green | 7.5 | 1.939 | thermal | 0 | 0.1 | 0 | 0.1 | 5.1 | AMLWCH GT1 / CAERGEILIOG GT1 / CAERGEILIOG GT2 | -1.909 | RED | 0 |  |  | 0 | 0 | 0 | 7.5 |  |  |  |  | Green (Over 5% headroom) | 0 | 0 | 7.17 | 406 | 12 | 257972 | [9 empty] | Pentir | WYLFA | 2 | 420 | 420 | 0 | 0 | 0 | 2028-10 | [12 empty] | 53.2269 | -4.2922 | SPM-GAERWEN_VIEW_T1 | 14342227000 | SP Energy Networks open data (API key): NDP SPM primary-group polygons + Capacity Heatmaps Information Model SPM + LTDS appendices 3/6 + NSHR
2784 | 35 |  | GAERWEN | LL60 6BL | Isle Of Anglesey | STERMAT HARDWARE | Garden Centre, Petrol Filling Station & Premises; Garden Centre, Petrol Filling Station And Premises | bigbox | 2 | 4149.48 | 44665 | GIA | 188500 | Gaerwen View T1 | inside-area | 1.22 | AMLWCH GT1 / CAERGEILIOG GT1 | WYLFA | SPM | -1.9 | bsp | 5.561 | Green | 7.5 | 1.939 | thermal | 0 | 0.1 | 0 | 0.1 | 5.1 | AMLWCH GT1 / CAERGEILIOG GT1 / CAERGEILIOG GT2 | -1.909 | RED | 0 |  |  | 0 | 0 | 0 | 7.5 |  |  |  |  | Green (Over 5% headroom) | 0 | 0 | 6.59 | 373 | 12 | 261890 | [9 empty] | Pentir | WYLFA | 2 | 420 | 420 | 0 | 0 | 0 | 2028-10 | [12 empty] | 53.2228 | -4.2699 | SPM-GAERWEN_VIEW_T1 | 71820202;71820202 | SP Energy Networks open data (API key): NDP SPM primary-group polygons + Capacity Heatmaps Information Model SPM + LTDS appendices 3/6 + NSHR
2785 | 35 | PENTRAETH AUTOMOTIVE, PENTRAETH ROAD | MENAI BRIDGE | LL59 5RW | Isle Of Anglesey |  | Car Showroom And Premises | bigbox | 1 | 4098.82 | 44119 | GIA | 277500 | Llandegfan T1 | inside-area | 1.71 | AMLWCH GT1 / CAERGEILIOG GT1 | WYLFA | SPM | -1.9 | bsp | 4.965 | Green | 7.5 | 2.35 | thermal | 0.2 | 1 | 0 | 1.2 | 4.7 | AMLWCH GT1 / CAERGEILIOG GT1 / CAERGEILIOG GT2 | -1.909 | RED | 0 |  |  | 0 | 0 | 0 | 7.5 |  |  |  |  | Green (Over 5% headroom) | 0 | 0 | 6.51 | 369 | 2 | 62084 | [9 empty] | Pentir | WYLFA | 2 | 420 | 420 | 0 | 0 | 0 | 2028-10 | 200002639272 | B1 Offices and Workshop businesses | 887 | D | Oil | 3 |  | Heating and Mechanical Ventilation | 2015-04-29 |  | 1 | FALSE | 53.2332 | -4.1779 | SPM-LLANDEGFAN_T1 | 201681202 | SP Energy Networks open data (API key): NDP SPM primary-group polygons + Capacity Heatmaps Information Model SPM + LTDS appendices 3/6 + NSHR
2786 | 35 | B&M, LONDON ROAD | HOLYHEAD | LL65 2TJ | Isle Of Anglesey |  | Retail Warehouse And Premises | bigbox | 1 | 3266.59 | 35161 | GIA | 275000 | Parc Cybi T1 / Parc Cybi T2 | inside-area | 0.73 | AMLWCH GT1 / CAERGEILIOG GT1 | WYLFA | SPM | -1.9 | bsp | 6.518 | Green | 10 | 3.482 | thermal | 0 | 0 | 0 | 0 | 5.6 | AMLWCH GT1 / CAERGEILIOG GT1 / CAERGEILIOG GT2 | -1.909 | RED | 0 |  |  | 0 | 0 | 0 | 10 |  |  |  |  | Green (Over 5% headroom) | 0 | 0 | 5.19 | 294 | 7 | 256376 | [9 empty] | Wylfa | WYLFA | 2 | 420 | 420 | 0 | 0 | 0 | 2028-10 | 200002641000 | A1/A2 Retail and Financial/Professional services | 3599 | B | Natural Gas | 4 | 2 | Heating and Natural Ventilation | 2014-06-23 |  | 0.5 | FALSE | 53.3022 | -4.6181 | SPM-PARC_CYBI_T1_PARC_CYBI_T2 | 11754172000 | SP Energy Networks open data (API key): NDP SPM primary-group polygons + Capacity Heatmaps Information Model SPM + LTDS appendices 3/6 + NSHR
2787 | 35 | JAMES PRINGLES, LLANFAIRPWLL STATION | LLANFAIRPWLLGWYNGYLL | LL61 5YQ | Isle Of Anglesey |  | Retail Warehouse And Premises | bigbox | 1 | 3262.93 | 35122 | GIA | 260000 | Llanfair Pg T1 | inside-area | 1.17 | AMLWCH GT1 / CAERGEILIOG GT1 | WYLFA | SPM | -1.9 | bsp | 3.008 | Green | 7.5 | 4.423 | thermal | 0.1 | 0.8 | 0 | 0.9 | 2.1 | AMLWCH GT1 / CAERGEILIOG GT1 / CAERGEILIOG GT2 | -1.909 | RED | 0 |  |  | 0 | 0 | 0 | 7.5 |  |  |  |  | Green (Over 5% headroom) | 0 | 0 | 5.19 | 294 | 1 | 14892 | [9 empty] | Pentir | WYLFA | 2 | 420 | 420 | 0 | 0 | 0 | 2028-10 | [12 empty] | 53.2215 | -4.2094 | SPM-LLANFAIR_PG_T1 | 220638202 | SP Energy Networks open data (API key): NDP SPM primary-group polygons + Capacity Heatmaps Information Model SPM + LTDS appendices 3/6 + NSHR
2788 | 35 | ASDA, FFORDD CAE SEL | LLANGEFNI | LL77 7DW | Isle Of Anglesey |  | Superstore And Premises | bigbox | 1 | 2955.1 | 31808 | GIA | 410000 | Llangefni T1 | inside-area | 0.33 | AMLWCH GT1 / CAERGEILIOG GT1 | WYLFA | SPM | -1.9 | bsp | 3.54 | Green | 7.5 | 3.96 | thermal | 0 | 0 | 0 | 0 | 3 | AMLWCH GT1 / CAERGEILIOG GT1 / CAERGEILIOG GT2 | -1.909 | RED | 0 |  |  | 0 | 0 | 0 | 7.5 |  |  |  |  | Green (Over 5% headroom) | 0 | 0 | 4.7 | 266 | 12 | 430574 | [9 empty] | Pentir | WYLFA | 2 | 420 | 420 | 0 | 0 | 0 | 2028-10 | [12 empty] | 53.2572 | -4.3096 | SPM-LLANGEFNI_T1 | 8875680000 | SP Energy Networks open data (API key): NDP SPM primary-group polygons + Capacity Heatmaps Information Model SPM + LTDS appendices 3/6 + NSHR
2789 | 35 | UNIT 6, PENRHOS RETAIL PARK | HOLYHEAD | LL65 2UQ | Isle Of Anglesey |  | Retail Warehouse And Premises | bigbox | 1 | 2875.95 | 30956 | GIA | 282500 | Parc Cybi T1 / Parc Cybi T2 | inside-area | 0.47 | AMLWCH GT1 / CAERGEILIOG GT1 | WYLFA | SPM | -1.9 | bsp | 6.518 | Green | 10 | 3.482 | thermal | 0 | 0 | 0 | 0 | 5.6 | AMLWCH GT1 / CAERGEILIOG GT1 / CAERGEILIOG GT2 | -1.909 | RED | 0 |  |  | 0 | 0 | 0 | 10 |  |  |  |  | Green (Over 5% headroom) | 0 | 0 | 4.57 | 259 | 7 | 260581 | [9 empty] | Wylfa | WYLFA | 2 | 420 | 420 | 0 | 0 | 0 | 2028-10 | 10090600504 | A1/A2 Retail and Financial/Professional services | 2424 | C | Grid Supplied Electricity | 3 | 1 | Air Conditioning | 2022-11-22 |  | 1 | FALSE | 53.3 | -4.618 | SPM-PARC_CYBI_T1_PARC_CYBI_T2 | 12499700000 | SP Energy Networks open data (API key): NDP SPM primary-group polygons + Capacity Heatmaps Information Model SPM + LTDS appendices 3/6 + NSHR
2790 | 35 | HUWS GRAY LTD, INDUSTRIAL ESTATE | GAERWEN | LL60 6HR | Isle Of Anglesey |  | Builders Merchant And Premises | bigbox | 1 | 2049.73 | 22063 | GIA | 112000 | Gaerwen View T1 | inside-area | 0.58 | AMLWCH GT1 / CAERGEILIOG GT1 | WYLFA | SPM | -1.9 | bsp | 5.561 | Green | 7.5 | 1.939 | thermal | 0 | 0.1 | 0 | 0.1 | 5.1 | AMLWCH GT1 / CAERGEILIOG GT1 / CAERGEILIOG GT2 | -1.909 | RED | 0 |  |  | 0 | 0 | 0 | 7.5 |  |  |  |  | Green (Over 5% headroom) | 0 | 0 | 3.26 | 184 | 12 | 284492 | [9 empty] | Pentir | WYLFA | 2 | 420 | 420 | 0 | 0 | 0 | 2028-10 | [12 empty] | 53.2217 | -4.2831 | SPM-GAERWEN_VIEW_T1 | 205767202 | SP Energy Networks open data (API key): NDP SPM primary-group polygons + Capacity Heatmaps Information Model SPM + LTDS appendices 3/6 + NSHR
2791 | 35 | W R DAVIES, PARC BRYN CEFNI | LLANGEFNI | LL77 7JA | Isle Of Anglesey |  | Car Showroom And Premises | bigbox | 1 | 2033.5 | 21888 | NIA | 137000 | Llangefni T1 | inside-area | 0.12 | AMLWCH GT1 / CAERGEILIOG GT1 | WYLFA | SPM | -1.9 | bsp | 3.54 | Green | 7.5 | 3.96 | thermal | 0 | 0 | 0 | 0 | 3 | AMLWCH GT1 / CAERGEILIOG GT1 / CAERGEILIOG GT2 | -1.909 | RED | 0 |  |  | 0 | 0 | 0 | 7.5 |  |  |  |  | Green (Over 5% headroom) | 0 | 0 | 3.23 | 183 | 12 | 440494 | [9 empty] | Pentir | WYLFA | 2 | 420 | 420 | 0 | 0 | 0 | 2028-10 | 200002644709 | B1 Offices and Workshop businesses | 2007 | C | Natural Gas | 3 | 2 | Heating and Natural Ventilation | 2017-04-21 |  | 1 | FALSE | 53.2537 | -4.3076 | SPM-LLANGEFNI_T1 | 9217977000 | SP Energy Networks open data (API key): NDP SPM primary-group polygons + Capacity Heatmaps Information Model SPM + LTDS appendices 3/6 + NSHR
2792 | 35 | BUILDER CENTRE, INDUSTRIAL ESTATE ROAD | LLANGEFNI | LL77 7JA | Isle Of Anglesey |  | Builders Merchants And Premises | bigbox | 1 | 2014.85 | 21688 | GIA | 88500 | Llangefni T1 | inside-area | 0.12 | AMLWCH GT1 / CAERGEILIOG GT1 | WYLFA | SPM | -1.9 | bsp | 3.54 | Green | 7.5 | 3.96 | thermal | 0 | 0 | 0 | 0 | 3 | AMLWCH GT1 / CAERGEILIOG GT1 / CAERGEILIOG GT2 | -1.909 | RED | 0 |  |  | 0 | 0 | 0 | 7.5 |  |  |  |  | Green (Over 5% headroom) | 0 | 0 | 3.2 | 181 | 12 | 440694 | [9 empty] | Pentir | WYLFA | 2 | 420 | 420 | 0 | 0 | 0 | 2028-10 | [12 empty] | 53.2537 | -4.3076 | SPM-LLANGEFNI_T1 | 1979346000 | SP Energy Networks open data (API key): NDP SPM primary-group polygons + Capacity Heatmaps Information Model SPM + LTDS appendices 3/6 + NSHR
2793 | 35 | ASTBURY MEADOW GARDEN CENTRE, NEWCASTLE ROAD | CONGLETON | CW12 4RL | Cheshire East |  | Garden Centre And Premises | bigbox | 1 | 6495.01 | 69912 | NIA | 116000 | Smallwood T1 | inside-area | 2.16 | COPPENHALL GT1 / CREWE GT1 / CREWE GT2A / CREWE GT4A / RADWAY GREEN GT1 / RADWAY GREEN GT2 / WHITCHURCH GT2 | CELLARHEAD | SPM | -3.2 | bsp | 1.982 | Green | 7.5 | 5.43 | thermal | 0.1 | 0.1 | 0.2 | 0.2 | 1.4 | COPPENHALL GT1 / CREWE GT1 / CREWE GT2A / CREWE GT4A / RADWAY GREEN GT1 / RADWAY GREEN GT2 / WHITCHURCH GT2 | -3.1663 | RED | 0 |  |  | 0 | 0 | 0 | 7.5 |  |  |  |  | Green (Over 5% headroom) | 0 | 0 | 10.32 | 585 | 61 | 2103064 | [9 empty] | Fiddlers Ferry | CELLARHEAD | 5 | 1680 | 1680 | 0 | 0 | 20 | 2027-07 | [12 empty] | 53.147 | -2.2406 | SPM-SMALLWOOD_T1 | 144824133 | SP Energy Networks open data (API key): NDP SPM primary-group polygons + Capacity Heatmaps Information Model SPM + LTDS appendices 3/6 + NSHR
2794 | 35 | SAINSBURY'S SUPERSTORE, WHARF ROAD | STOKE-ON-TRENT | ST8 6AJ | Staffordshire Moorlands |  | Superstore And Premises | bigbox | 1 | 4562.55 | 49111 | GIA | 885000 | Smallwood T1 | nearest-substation | 7.13 | COPPENHALL GT1 / CREWE GT1 / CREWE GT2A / CREWE GT4A / RADWAY GREEN GT1 / RADWAY GREEN GT2 / WHITCHURCH GT2 | CELLARHEAD | SPM | -3.2 | bsp | 1.982 | Green | 7.5 | 5.43 | thermal | 0.1 | 0.1 | 0.2 | 0.2 | 1.4 | COPPENHALL GT1 / CREWE GT1 / CREWE GT2A / CREWE GT4A / RADWAY GREEN GT1 / RADWAY GREEN GT2 / WHITCHURCH GT2 | -3.1663 | RED | 0 |  |  | 0 | 0 | 0 | 7.5 |  |  |  |  | Green (Over 5% headroom) | 0 | 0 | 7.25 | 411 | 61 | 2123865 | [9 empty] | Fiddlers Ferry | CELLARHEAD | 5 | 1680 | 1680 | 0 | 0 | 20 | 2027-07 | 10010604568 | Retail/Financial and Professional Services | 5133 | C | Natural Gas | 4 |  | Heating and Mechanical Ventilation | 2023-03-17 |  | 1 | FALSE | 53.1166 | -2.1764 | SPM-SMALLWOOD_T1 | 12728309000 | SP Energy Networks open data (API key): NDP SPM primary-group polygons + Capacity Heatmaps Information Model SPM + LTDS appendices 3/6 + NSHR
2795 | 35 | TESCO, BARN ROAD | CONGLETON | CW12 1LR | Cheshire East |  | Superstore And Premises | bigbox | 1 | 4440.6 | 47798 | GIA | 830000 | Smallwood T1 | nearest-substation | 4.44 | COPPENHALL GT1 / CREWE GT1 / CREWE GT2A / CREWE GT4A / RADWAY GREEN GT1 / RADWAY GREEN GT2 / WHITCHURCH GT2 | CELLARHEAD | SPM | -3.2 | bsp | 1.982 | Green | 7.5 | 5.43 | thermal | 0.1 | 0.1 | 0.2 | 0.2 | 1.4 | COPPENHALL GT1 / CREWE GT1 / CREWE GT2A / CREWE GT4A / RADWAY GREEN GT1 / RADWAY GREEN GT2 / WHITCHURCH GT2 | -3.1663 | RED | 0 |  |  | 0 | 0 | 0 | 7.5 |  |  |  |  | Green (Over 5% headroom) | 0 | 0 | 7.06 | 400 | 61 | 2125178 | [9 empty] | Fiddlers Ferry | CELLARHEAD | 5 | 1680 | 1680 | 0 | 0 | 20 | 2027-07 | 10007641236 | Retail/Financial and Professional Services | 4053 | B | Natural Gas | 4 |  | Air Conditioning | 2022-08-09 |  | 1 | FALSE | 53.1679 | -2.2188 | SPM-SMALLWOOD_T1 | 14907916000 | SP Energy Networks open data (API key): NDP SPM primary-group polygons + Capacity Heatmaps Information Model SPM + LTDS appendices 3/6 + NSHR
2796 | 35 | TESCO STORE, LIVERPOOL ROAD | STOKE-ON-TRENT | ST7 1DX | Newcastle Under Lyme |  | Superstore And Premises | bigbox | 1 | 3875.72 | 41718 | GIA | 840000 | Church Lawton T1 | nearest-substation | 2.19 | COPPENHALL GT1 / CREWE GT1 / CREWE GT2A / CREWE GT4A / RADWAY GREEN GT1 / RADWAY GREEN GT2 / WHITCHURCH GT2 | CELLARHEAD | SPM | -3.2 | bsp | 3.77 | Green | 7.5 | 3.73 | thermal | 0 | 0 | 0 | 0 | 2.8 | COPPENHALL GT1 / CREWE GT1 / CREWE GT2A / CREWE GT4A / RADWAY GREEN GT1 / RADWAY GREEN GT2 / WHITCHURCH GT2 | -3.1663 | RED | 0 |  |  | 0 | 0 | 0 | 7.5 |  |  |  |  | Green (Over 5% headroom) | 0 | 0 | 6.16 | 349 | 8 | 606678 | [9 empty] | Frodsham | CELLARHEAD | 5 | 1680 | 1680 | 0 | 0 | 20 | 2027-07 | 10094842240 | A1/A2 Retail and Financial/Professional services | 4452 | B | Natural Gas | 3 |  | Heating and Natural Ventilation | 2020-06-25 |  | 0.67 | FALSE | 53.0895 | -2.2448 | SPM-CHURCH_LAWTON_T1 | 13254622000 | SP Energy Networks open data (API key): NDP SPM primary-group polygons + Capacity Heatmaps Information Model SPM + LTDS appendices 3/6 + NSHR
2797 | 35 | WAITROSE, FLAT LANE | SANDBACH | CW11 4BD | Cheshire East |  | Superstore And Premises | bigbox | 1 | 3730.5 | 40155 | GIA | 680000 | Wheelock T1 | inside-area | 0.87 | COPPENHALL GT1 / CREWE GT1 / CREWE GT2A / CREWE GT4A / RADWAY GREEN GT1 / RADWAY GREEN GT2 / WHITCHURCH GT2 | CELLARHEAD | SPM | -3.2 | bsp | 1.576 | Green | 7.5 | 5.924 | thermal | 0 | 1.1 | 0 | 1.1 | 0.1 | COPPENHALL GT1 / CREWE GT1 / CREWE GT2A / CREWE GT4A / RADWAY GREEN GT1 / RADWAY GREEN GT2 / WHITCHURCH GT2 | -3.1663 | RED | 0 |  |  | 0 | 0 | 0 | 7.5 |  |  |  |  | Green (Over 5% headroom) | 0 | 0 | 5.93 | 336 | 5 | 132685 | [9 empty] | Frodsham | CELLARHEAD | 5 | 1680 | 1680 | 0 | 0 | 20 | 2027-07 | [12 empty] | 53.1414 | -2.3657 | SPM-WHEELOCK_T1 | 4034081000 | SP Energy Networks open data (API key): NDP SPM primary-group polygons + Capacity Heatmaps Information Model SPM + LTDS appendices 3/6 + NSHR
2798 | 35 | SAINSBURYS, BRUNDS FARM ROAD | STOKE-ON-TRENT | ST7 2YU | Cheshire East |  | Superstore And Premises | bigbox | 1 | 3724.1 | 40086 | GIA | 750000 | Twyfords T1 | inside-area | 0.05 | COPPENHALL GT1 / CREWE GT1 / CREWE GT2A / CREWE GT4A / RADWAY GREEN GT1 / RADWAY GREEN GT2 / WHITCHURCH GT2 | CELLARHEAD | SPM | -3.2 | bsp | 3.08 | Green | 7.5 | 3.02 | thermal | 1.4 | 0 | 0 | 1.4 | 4 | COPPENHALL GT1 / CREWE GT1 / CREWE GT2A / CREWE GT4A / RADWAY GREEN GT1 / RADWAY GREEN GT2 / WHITCHURCH GT2 | -3.1663 | RED | 0 |  |  | 0 | 0 | 0 | 7.5 |  |  |  |  | Green (Over 5% headroom) | 0 | 0 | 5.92 | 335 | 6 | 560496 | [9 empty] | Frodsham | CELLARHEAD | 5 | 1680 | 1680 | 0 | 0 | 20 | 2027-07 | 10096717742 | Retail/Financial and Professional Services | 3804 | A+ | Grid Supplied Electricity | 5 | 2 | Heating and Mechanical Ventilation | 2025-04-25 |  | 0.67 | FALSE | 53.0951 | -2.2854 | SPM-TWYFORDS_T1 | 14996180000 | SP Energy Networks open data (API key): NDP SPM primary-group polygons + Capacity Heatmaps Information Model SPM + LTDS appendices 3/6 + NSHR
2799 | 35 | MORRISONS SUPERMARKET, STATION ROAD | NANTWICH | CW5 5SP | Cheshire East |  | Superstore And Premises | bigbox | 1 | 3720 | 40042 | GIA | 660000 | Snowhill T1 | inside-area | 0.49 | COPPENHALL GT1 / CREWE GT1 / CREWE GT2A / CREWE GT4A / RADWAY GREEN GT1 / RADWAY GREEN GT2 / WHITCHURCH GT2 | CELLARHEAD | SPM | -3.2 | bsp | 2.207 | Green | 7.5 | 5.293 | thermal | 0 | 0 | 0 | 0 | 1.3 | COPPENHALL GT1 / CREWE GT1 / CREWE GT2A / CREWE GT4A / RADWAY GREEN GT1 / RADWAY GREEN GT2 / WHITCHURCH GT2 | -3.1663 | RED | 0 |  |  | 0 | 0 | 0 | 7.5 |  |  |  |  | Green (Over 5% headroom) | 0 | 0 | 5.91 | 335 | 1 | 34079 | [9 empty] | Frodsham | CELLARHEAD | 5 | 1680 | 1680 | 0 | 0 | 20 | 2027-07 | 100012824138 | Retail/Financial and Professional Services | 3542 | C | Natural Gas | 4 |  | Heating and Mechanical Ventilation | 2025-12-17 |  | 1 | FALSE | 53.0648 | -2.5192 | SPM-SNOWHILL_T1 | 14787228000 | SP Energy Networks open data (API key): NDP SPM primary-group polygons + Capacity Heatmaps Information Model SPM + LTDS appendices 3/6 + NSHR
2800 | 35 | B&M RETAIL, BEAM HEATH WAY | NANTWICH | CW5 6PQ | Cheshire East |  | Retail Warehouse And Premises | bigbox | 1 | 3448.23 | 37116 | GIA | 183000 | Nantwich T1 | inside-area | 1.06 | COPPENHALL GT1 / CREWE GT1 / CREWE GT2A / CREWE GT4A / RADWAY GREEN GT1 / RADWAY GREEN GT2 / WHITCHURCH GT2 | CELLARHEAD | SPM | -3.2 | bsp | 1.103 | Green | 7.5 | 5.485 | thermal | 0.9 | 0.8 | 0 | 1.7 | 1.2 | COPPENHALL GT1 / CREWE GT1 / CREWE GT2A / CREWE GT4A / RADWAY GREEN GT1 / RADWAY GREEN GT2 / WHITCHURCH GT2 | -3.1663 | RED | 0 |  |  | 0 | 0 | 0 | 7.5 |  |  |  |  | Green (Over 5% headroom) | 0 | 0 | 5.48 | 310 | 5 | 287176 | [9 empty] | Frodsham | CELLARHEAD | 5 | 1680 | 1680 | 0 | 0 | 20 | 2027-07 | [12 empty] | 53.0767 | -2.517 | SPM-NANTWICH_T1 | 9864495000 | SP Energy Networks open data (API key): NDP SPM primary-group polygons + Capacity Heatmaps Information Model SPM + LTDS appendices 3/6 + NSHR
2801 | 35 | L C CHARLES, WESTON ROAD | CREWE | CW1 6YL | Cheshire East |  | Car Showroom And Premises | bigbox | 1 | 3380.17 | 36384 | GIA | 262500 | Br Station T1 / Duchy Rd T1 / Electra Way T1 / Midland Rollmakers T1A / North Western Mills T1 | inside-area | 0.62 | COPPENHALL GT1 / CREWE GT1 / CREWE GT2A / CREWE GT4A / RADWAY GREEN GT1 / RADWAY GREEN GT2 / WHITCHURCH GT2 | CELLARHEAD | SPM | -3.2 | bsp | 12.265 | Green | 37.5 | 25.235 | thermal | 0 | 0 | 0 | 0 | 9.4 | COPPENHALL GT1 / CREWE GT1 / CREWE GT2A / CREWE GT4A / RADWAY GREEN GT1 / RADWAY GREEN GT2 / WHITCHURCH GT2 | -3.1663 | RED | 0 |  |  | 0 | 0 | 0 | 37.5 |  |  |  |  | Green (Over 5% headroom) | 0 | 0 | 5.37 | 304 | 82 | 6103833 | [9 empty] | Frodsham | CELLARHEAD | 5 | 1680 | 1680 | 0 | 0 | 20 | 2027-07 | [12 empty] | 53.0888 | -2.424 | SPM-BR_STATION_T1_DUCHY_RD_T1_ELECTRA_WAY_T1_MIDLAND_ROLLMAKERS_ | 366287133 | SP Energy Networks open data (API key): NDP SPM primary-group polygons + Capacity Heatmaps Information Model SPM + LTDS appendices 3/6 + NSHR
2802 | 35 | MORRISONS, BRIDESTONES SHOPPING CENTRE, ALBERT STREET | CONGLETON | CW12 1DD | Cheshire East |  | Superstore And Premises | bigbox | 1 | 3377 | 36350 | GIA | 462500 | Smallwood T1 | nearest-substation | 4.62 | COPPENHALL GT1 / CREWE GT1 / CREWE GT2A / CREWE GT4A / RADWAY GREEN GT1 / RADWAY GREEN GT2 / WHITCHURCH GT2 | CELLARHEAD | SPM | -3.2 | bsp | 1.982 | Green | 7.5 | 5.43 | thermal | 0.1 | 0.1 | 0.2 | 0.2 | 1.4 | COPPENHALL GT1 / CREWE GT1 / CREWE GT2A / CREWE GT4A / RADWAY GREEN GT1 / RADWAY GREEN GT2 / WHITCHURCH GT2 | -3.1663 | RED | 0 |  |  | 0 | 0 | 0 | 7.5 |  |  |  |  | Green (Over 5% headroom) | 0 | 0 | 5.37 | 304 | 61 | 2136626 | [9 empty] | Fiddlers Ferry | CELLARHEAD | 5 | 1680 | 1680 | 0 | 0 | 20 | 2027-07 | [12 empty] | 53.1648 | -2.2124 | SPM-SMALLWOOD_T1 | 9574777000 | SP Energy Networks open data (API key): NDP SPM primary-group polygons + Capacity Heatmaps Information Model SPM + LTDS appendices 3/6 + NSHR
2803 | 35 | JEWSON LTD, NEWCASTLE ROAD | CONGLETON | CW12 4HD | Cheshire East |  | Builders Merchants And Premises | bigbox | 1 | 3376.3 | 36342 | GIA | 144000 | Smallwood T1 | nearest-substation | 3.64 | COPPENHALL GT1 / CREWE GT1 / CREWE GT2A / CREWE GT4A / RADWAY GREEN GT1 / RADWAY GREEN GT2 / WHITCHURCH GT2 | CELLARHEAD | SPM | -3.2 | bsp | 1.982 | Green | 7.5 | 5.43 | thermal | 0.1 | 0.1 | 0.2 | 0.2 | 1.4 | COPPENHALL GT1 / CREWE GT1 / CREWE GT2A / CREWE GT4A / RADWAY GREEN GT1 / RADWAY GREEN GT2 / WHITCHURCH GT2 | -3.1663 | RED | 0 |  |  | 0 | 0 | 0 | 7.5 |  |  |  |  | Green (Over 5% headroom) | 0 | 0 | 5.37 | 304 | 61 | 2136634 | [9 empty] | Fiddlers Ferry | CELLARHEAD | 5 | 1680 | 1680 | 0 | 0 | 20 | 2027-07 | 100012598989 | Storage or Distribution | 1719 | D | Natural Gas | 3 |  | Heating and Natural Ventilation | 2022-07-31 |  | 0.5 | FALSE | 53.1639 | -2.2288 | SPM-SMALLWOOD_T1 | 375551133 | SP Energy Networks open data (API key): NDP SPM primary-group polygons + Capacity Heatmaps Information Model SPM + LTDS appendices 3/6 + NSHR
2804 | 35 | B & M RETAIL LTD, OLD MILL ROAD | SANDBACH | CW11 4BX | Cheshire East |  | Retail Warehouse And Premises | bigbox | 1 | 2672.2 | 28763 | GIA | 310000 | Wheelock T1 | inside-area | 0.91 | COPPENHALL GT1 / CREWE GT1 / CREWE GT2A / CREWE GT4A / RADWAY GREEN GT1 / RADWAY GREEN GT2 / WHITCHURCH GT2 | CELLARHEAD | SPM | -3.2 | bsp | 1.576 | Green | 7.5 | 5.924 | thermal | 0 | 1.1 | 0 | 1.1 | 0.1 | COPPENHALL GT1 / CREWE GT1 / CREWE GT2A / CREWE GT4A / RADWAY GREEN GT1 / RADWAY GREEN GT2 / WHITCHURCH GT2 | -3.1663 | RED | 0 |  |  | 0 | 0 | 0 | 7.5 |  |  |  |  | Green (Over 5% headroom) | 0 | 0 | 4.25 | 240 | 5 | 144077 | [9 empty] | Frodsham | CELLARHEAD | 5 | 1680 | 1680 | 0 | 0 | 20 | 2027-07 | 10094314731 | A1/A2 Retail and Financial/Professional services | 3299 | B | Grid Supplied Electricity | 3 |  | Heating and Natural Ventilation | 2018-03-23 |  | 0.67 | FALSE | 53.1414 | -2.3634 | SPM-WHEELOCK_T1 | 12264842000 | SP Energy Networks open data (API key): NDP SPM primary-group polygons + Capacity Heatmaps Information Model SPM + LTDS appendices 3/6 + NSHR
2805 | 35 | UNIT A2, BARN ROAD | CONGLETON | CW12 1TT | Cheshire East |  | Retail Warehouse And Premises | bigbox | 1 | 2529.8 | 27231 | GIA | 220000 | Smallwood T1 | inside-area | 4.4 | COPPENHALL GT1 / CREWE GT1 / CREWE GT2A / CREWE GT4A / RADWAY GREEN GT1 / RADWAY GREEN GT2 / WHITCHURCH GT2 | CELLARHEAD | SPM | -3.2 | bsp | 1.982 | Green | 7.5 | 5.43 | thermal | 0.1 | 0.1 | 0.2 | 0.2 | 1.4 | COPPENHALL GT1 / CREWE GT1 / CREWE GT2A / CREWE GT4A / RADWAY GREEN GT1 / RADWAY GREEN GT2 / WHITCHURCH GT2 | -3.1663 | RED | 0 |  |  | 0 | 0 | 0 | 7.5 |  |  |  |  | Green (Over 5% headroom) | 0 | 0 | 4.02 | 228 | 61 | 2145745 | [9 empty] | Fiddlers Ferry | CELLARHEAD | 5 | 1680 | 1680 | 0 | 0 | 20 | 2027-07 | [12 empty] | 53.1717 | -2.225 | SPM-SMALLWOOD_T1 | 10606269000 | SP Energy Networks open data (API key): NDP SPM primary-group polygons + Capacity Heatmaps Information Model SPM + LTDS appendices 3/6 + NSHR
2806 | 35 | BANNATYNES HEALTH CLUB, CREWE GREEN ROAD | CREWE | CW1 5NW | Cheshire East |  | Leisure Centre And Premises | bigbox | 1 | 2306.89 | 24831 | GIA | 191000 | Br Station T1 / Duchy Rd T1 / Electra Way T1 / Midland Rollmakers T1A / North Western Mills T1 | inside-area | 1.32 | COPPENHALL GT1 / CREWE GT1 / CREWE GT2A / CREWE GT4A / RADWAY GREEN GT1 / RADWAY GREEN GT2 / WHITCHURCH GT2 | CELLARHEAD | SPM | -3.2 | bsp | 12.265 | Green | 37.5 | 25.235 | thermal | 0 | 0 | 0 | 0 | 9.4 | COPPENHALL GT1 / CREWE GT1 / CREWE GT2A / CREWE GT4A / RADWAY GREEN GT1 / RADWAY GREEN GT2 / WHITCHURCH GT2 | -3.1663 | RED | 0 |  |  | 0 | 0 | 0 | 37.5 |  |  |  |  | Green (Over 5% headroom) | 0 | 0 | 3.67 | 185 | 82 | 6115386 | [9 empty] | Frodsham | CELLARHEAD | 5 | 1680 | 1680 | 0 | 0 | 20 | 2027-07 | 100012596258 | General Assembly and Leisure, Night Clubs, and Theatres | 2420 | B | Natural Gas | 4 | 2 | Air Conditioning | 2023-12-21 |  | 0.8 | FALSE | 53.0944 | -2.4191 | SPM-BR_STATION_T1_DUCHY_RD_T1_ELECTRA_WAY_T1_MIDLAND_ROLLMAKERS_ | 2958194000 | SP Energy Networks open data (API key): NDP SPM primary-group polygons + Capacity Heatmaps Information Model SPM + LTDS appendices 3/6 + NSHR
2807 | 35 | BMW CREWE, FOURTH AVENUE | CREWE | CW1 6XH | Cheshire East |  | Car Showroom And Premises | bigbox | 1 | 2158.88 | 23238 | GIA | 204000 | Br Station T1 / Duchy Rd T1 / Electra Way T1 / Midland Rollmakers T1A / North Western Mills T1 | inside-area | 0.38 | COPPENHALL GT1 / CREWE GT1 / CREWE GT2A / CREWE GT4A / RADWAY GREEN GT1 / RADWAY GREEN GT2 / WHITCHURCH GT2 | CELLARHEAD | SPM | -3.2 | bsp | 12.265 | Green | 37.5 | 25.235 | thermal | 0 | 0 | 0 | 0 | 9.4 | COPPENHALL GT1 / CREWE GT1 / CREWE GT2A / CREWE GT4A / RADWAY GREEN GT1 / RADWAY GREEN GT2 / WHITCHURCH GT2 | -3.1663 | RED | 0 |  |  | 0 | 0 | 0 | 37.5 |  |  |  |  | Green (Over 5% headroom) | 0 | 0 | 3.43 | 194 | 82 | 6116979 | [9 empty] | Frodsham | CELLARHEAD | 5 | 1680 | 1680 | 0 | 0 | 20 | 2027-07 | [12 empty] | 53.0848 | -2.4232 | SPM-BR_STATION_T1_DUCHY_RD_T1_ELECTRA_WAY_T1_MIDLAND_ROLLMAKERS_ | 14620985000 | SP Energy Networks open data (API key): NDP SPM primary-group polygons + Capacity Heatmaps Information Model SPM + LTDS appendices 3/6 + NSHR
2808 | 35 | WICKS BUILDING SUPPLIES LTD, LOCKITT STREET | CREWE | CW2 7BB | Cheshire East |  | Retail Warehouse And Premises | bigbox | 1 | 2143.4 | 23071 | GIA | 255000 | Br Station T1 / Duchy Rd T1 / Electra Way T1 / Midland Rollmakers T1A / North Western Mills T1 | inside-area | 1.12 | COPPENHALL GT1 / CREWE GT1 / CREWE GT2A / CREWE GT4A / RADWAY GREEN GT1 / RADWAY GREEN GT2 / WHITCHURCH GT2 | CELLARHEAD | SPM | -3.2 | bsp | 12.265 | Green | 37.5 | 25.235 | thermal | 0 | 0 | 0 | 0 | 9.4 | COPPENHALL GT1 / CREWE GT1 / CREWE GT2A / CREWE GT4A / RADWAY GREEN GT1 / RADWAY GREEN GT2 / WHITCHURCH GT2 | -3.1663 | RED | 0 |  |  | 0 | 0 | 0 | 37.5 |  |  |  |  | Green (Over 5% headroom) | 0 | 0 | 3.41 | 193 | 82 | 6117146 | [9 empty] | Frodsham | CELLARHEAD | 5 | 1680 | 1680 | 0 | 0 | 20 | 2027-07 | 100012600157 | A1/A2 Retail and Financial/Professional services | 2198 | B | Natural Gas | 3 |  | Heating and Natural Ventilation | 2022-05-24 |  | 0.67 | FALSE | 53.092 | -2.4389 | SPM-BR_STATION_T1_DUCHY_RD_T1_ELECTRA_WAY_T1_MIDLAND_ROLLMAKERS_ | 364539133 | SP Energy Networks open data (API key): NDP SPM primary-group polygons + Capacity Heatmaps Information Model SPM + LTDS appendices 3/6 + NSHR
2809 | 35 | CHARLES AUDI (CREWE) LTD, GATEWAY | CREWE | CW1 6YG | Cheshire East |  | Car Showroom And Premises | bigbox | 1 | 2084.1 | 22433 | GIA | 210000 | Br Station T1 / Duchy Rd T1 / Electra Way T1 / Midland Rollmakers T1A / North Western Mills T1 | inside-area | 0.73 | COPPENHALL GT1 / CREWE GT1 / CREWE GT2A / CREWE GT4A / RADWAY GREEN GT1 / RADWAY GREEN GT2 / WHITCHURCH GT2 | CELLARHEAD | SPM | -3.2 | bsp | 12.265 | Green | 37.5 | 25.235 | thermal | 0 | 0 | 0 | 0 | 9.4 | COPPENHALL GT1 / CREWE GT1 / CREWE GT2A / CREWE GT4A / RADWAY GREEN GT1 / RADWAY GREEN GT2 / WHITCHURCH GT2 | -3.1663 | RED | 0 |  |  | 0 | 0 | 0 | 37.5 |  |  |  |  | Green (Over 5% headroom) | 0 | 0 | 3.31 | 188 | 82 | 6117784 | [9 empty] | Frodsham | CELLARHEAD | 5 | 1680 | 1680 | 0 | 0 | 20 | 2027-07 | [12 empty] | 53.0905 | -2.4264 | SPM-BR_STATION_T1_DUCHY_RD_T1_ELECTRA_WAY_T1_MIDLAND_ROLLMAKERS_ | 1218431000 | SP Energy Networks open data (API key): NDP SPM primary-group polygons + Capacity Heatmaps Information Model SPM + LTDS appendices 3/6 + NSHR
2810 | 35 | JAGUAR GARAGE, CREWE GREEN, BESWICK DRIVE | CREWE | CW1 5NP | Cheshire East |  | Car Showroom And Premises | bigbox | 1 | 2052.49 | 22093 | GIA | 216000 | Br Station T1 / Duchy Rd T1 / Electra Way T1 / Midland Rollmakers T1A / North Western Mills T1 | inside-area | 1.37 | COPPENHALL GT1 / CREWE GT1 / CREWE GT2A / CREWE GT4A / RADWAY GREEN GT1 / RADWAY GREEN GT2 / WHITCHURCH GT2 | CELLARHEAD | SPM | -3.2 | bsp | 12.265 | Green | 37.5 | 25.235 | thermal | 0 | 0 | 0 | 0 | 9.4 | COPPENHALL GT1 / CREWE GT1 / CREWE GT2A / CREWE GT4A / RADWAY GREEN GT1 / RADWAY GREEN GT2 / WHITCHURCH GT2 | -3.1663 | RED | 0 |  |  | 0 | 0 | 0 | 37.5 |  |  |  |  | Green (Over 5% headroom) | 0 | 0 | 3.26 | 185 | 82 | 6118124 | [9 empty] | Frodsham | CELLARHEAD | 5 | 1680 | 1680 | 0 | 0 | 20 | 2027-07 | [12 empty] | 53.0933 | -2.4151 | SPM-BR_STATION_T1_DUCHY_RD_T1_ELECTRA_WAY_T1_MIDLAND_ROLLMAKERS_ | 10936498000 | SP Energy Networks open data (API key): NDP SPM primary-group polygons + Capacity Heatmaps Information Model SPM + LTDS appendices 3/6 + NSHR
2811 | 35 | SPARK LANE NURSERIES, SPARK LANE | SANDBACH | CW11 2UJ | Cheshire East |  | Garden Centre And Premises (Part Exempt) | bigbox | 1 | 2045.7 | 22020 | NIA | 13750 | Smallwood T1 | inside-area | 3.2 | COPPENHALL GT1 / CREWE GT1 / CREWE GT2A / CREWE GT4A / RADWAY GREEN GT1 / RADWAY GREEN GT2 / WHITCHURCH GT2 | CELLARHEAD | SPM | -3.2 | bsp | 1.982 | Green | 7.5 | 5.43 | thermal | 0.1 | 0.1 | 0.2 | 0.2 | 1.4 | COPPENHALL GT1 / CREWE GT1 / CREWE GT2A / CREWE GT4A / RADWAY GREEN GT1 / RADWAY GREEN GT2 / WHITCHURCH GT2 | -3.1663 | RED | 0 |  |  | 0 | 0 | 0 | 7.5 |  |  |  |  | Green (Over 5% headroom) | 0 | 0 | 3.25 | 184 | 61 | 2150956 | [9 empty] | Fiddlers Ferry | CELLARHEAD | 5 | 1680 | 1680 | 0 | 0 | 20 | 2027-07 | [12 empty] | 53.1582 | -2.3149 | SPM-SMALLWOOD_T1 | 369490133 | SP Energy Networks open data (API key): NDP SPM primary-group polygons + Capacity Heatmaps Information Model SPM + LTDS appendices 3/6 + NSHR
2812 | 35 | ROWLINSON BUILDBASE, BEAM HEATH WAY | NANTWICH | CW5 6RG | Cheshire East |  | Builders Merchant And Premises | bigbox | 1 | 2038 | 21937 | GIA | 156000 | Nantwich T1 | inside-area | 1.11 | COPPENHALL GT1 / CREWE GT1 / CREWE GT2A / CREWE GT4A / RADWAY GREEN GT1 / RADWAY GREEN GT2 / WHITCHURCH GT2 | CELLARHEAD | SPM | -3.2 | bsp | 1.103 | Green | 7.5 | 5.485 | thermal | 0.9 | 0.8 | 0 | 1.7 | 1.2 | COPPENHALL GT1 / CREWE GT1 / CREWE GT2A / CREWE GT4A / RADWAY GREEN GT1 / RADWAY GREEN GT2 / WHITCHURCH GT2 | -3.1663 | RED | 0 |  |  | 0 | 0 | 0 | 7.5 |  |  |  |  | Green (Over 5% headroom) | 0 | 0 | 3.24 | 183 | 5 | 302355 | [9 empty] | Frodsham | CELLARHEAD | 5 | 1680 | 1680 | 0 | 0 | 20 | 2027-07 | [12 empty] | 53.0771 | -2.5175 | SPM-NANTWICH_T1 | 3635240000 | SP Energy Networks open data (API key): NDP SPM primary-group polygons + Capacity Heatmaps Information Model SPM + LTDS appendices 3/6 + NSHR
2813 | 34.9 | 7TH - 9TH FLRS RAIL HOUSE, LORD NELSON STREET | LIVERPOOL | L1 1JF | Liverpool |  | Offices And Premises | office | 1 | 1840.52 | 19811 | NIA | 202000 | Bolton St T1 / Greek St T1 / Hpo Copperas Hill T1 / Oldham Place T1 | inside-area | 0.24 | BURLINGTON ST GT2 / LISTER DV B GT1 / PARADISE ST GT1 | LISTER DRIVE | SPM | 8.2 | primary | 8.219 | Green | 20 | 11.781 | thermal | 0 | 0 | 0 | 0 | 6.8 | BURLINGTON ST GT2 / LISTER DV B GT1 / PARADISE ST GT1 | 59.6 | GREEN | 0 |  |  | 0 | 0 | 0 | 20 |  |  |  |  | Green (Over 5% headroom) | 58467 | 100 | 2.92 | 129 | 11 | 220274 | [9 empty] | Lister Drive | LISTER DRIVE | 2 | 114 | 114 | 0 | 57 | 20 | 2026-09 | [12 empty] | 53.4083 | -2.9772 | SPM-BOLTON_ST_T1_GREEK_ST_T1_HPO_COPPERAS_HILL_T1_OLDHAM_PLACE_T | 12595523000 | SP Energy Networks open data (API key): NDP SPM primary-group polygons + Capacity Heatmaps Information Model SPM + LTDS appendices 3/6 + NSHR
2814 | 34.9 | 200, LONDON ROAD | LIVERPOOL | L3 8JA | Liverpool | ROY CASTLE FOUNDATION FOR LUNG CANCER RESEARCH | Offices And Premises | office | 1 | 1564.6 | 16841 | NIA | 221000 | Bolton St T1 / Greek St T1 / Hpo Copperas Hill T1 / Oldham Place T1 | inside-area | 0.56 | BURLINGTON ST GT2 / LISTER DV B GT1 / PARADISE ST GT1 | LISTER DRIVE | SPM | 8.2 | primary | 8.219 | Green | 20 | 11.781 | thermal | 0 | 0 | 0 | 0 | 6.8 | BURLINGTON ST GT2 / LISTER DV B GT1 / PARADISE ST GT1 | 59.6 | GREEN | 0 |  |  | 0 | 0 | 0 | 20 |  |  |  |  | Green (Over 5% headroom) | 58467 | 100 | 2.49 | 110 | 11 | 223244 | [9 empty] | Lister Drive | LISTER DRIVE | 2 | 114 | 114 | 0 | 57 | 20 | 2026-09 | [12 empty] | 53.4097 | -2.9718 | SPM-BOLTON_ST_T1_GREEK_ST_T1_HPO_COPPERAS_HILL_T1_OLDHAM_PLACE_T | 529348134 | SP Energy Networks open data (API key): NDP SPM primary-group polygons + Capacity Heatmaps Information Model SPM + LTDS appendices 3/6 + NSHR
2815 | 34.9 | 1-27, BRIDPORT STREET | LIVERPOOL | L3 5QF | Liverpool |  | Offices And Premises | office | 1 | 1399.7 | 15066 | NIA | 102000 | Bolton St T1 / Greek St T1 / Hpo Copperas Hill T1 / Oldham Place T1 | inside-area | 0.33 | BURLINGTON ST GT2 / LISTER DV B GT1 / PARADISE ST GT1 | LISTER DRIVE | SPM | 8.2 | primary | 8.219 | Green | 20 | 11.781 | thermal | 0 | 0 | 0 | 0 | 6.8 | BURLINGTON ST GT2 / LISTER DV B GT1 / PARADISE ST GT1 | 59.6 | GREEN | 0 |  |  | 0 | 0 | 0 | 20 |  |  |  |  | Green (Over 5% headroom) | 58467 | 100 | 2.22 | 98 | 11 | 225019 | [9 empty] | Lister Drive | LISTER DRIVE | 2 | 114 | 114 | 0 | 57 | 20 | 2026-09 | [12 empty] | 53.4089 | -2.9757 | SPM-BOLTON_ST_T1_GREEK_ST_T1_HPO_COPPERAS_HILL_T1_OLDHAM_PLACE_T | 415807134 | SP Energy Networks open data (API key): NDP SPM primary-group polygons + Capacity Heatmaps Information Model SPM + LTDS appendices 3/6 + NSHR
2816 | 34.9 | COMMUTATION PLAZA 1, COMMUTATION ROW | LIVERPOOL | L3 8QF | Liverpool | MARITME HOUSING ASSOCIATION | Offices And Premises | office | 1 | 1206.76 | 12989 | NIA | 154000 | Bolton St T1 / Greek St T1 / Hpo Copperas Hill T1 / Oldham Place T1 | inside-area | 0.4 | BURLINGTON ST GT2 / LISTER DV B GT1 / PARADISE ST GT1 | LISTER DRIVE | SPM | 8.2 | primary | 8.219 | Green | 20 | 11.781 | thermal | 0 | 0 | 0 | 0 | 6.8 | BURLINGTON ST GT2 / LISTER DV B GT1 / PARADISE ST GT1 | 59.6 | GREEN | 0 |  |  | 0 | 0 | 0 | 20 |  |  |  |  | Green (Over 5% headroom) | 58467 | 100 | 1.92 | 84 | 11 | 227096 | [9 empty] | Lister Drive | LISTER DRIVE | 2 | 114 | 114 | 0 | 57 | 20 | 2026-09 | 38035753 | B1 Offices and Workshop businesses | 1449 | C | Natural Gas | 4 | 107 | Air Conditioning | 2012-11-06 |  | 1 | FALSE | 53.4098 | -2.9782 | SPM-BOLTON_ST_T1_GREEK_ST_T1_HPO_COPPERAS_HILL_T1_OLDHAM_PLACE_T | 2710311000 | SP Energy Networks open data (API key): NDP SPM primary-group polygons + Capacity Heatmaps Information Model SPM + LTDS appendices 3/6 + NSHR
2817 | 34.9 | 11-15 (INC 4-5 BALTIMORE STREET), RODNEY STREET | LIVERPOOL | L1 9EF | Liverpool |  | Offices And Premises | office | 1 | 1118.1 | 12035 | NIA | 113000 | Bolton St T1 / Greek St T1 / Hpo Copperas Hill T1 / Oldham Place T1 | inside-area | 0.55 | BURLINGTON ST GT2 / LISTER DV B GT1 / PARADISE ST GT1 | LISTER DRIVE | SPM | 8.2 | primary | 8.219 | Green | 20 | 11.781 | thermal | 0 | 0 | 0 | 0 | 6.8 | BURLINGTON ST GT2 / LISTER DV B GT1 / PARADISE ST GT1 | 59.6 | GREEN | 0 |  |  | 0 | 0 | 0 | 20 |  |  |  |  | Green (Over 5% headroom) | 58467 | 100 | 1.78 | 78 | 11 | 228050 | [9 empty] | Lister Drive | LISTER DRIVE | 2 | 114 | 114 | 0 | 57 | 20 | 2026-09 | 38302787 | B1 Offices and Workshop businesses | 1199 | B | Natural Gas | 3 |  | Heating and Natural Ventilation | 2022-05-11 |  | 1 | FALSE | 53.4022 | -2.9729 | SPM-BOLTON_ST_T1_GREEK_ST_T1_HPO_COPPERAS_HILL_T1_OLDHAM_PLACE_T | 8969828000 | SP Energy Networks open data (API key): NDP SPM primary-group polygons + Capacity Heatmaps Information Model SPM + LTDS appendices 3/6 + NSHR
2818 | 34.9 | GROUND AND BASEMENT RODNEY HOUSE 68-72, MOUNT PLEASANT | LIVERPOOL | L3 5UX | Liverpool |  | Offices And Premises | office | 1 | 1101.16 | 11853 | NIA | 106000 | Bolton St T1 / Greek St T1 / Hpo Copperas Hill T1 / Oldham Place T1 | inside-area | 0.41 | BURLINGTON ST GT2 / LISTER DV B GT1 / PARADISE ST GT1 | LISTER DRIVE | SPM | 8.2 | primary | 8.219 | Green | 20 | 11.781 | thermal | 0 | 0 | 0 | 0 | 6.8 | BURLINGTON ST GT2 / LISTER DV B GT1 / PARADISE ST GT1 | 59.6 | GREEN | 0 |  |  | 0 | 0 | 0 | 20 |  |  |  |  | Green (Over 5% headroom) | 58467 | 100 | 1.75 | 77 | 11 | 228232 | [9 empty] | Lister Drive | LISTER DRIVE | 2 | 114 | 114 | 0 | 57 | 20 | 2026-09 | 38107592 | C2 Residential Institutions - Universities and colleges | 2701 | D | Natural Gas | 3 |  | Heating and Natural Ventilation | 2015-09-30 |  | 0.5 | FALSE | 53.4037 | -2.9732 | SPM-BOLTON_ST_T1_GREEK_ST_T1_HPO_COPPERAS_HILL_T1_OLDHAM_PLACE_T | 8664189000 | SP Energy Networks open data (API key): NDP SPM primary-group polygons + Capacity Heatmaps Information Model SPM + LTDS appendices 3/6 + NSHR
2819 | 34.9 | UNIT 1 FORMER HOTPOINT FACTORY, ROYAL WELCH AVENUE | RHYL | LL18 5TY | Denbighshire |  | Warehouse And Premises | industrial | 1 | 15773.5 | 169784 | GIA | 545000 | St Asaph Business Pk T1 | inside-area | 2.26 | HOLYWELL GT1 / RHYL GT1 / ST ASAPH GT2 / ST ASAPH GT4 | CONNAHS QUAY - PENTIR - ST ASAPH | SPM | 3.7 | primary | 3.677 | Green | 7.5 | 3.823 | thermal | 0 | 0 | 0 | 0 | 2.9 | HOLYWELL GT1 / RHYL GT1 / ST ASAPH GT2 / ST ASAPH GT4 | 22.4768 | GREEN | 0 |  |  | 0 | 0 | 0 | 7.5 |  |  |  |  | Green (Over 5% headroom) | 26381 | 16 | 25.07 | 394 | 16 | 655860 | [9 empty] | Connahs Quay / SASA | [20 empty] | 53.2643 | -3.5064 | SPM-ST_ASAPH_BUSINESS_PK_T1 | 10363994000 | SP Energy Networks open data (API key): NDP SPM primary-group polygons + Capacity Heatmaps Information Model SPM + LTDS appendices 3/6 + NSHR
2820 | 34.9 | UNIT 6, FFORDD RICHARD DAVIES, ST ASAPH BUSINESS PARK | ST ASAPH | LL17 0LJ | Denbighshire | KENT PERISCOPES | Factory And Premises; Offices And Premises | office | 3 | 5803.9 | 62473 | NIA | 404500 | St Asaph Business Pk T1 | inside-area | 0.81 | HOLYWELL GT1 / RHYL GT1 / ST ASAPH GT2 / ST ASAPH GT4 | CONNAHS QUAY - PENTIR - ST ASAPH | SPM | 3.7 | primary | 3.677 | Green | 7.5 | 3.823 | thermal | 0 | 0 | 0 | 0 | 2.9 | HOLYWELL GT1 / RHYL GT1 / ST ASAPH GT2 / ST ASAPH GT4 | 22.4768 | GREEN | 0 |  |  | 0 | 0 | 0 | 7.5 |  |  |  |  | Green (Over 5% headroom) | 26381 | 42 | 9.22 | 348 | 16 | 763171 | [9 empty] | Connahs Quay / SASA | [8 empty] | 200004299447 | Offices and Workshop Businesses | 1890 | B | Grid Supplied Electricity | 3 | 2 | Air Conditioning | 2026-01-17 |  | 1 | FALSE | 53.2524 | -3.4786 | SPM-ST_ASAPH_BUSINESS_PK_T1 | 10618144000;1971179000;11644240000 | SP Energy Networks open data (API key): NDP SPM primary-group polygons + Capacity Heatmaps Information Model SPM + LTDS appendices 3/6 + NSHR
2821 | 34.9 | GREEN THUMB, FFORDD WILLIAM MORGAN, ST ASAPH BUSINESS PARK | ST ASAPH | LL17 0JD | Denbighshire |  | Offices And Premises | office | 1 | 2185.31 | 23522 | GIA | 137000 | St Asaph Business Pk T1 | inside-area | 0.36 | HOLYWELL GT1 / RHYL GT1 / ST ASAPH GT2 / ST ASAPH GT4 | CONNAHS QUAY - PENTIR - ST ASAPH | SPM | 3.7 | primary | 3.677 | Green | 7.5 | 3.823 | thermal | 0 | 0 | 0 | 0 | 2.9 | HOLYWELL GT1 / RHYL GT1 / ST ASAPH GT2 / ST ASAPH GT4 | 22.4768 | GREEN | 0 |  |  | 0 | 0 | 0 | 7.5 |  |  |  |  | Green (Over 5% headroom) | 26381 | 100 | 3.47 | 153 | 16 | 802122 | [9 empty] | Connahs Quay / SASA | [8 empty] | 10012914238 | B1 Offices and Workshop businesses | 1431 | B | Natural Gas | 4 | 2 | Heating and Natural Ventilation | 2022-03-08 |  | 0.67 | FALSE | 53.2559 | -3.4756 | SPM-ST_ASAPH_BUSINESS_PK_T1 | 10661979000 | SP Energy Networks open data (API key): NDP SPM primary-group polygons + Capacity Heatmaps Information Model SPM + LTDS appendices 3/6 + NSHR
2822 | 34.9 | SHERBROOKE UNIT 5, KINMEL PARK INDUSTRIAL ESTATE, ABERGELE ROAD | RHYL | LL18 5TX | Denbighshire |  | Factory And Premises | industrial | 1 | 1303.56 | 14031 | GIA | 60500 | St Asaph Business Pk T1 | inside-area | 2.34 | HOLYWELL GT1 / RHYL GT1 / ST ASAPH GT2 / ST ASAPH GT4 | CONNAHS QUAY - PENTIR - ST ASAPH | SPM | 3.7 | primary | 3.677 | Green | 7.5 | 3.823 | thermal | 0 | 0 | 0 | 0 | 2.9 | HOLYWELL GT1 / RHYL GT1 / ST ASAPH GT2 / ST ASAPH GT4 | 22.4768 | GREEN | 0 |  |  | 0 | 0 | 0 | 7.5 |  |  |  |  | Green (Over 5% headroom) | 26381 | 100 | 2.07 | 78 | 16 | 811613 | [9 empty] | Connahs Quay / SASA | [8 empty] | 200004299465 | B1 Offices and Workshop businesses | 1114 | C | Grid Supplied Electricity | 3 |  | Air Conditioning | 2014-09-23 |  | 0.75 | FALSE | 53.265 | -3.5073 | SPM-ST_ASAPH_BUSINESS_PK_T1 | 11389905000 | SP Energy Networks open data (API key): NDP SPM primary-group polygons + Capacity Heatmaps Information Model SPM + LTDS appendices 3/6 + NSHR
2823 | 34.9 | HIGHWAYS DEPOT AFONWEN | PWLLHELI | LL53 6NQ | Gwynedd |  | Workshop And Premises | industrial | 1 | 1232.82 | 13270 | GIA | 32250 | Butlins T1 | inside-area | 1.25 | FOUR CROSSES GT2 / MAENTWROG GT1 / MAENTWROG GT2 | TRAWSFYNYDD | SPM | 3.7 | primary | 3.704 | Green | 7.5 | 3.796 | thermal | 0 | 0.8 | 0 | 0.8 | 3.5 | FOUR CROSSES GT2 / MAENTWROG GT1 / MAENTWROG GT2 | 4.306 | GREEN | 0 |  |  | 0 | 0 | 0 | 7.5 |  |  |  |  | Green (Over 5% headroom) | 26381 | 100 | 1.96 | 55 | 1 | 21365 | [9 empty] | Pentir | TRAWSFYNYDD | 1 | 940 | 0 | 0 | 0 | 10 | 2037-11 | [12 empty] | 52.9166 | -4.3291 | SPM-BUTLINS_T1 | 988544000 | SP Energy Networks open data (API key): NDP SPM primary-group polygons + Capacity Heatmaps Information Model SPM + LTDS appendices 3/6 + NSHR
2824 | 34.9 | UNIT 34, LLYS EDMUND PRYS, ST ASAPH BUSINESS PARK | ST ASAPH | LL17 0JA | Denbighshire |  | Workshop And Premises | industrial | 1 | 1194.7 | 12860 | GIA | 75000 | St Asaph Business Pk T1 | inside-area | 0.6 | HOLYWELL GT1 / RHYL GT1 / ST ASAPH GT2 / ST ASAPH GT4 | CONNAHS QUAY - PENTIR - ST ASAPH | SPM | 3.7 | primary | 3.677 | Green | 7.5 | 3.823 | thermal | 0 | 0 | 0 | 0 | 2.9 | HOLYWELL GT1 / RHYL GT1 / ST ASAPH GT2 / ST ASAPH GT4 | 22.4768 | GREEN | 0 |  |  | 0 | 0 | 0 | 7.5 |  |  |  |  | Green (Over 5% headroom) | 26381 | 100 | 1.9 | 54 | 16 | 812784 | [9 empty] | Connahs Quay / SASA | [8 empty] | 200004299505 | B8 Storage or Distribution | 1214 | C | Natural Gas | 5 |  | Heating and Natural Ventilation | 2020-12-14 |  | 1 | FALSE | 53.2547 | -3.4789 | SPM-ST_ASAPH_BUSINESS_PK_T1 | 3262202000 | SP Energy Networks open data (API key): NDP SPM primary-group polygons + Capacity Heatmaps Information Model SPM + LTDS appendices 3/6 + NSHR
2825 | 34.9 | FALCON HOUSE, ROYAL WELCH AVENUE | RHYL | LL18 5TQ | Denbighshire |  | Warehouse And Premises | industrial | 1 | 1079.61 | 11621 | GIA | 54000 | St Asaph Business Pk T1 | inside-area | 2.29 | HOLYWELL GT1 / RHYL GT1 / ST ASAPH GT2 / ST ASAPH GT4 | CONNAHS QUAY - PENTIR - ST ASAPH | SPM | 3.7 | primary | 3.677 | Green | 7.5 | 3.823 | thermal | 0 | 0 | 0 | 0 | 2.9 | HOLYWELL GT1 / RHYL GT1 / ST ASAPH GT2 / ST ASAPH GT4 | 22.4768 | GREEN | 0 |  |  | 0 | 0 | 0 | 7.5 |  |  |  |  | Green (Over 5% headroom) | 26381 | 100 | 1.72 | 27 | 16 | 814023 | [9 empty] | Connahs Quay / SASA | [8 empty] | 200004299475 | A3/A4/A5 Restaurant and Cafes/Drinking Establishments and Hot Food takeaways | 1036 | D | Natural Gas | 3 |  | Heating and Natural Ventilation | 2015-03-11 |  | 0.67 | FALSE | 53.2673 | -3.5051 | SPM-ST_ASAPH_BUSINESS_PK_T1 | 3735923000 | SP Energy Networks open data (API key): NDP SPM primary-group polygons + Capacity Heatmaps Information Model SPM + LTDS appendices 3/6 + NSHR
2826 | 34.8 | INTEGRATED CENTRE, BOULEVARD ST BRIEUC | ABERYSTWYTH | SY23 1PB | Ceredigion |  | Offices And Premises | office | 1 | 1162.66 | 12515 | NIA | 95000 | Aberystwyth T1 / North Rd T1 / Parc-Y-Llyn T1 / Parc-Y-Llyn T2 / U C Wales T1 | inside-area | 1.44 | ABERYSTWYTH GT2 / RHYDLYDAN GT1 | SWANSEA NORTH | SPM | 8.1 | bsp | 21.043 | Green | 37.5 | 16.37 | thermal | 0.4 | 20.2 | 5.6 | 20.6 | 17.8 | ABERYSTWYTH GT2 / RHYDLYDAN GT1 | 8.079 | GREEN | 0 |  |  | 0 | 0 | 0 | 37.5 |  |  |  |  | Green (Over 5% headroom) | 57754 | 100 | 1.85 | 81 | 22 | 708951 | [9 empty] | Trawsfynydd | SWANSEA NORTH | 10 | 2020.9 | 2020.9 | 400 | 0 | 61 | 2024-08 | [12 empty] | 52.4126 | -4.0821 | SPM-ABERYSTWYTH_T1_NORTH_RD_T1_PARC_Y_LLYN_T1_PARC_Y_LLYN_T2_U_C | 4510857000 | SP Energy Networks open data (API key): NDP SPM primary-group polygons + Capacity Heatmaps Information Model SPM + LTDS appendices 3/6 + NSHR
2827 | 34.8 | THE CAMBRIA OFFICES, MARINE TERRACE | ABERYSTWYTH | SY23 2AZ | Ceredigion |  | Offices And Premises | office | 1 | 1033.48 | 11124 | NIA | 59500 | Aberystwyth T1 / North Rd T1 / Parc-Y-Llyn T1 / Parc-Y-Llyn T2 / U C Wales T1 | inside-area | 1.72 | ABERYSTWYTH GT2 / RHYDLYDAN GT1 | SWANSEA NORTH | SPM | 8.1 | bsp | 21.043 | Green | 37.5 | 16.37 | thermal | 0.4 | 20.2 | 5.6 | 20.6 | 17.8 | ABERYSTWYTH GT2 / RHYDLYDAN GT1 | 8.079 | GREEN | 0 |  |  | 0 | 0 | 0 | 37.5 |  |  |  |  | Green (Over 5% headroom) | 57754 | 100 | 1.64 | 72 | 22 | 710342 | [9 empty] | Trawsfynydd | SWANSEA NORTH | 10 | 2020.9 | 2020.9 | 400 | 0 | 61 | 2024-08 | 49064044 | B1 Offices and Workshop businesses | 2694 | C | Natural Gas | 3 |  | Heating and Natural Ventilation | 2020-07-12 |  | 1 | FALSE | 52.4158 | -4.086 | SPM-ABERYSTWYTH_T1_NORTH_RD_T1_PARC_Y_LLYN_T1_PARC_Y_LLYN_T2_U_C | 14538160000 | SP Energy Networks open data (API key): NDP SPM primary-group polygons + Capacity Heatmaps Information Model SPM + LTDS appendices 3/6 + NSHR
2828 | 34.8 | MAINETTI (UK) LTD, BEDWELL ROAD | WREXHAM | LL13 0UT | Wrexham |  | Factory And Premises | industrial | 1 | 24901.39 | 268036 | GIA | 660000 | Deeside Aluminium T1 / Dunlop Plastics T1 / Firestone T1 / Tetrapak T1 | inside-area | 0.94 | BRYMBO GT1 / LEGACY LOCAL GT1 / MARCHWIEL GT1 / MARCHWIEL GT2 / WREXHAM GT1 | LEGACY | SPM | 3.6 | primary | 3.614 | Green | 30 | 26.386 | thermal | 0 | 0.1 | 0 | 0.1 | 1.9 | BRYMBO GT1 / LEGACY LOCAL GT1 / MARCHWIEL GT1 / MARCHWIEL GT2 / WREXHAM GT1 | 41.8508 | GREEN | 1.6 |  |  | 0 | 0 | 0 | 30 |  |  |  |  | Green (Over 5% headroom) | 25668 | 10 | 39.57 | 1494 | 45 | 4180013 | [9 empty] | Legacy | LEGACY | 5 | 1714 | 1714 | 0 | 0 | 0 | 2024-08 | [12 empty] | 53.0284 | -2.934 | SPM-DEESIDE_ALUMINIUM_T1_DUNLOP_PLASTICS_T1_FIRESTONE_T1_TETRAPA | 9229673000 | SP Energy Networks open data (API key): NDP SPM primary-group polygons + Capacity Heatmaps Information Model SPM + LTDS appendices 3/6 + NSHR
2829 | 34.8 | BUILDING NO. 2, OAK ROAD, INDUSTRIAL ESTATE | WREXHAM | LL13 9RG | Wrexham | PREMIER DECORATIONS LTD | Warehouse And Premises | industrial | 1 | 23600.04 | 254028 | GIA | 690000 | Deeside Aluminium T1 / Dunlop Plastics T1 / Firestone T1 / Tetrapak T1 | inside-area | 1.52 | BRYMBO GT1 / LEGACY LOCAL GT1 / MARCHWIEL GT1 / MARCHWIEL GT2 / WREXHAM GT1 | LEGACY | SPM | 3.6 | primary | 3.614 | Green | 30 | 26.386 | thermal | 0 | 0.1 | 0 | 0.1 | 1.9 | BRYMBO GT1 / LEGACY LOCAL GT1 / MARCHWIEL GT1 / MARCHWIEL GT2 / WREXHAM GT1 | 41.8508 | GREEN | 1.6 |  |  | 0 | 0 | 0 | 30 |  |  |  |  | Green (Over 5% headroom) | 25668 | 10 | 37.5 | 590 | 45 | 4194021 | [9 empty] | Legacy | LEGACY | 5 | 1714 | 1714 | 0 | 0 | 0 | 2024-08 | [12 empty] | 53.0368 | -2.9093 | SPM-DEESIDE_ALUMINIUM_T1_DUNLOP_PLASTICS_T1_FIRESTONE_T1_TETRAPA | 4062068000 | SP Energy Networks open data (API key): NDP SPM primary-group polygons + Capacity Heatmaps Information Model SPM + LTDS appendices 3/6 + NSHR
2830 | 34.8 | IPSEN BIOPHARM, ASH ROAD (NORTH), INDUSTRIAL ESTATE | WREXHAM | LL13 9QS | Wrexham |  | Factory And Premises | industrial | 1 | 16196.07 | 174333 | GIA | 467500 | Deeside Aluminium T1 / Dunlop Plastics T1 / Firestone T1 / Tetrapak T1 | inside-area | 0.23 | BRYMBO GT1 / LEGACY LOCAL GT1 / MARCHWIEL GT1 / MARCHWIEL GT2 / WREXHAM GT1 | LEGACY | SPM | 3.6 | primary | 3.614 | Green | 30 | 26.386 | thermal | 0 | 0.1 | 0 | 0.1 | 1.9 | BRYMBO GT1 / LEGACY LOCAL GT1 / MARCHWIEL GT1 / MARCHWIEL GT2 / WREXHAM GT1 | 41.8508 | GREEN | 1.6 |  |  | 0 | 0 | 0 | 30 |  |  |  |  | Green (Over 5% headroom) | 25668 | 15 | 25.74 | 972 | 45 | 4273716 | [9 empty] | Legacy | LEGACY | 5 | 1714 | 1714 | 0 | 0 | 0 | 2024-08 | [12 empty] | 53.0384 | -2.93 | SPM-DEESIDE_ALUMINIUM_T1_DUNLOP_PLASTICS_T1_FIRESTONE_T1_TETRAPA | 6991644000 | SP Energy Networks open data (API key): NDP SPM primary-group polygons + Capacity Heatmaps Information Model SPM + LTDS appendices 3/6 + NSHR
2831 | 34.8 | UNIT 69, CLYWEDOG ROAD (EAST) | WREXHAM | LL13 9XE | Wrexham |  | Factory And Premises | industrial | 4 | 14478.09 | 155841 | GIA | 577500 | Deeside Aluminium T1 / Dunlop Plastics T1 / Firestone T1 / Tetrapak T1 | inside-area | 0.35 | BRYMBO GT1 / LEGACY LOCAL GT1 / MARCHWIEL GT1 / MARCHWIEL GT2 / WREXHAM GT1 | LEGACY | SPM | 3.6 | primary | 3.614 | Green | 30 | 26.386 | thermal | 0 | 0.1 | 0 | 0.1 | 1.9 | BRYMBO GT1 / LEGACY LOCAL GT1 / MARCHWIEL GT1 / MARCHWIEL GT2 / WREXHAM GT1 | 41.8508 | GREEN | 1.6 |  |  | 0 | 0 | 0 | 30 |  |  |  |  | Green (Over 5% headroom) | 25668 | 16 | 23.01 | 869 | 45 | 4292208 | [9 empty] | Legacy | LEGACY | 5 | 1714 | 1714 | 0 | 0 | 0 | 2024-08 | 10004529250 | B8 Storage or Distribution | 1804 | C | Natural Gas | 3 |  | Heating and Natural Ventilation | 2017-10-21 |  | 1 | FALSE | 53.0385 | -2.9365 | SPM-DEESIDE_ALUMINIUM_T1_DUNLOP_PLASTICS_T1_FIRESTONE_T1_TETRAPA | 2542404000;5538270000;13549915000;492846206 | SP Energy Networks open data (API key): NDP SPM primary-group polygons + Capacity Heatmaps Information Model SPM + LTDS appendices 3/6 + NSHR
2832 | 34.8 | COUNTY OFFICES, CASTLE STREET | CAERNARFON | LL55 1SE | Gwynedd |  | Offices And Premises | office | 1 | 6318.62 | 68013 | NIA | 300000 | St Helens Rd T1 | inside-area | 0.81 | BANGOR GT2 / CAERNARFON GT2 | CONNAHS QUAY - PENTIR - ST ASAPH | SPM | 3.6 | primary | 3.563 | Green | 7.5 | 3.937 | thermal | 0 | 0 | 0 | 0 | 2.8 | BANGOR GT2 / CAERNARFON GT2 | 31.686 | GREEN | 0 |  |  | 0 | 0 | 0 | 7.5 |  |  |  |  | Green (Over 5% headroom) | 25668 | 38 | 10.04 | 442 | 5 | 113268 | [9 empty] | Pentir | PENTIR | 2 | 1082 | 1082 | 1025 | 57 | 39 | 2028-10 | [12 empty] | 53.1405 | -4.2769 | SPM-ST_HELENS_RD_T1 | 133362202 | SP Energy Networks open data (API key): NDP SPM primary-group polygons + Capacity Heatmaps Information Model SPM + LTDS appendices 3/6 + NSHR
2833 | 34.8 | QUARTZ ELEC, RED WITHER ROAD | WREXHAM | LL13 9PR | Wrexham |  | Offices And Premises | office | 2 | 3075.36 | 33103 | GIA | 146500 | Deeside Aluminium T1 / Dunlop Plastics T1 / Firestone T1 / Tetrapak T1 | inside-area | 0.85 | BRYMBO GT1 / LEGACY LOCAL GT1 / MARCHWIEL GT1 / MARCHWIEL GT2 / WREXHAM GT1 | LEGACY | SPM | 3.6 | primary | 3.614 | Green | 30 | 26.386 | thermal | 0 | 0.1 | 0 | 0.1 | 1.9 | BRYMBO GT1 / LEGACY LOCAL GT1 / MARCHWIEL GT1 / MARCHWIEL GT2 / WREXHAM GT1 | 41.8508 | GREEN | 1.6 |  |  | 0 | 0 | 0 | 30 |  |  |  |  | Green (Over 5% headroom) | 25668 | 78 | 4.89 | 215 | 45 | 4414946 | [9 empty] | Legacy | LEGACY | 5 | 1714 | 1714 | 0 | 0 | 0 | 2024-08 | [12 empty] | 53.0298 | -2.937 | SPM-DEESIDE_ALUMINIUM_T1_DUNLOP_PLASTICS_T1_FIRESTONE_T1_TETRAPA | 6673022000;6673022000 | SP Energy Networks open data (API key): NDP SPM primary-group polygons + Capacity Heatmaps Information Model SPM + LTDS appendices 3/6 + NSHR
2834 | 34.8 | CYNGOR SYR GWYNEDD, SHIREHALL STREET | CAERNARFON | LL55 1SL | Gwynedd |  | Offices And Premises | office | 1 | 2147.96 | 23120 | NIA | 94000 | St Helens Rd T1 | inside-area | 0.77 | BANGOR GT2 / CAERNARFON GT2 | CONNAHS QUAY - PENTIR - ST ASAPH | SPM | 3.6 | primary | 3.563 | Green | 7.5 | 3.937 | thermal | 0 | 0 | 0 | 0 | 2.8 | BANGOR GT2 / CAERNARFON GT2 | 31.686 | GREEN | 0 |  |  | 0 | 0 | 0 | 7.5 |  |  |  |  | Green (Over 5% headroom) | 25668 | 100 | 3.41 | 150 | 5 | 158161 | [9 empty] | Pentir | PENTIR | 2 | 1082 | 1082 | 1025 | 57 | 39 | 2028-10 | [12 empty] | 53.1398 | -4.2778 | SPM-ST_HELENS_RD_T1 | 9734231000 | SP Energy Networks open data (API key): NDP SPM primary-group polygons + Capacity Heatmaps Information Model SPM + LTDS appendices 3/6 + NSHR
2835 | 34.8 | UNIT A, SPECTRUM BUSINESS PARK | WREXHAM | LL13 9QA | Wrexham |  | Warehouse And Premises | industrial | 1 | 1853.15 | 19947 | GIA | 79500 | Deeside Aluminium T1 / Dunlop Plastics T1 / Firestone T1 / Tetrapak T1 | inside-area | 0.47 | BRYMBO GT1 / LEGACY LOCAL GT1 / MARCHWIEL GT1 / MARCHWIEL GT2 / WREXHAM GT1 | LEGACY | SPM | 3.6 | primary | 3.614 | Green | 30 | 26.386 | thermal | 0 | 0.1 | 0 | 0.1 | 1.9 | BRYMBO GT1 / LEGACY LOCAL GT1 / MARCHWIEL GT1 / MARCHWIEL GT2 / WREXHAM GT1 | 41.8508 | GREEN | 1.6 |  |  | 0 | 0 | 0 | 30 |  |  |  |  | Green (Over 5% headroom) | 25668 | 100 | 2.94 | 46 | 45 | 4428102 | [9 empty] | Legacy | LEGACY | 5 | 1714 | 1714 | 0 | 0 | 0 | 2024-08 | 100100941981 | B2 to B7 General Industrial and Special Industrial Groups | 1959 | C | Natural Gas | 3 |  | Heating and Natural Ventilation | 2020-11-10 |  | 1 | FALSE | 53.0375 | -2.9251 | SPM-DEESIDE_ALUMINIUM_T1_DUNLOP_PLASTICS_T1_FIRESTONE_T1_TETRAPA | 1224659000 | SP Energy Networks open data (API key): NDP SPM primary-group polygons + Capacity Heatmaps Information Model SPM + LTDS appendices 3/6 + NSHR
2836 | 34.8 | FORMER PARCEL FORCE BUILDING, BRIDGE ROAD, INDUSTRIAL ESTATE | WREXHAM | LL13 9PS | Wrexham |  | Warehouse And Premises | industrial | 1 | 1774.95 | 19105 | GIA | 72000 | Deeside Aluminium T1 / Dunlop Plastics T1 / Firestone T1 / Tetrapak T1 | inside-area | 0.04 | BRYMBO GT1 / LEGACY LOCAL GT1 / MARCHWIEL GT1 / MARCHWIEL GT2 / WREXHAM GT1 | LEGACY | SPM | 3.6 | primary | 3.614 | Green | 30 | 26.386 | thermal | 0 | 0.1 | 0 | 0.1 | 1.9 | BRYMBO GT1 / LEGACY LOCAL GT1 / MARCHWIEL GT1 / MARCHWIEL GT2 / WREXHAM GT1 | 41.8508 | GREEN | 1.6 |  |  | 0 | 0 | 0 | 30 |  |  |  |  | Green (Over 5% headroom) | 25668 | 100 | 2.82 | 44 | 45 | 4428944 | [9 empty] | Legacy | LEGACY | 5 | 1714 | 1714 | 0 | 0 | 0 | 2024-08 | 10091698046 | B8 Storage or Distribution | 3783 | A | Natural Gas | 5 |  | Heating and Mechanical Ventilation | 2019-10-31 |  | 1 | FALSE | 53.0372 | -2.932 | SPM-DEESIDE_ALUMINIUM_T1_DUNLOP_PLASTICS_T1_FIRESTONE_T1_TETRAPA | 4709553000 | SP Energy Networks open data (API key): NDP SPM primary-group polygons + Capacity Heatmaps Information Model SPM + LTDS appendices 3/6 + NSHR
2837 | 34.8 | GARRON HOUSE, CLYWEDOG ROAD (SOUTH), INDUSTRIAL ESTATE | WREXHAM | LL13 9XS | Wrexham |  | Warehouse And Premises | industrial | 1 | 1665.63 | 17929 | GIA | 68500 | Deeside Aluminium T1 / Dunlop Plastics T1 / Firestone T1 / Tetrapak T1 | inside-area | 0.61 | BRYMBO GT1 / LEGACY LOCAL GT1 / MARCHWIEL GT1 / MARCHWIEL GT2 / WREXHAM GT1 | LEGACY | SPM | 3.6 | primary | 3.614 | Green | 30 | 26.386 | thermal | 0 | 0.1 | 0 | 0.1 | 1.9 | BRYMBO GT1 / LEGACY LOCAL GT1 / MARCHWIEL GT1 / MARCHWIEL GT2 / WREXHAM GT1 | 41.8508 | GREEN | 1.6 |  |  | 0 | 0 | 0 | 30 |  |  |  |  | Green (Over 5% headroom) | 25668 | 100 | 2.65 | 42 | 45 | 4430120 | [9 empty] | Legacy | LEGACY | 5 | 1714 | 1714 | 0 | 0 | 0 | 2024-08 | 10070383260 | B1 Offices and Workshop businesses | 513 | D | Natural Gas | 3 |  | Heating and Natural Ventilation | 2012-05-08 |  | 0.67 | FALSE | 53.0364 | -2.9411 | SPM-DEESIDE_ALUMINIUM_T1_DUNLOP_PLASTICS_T1_FIRESTONE_T1_TETRAPA | 235565206 | SP Energy Networks open data (API key): NDP SPM primary-group polygons + Capacity Heatmaps Information Model SPM + LTDS appendices 3/6 + NSHR
2838 | 34.8 | TRINCO, MARLBOROUGH ROAD | WREXHAM | LL13 9RJ | Wrexham |  | Factory And Premises | industrial | 1 | 1606.79 | 17295 | GIA | 46000 | Deeside Aluminium T1 / Dunlop Plastics T1 / Firestone T1 / Tetrapak T1 | inside-area | 1.05 | BRYMBO GT1 / LEGACY LOCAL GT1 / MARCHWIEL GT1 / MARCHWIEL GT2 / WREXHAM GT1 | LEGACY | SPM | 3.6 | primary | 3.614 | Green | 30 | 26.386 | thermal | 0 | 0.1 | 0 | 0.1 | 1.9 | BRYMBO GT1 / LEGACY LOCAL GT1 / MARCHWIEL GT1 / MARCHWIEL GT2 / WREXHAM GT1 | 41.8508 | GREEN | 1.6 |  |  | 0 | 0 | 0 | 30 |  |  |  |  | Green (Over 5% headroom) | 25668 | 100 | 2.55 | 96 | 45 | 4430754 | [9 empty] | Legacy | LEGACY | 5 | 1714 | 1714 | 0 | 0 | 0 | 2024-08 | [12 empty] | 53.0417 | -2.9187 | SPM-DEESIDE_ALUMINIUM_T1_DUNLOP_PLASTICS_T1_FIRESTONE_T1_TETRAPA | 493812206 | SP Energy Networks open data (API key): NDP SPM primary-group polygons + Capacity Heatmaps Information Model SPM + LTDS appendices 3/6 + NSHR
2839 | 34.8 | WCBC, ABBEY ROAD, INDUSTRIAL ESTATE | WREXHAM | LL13 9RF | Wrexham |  | Warehouse And Premises | industrial | 1 | 1593.61 | 17153 | GIA | 68000 | Deeside Aluminium T1 / Dunlop Plastics T1 / Firestone T1 / Tetrapak T1 | inside-area | 1.19 | BRYMBO GT1 / LEGACY LOCAL GT1 / MARCHWIEL GT1 / MARCHWIEL GT2 / WREXHAM GT1 | LEGACY | SPM | 3.6 | primary | 3.614 | Green | 30 | 26.386 | thermal | 0 | 0.1 | 0 | 0.1 | 1.9 | BRYMBO GT1 / LEGACY LOCAL GT1 / MARCHWIEL GT1 / MARCHWIEL GT2 / WREXHAM GT1 | 41.8508 | GREEN | 1.6 |  |  | 0 | 0 | 0 | 30 |  |  |  |  | Green (Over 5% headroom) | 25668 | 100 | 2.53 | 40 | 45 | 4430896 | [9 empty] | Legacy | LEGACY | 5 | 1714 | 1714 | 0 | 0 | 0 | 2024-08 | 10091695544 | B1 Offices and Workshop businesses | 1371 | D | Oil | 3 |  | Heating and Natural Ventilation | 2013-11-27 |  | 0.5 | FALSE | 53.0416 | -2.9161 | SPM-DEESIDE_ALUMINIUM_T1_DUNLOP_PLASTICS_T1_FIRESTONE_T1_TETRAPA | 6967087000 | SP Energy Networks open data (API key): NDP SPM primary-group polygons + Capacity Heatmaps Information Model SPM + LTDS appendices 3/6 + NSHR
2840 | 34.8 | UNIT 7, COED ABEN ROAD, INDUSTRIAL ESTATE | WREXHAM | LL13 9UH | Wrexham |  | Warehouse And Premises | industrial | 1 | 1572.9 | 16931 | GIA | 77000 | Deeside Aluminium T1 / Dunlop Plastics T1 / Firestone T1 / Tetrapak T1 | inside-area | 0.38 | BRYMBO GT1 / LEGACY LOCAL GT1 / MARCHWIEL GT1 / MARCHWIEL GT2 / WREXHAM GT1 | LEGACY | SPM | 3.6 | primary | 3.614 | Green | 30 | 26.386 | thermal | 0 | 0.1 | 0 | 0.1 | 1.9 | BRYMBO GT1 / LEGACY LOCAL GT1 / MARCHWIEL GT1 / MARCHWIEL GT2 / WREXHAM GT1 | 41.8508 | GREEN | 1.6 |  |  | 0 | 0 | 0 | 30 |  |  |  |  | Green (Over 5% headroom) | 25668 | 100 | 2.5 | 39 | 45 | 4431118 | [9 empty] | Legacy | LEGACY | 5 | 1714 | 1714 | 0 | 0 | 0 | 2024-08 | 10070382324 | Retail/Financial and Professional Services | 1857 | D | Natural Gas | 3 |  | Heating and Natural Ventilation | 2024-05-14 |  | 1 | FALSE | 53.0402 | -2.9318 | SPM-DEESIDE_ALUMINIUM_T1_DUNLOP_PLASTICS_T1_FIRESTONE_T1_TETRAPA | 5372427000 | SP Energy Networks open data (API key): NDP SPM primary-group polygons + Capacity Heatmaps Information Model SPM + LTDS appendices 3/6 + NSHR
2841 | 34.8 | WAREHOUSE, ABBEY ROAD SOUTH, INDUSTRIAL ESTATE | WREXHAM | LL13 9RF | Wrexham | F JONES FISH MERCHANTS | Warehouse And Premises | industrial | 1 | 1486.93 | 16005 | GIA | 64500 | Deeside Aluminium T1 / Dunlop Plastics T1 / Firestone T1 / Tetrapak T1 | inside-area | 1.19 | BRYMBO GT1 / LEGACY LOCAL GT1 / MARCHWIEL GT1 / MARCHWIEL GT2 / WREXHAM GT1 | LEGACY | SPM | 3.6 | primary | 3.614 | Green | 30 | 26.386 | thermal | 0 | 0.1 | 0 | 0.1 | 1.9 | BRYMBO GT1 / LEGACY LOCAL GT1 / MARCHWIEL GT1 / MARCHWIEL GT2 / WREXHAM GT1 | 41.8508 | GREEN | 1.6 |  |  | 0 | 0 | 0 | 30 |  |  |  |  | Green (Over 5% headroom) | 25668 | 100 | 2.36 | 37 | 45 | 4432044 | [9 empty] | Legacy | LEGACY | 5 | 1714 | 1714 | 0 | 0 | 0 | 2024-08 | 10091695542 | B8 Storage or Distribution | 543 | C | Grid Supplied Electricity | 3 |  | Heating and Natural Ventilation | 2020-12-04 |  | 0.67 | FALSE | 53.0416 | -2.9161 | SPM-DEESIDE_ALUMINIUM_T1_DUNLOP_PLASTICS_T1_FIRESTONE_T1_TETRAPA | 7292585000 | SP Energy Networks open data (API key): NDP SPM primary-group polygons + Capacity Heatmaps Information Model SPM + LTDS appendices 3/6 + NSHR
2842 | 34.8 | UNITS I J & K, CLYWEDOG ROAD (NORTH), INDUSTRIAL ESTATE | WREXHAM | LL13 9XN | Wrexham |  | Warehouse And Premises | industrial | 1 | 1346.6 | 14495 | GIA | 54500 | Deeside Aluminium T1 / Dunlop Plastics T1 / Firestone T1 / Tetrapak T1 | inside-area | 0.29 | BRYMBO GT1 / LEGACY LOCAL GT1 / MARCHWIEL GT1 / MARCHWIEL GT2 / WREXHAM GT1 | LEGACY | SPM | 3.6 | primary | 3.614 | Green | 30 | 26.386 | thermal | 0 | 0.1 | 0 | 0.1 | 1.9 | BRYMBO GT1 / LEGACY LOCAL GT1 / MARCHWIEL GT1 / MARCHWIEL GT2 / WREXHAM GT1 | 41.8508 | GREEN | 1.6 |  |  | 0 | 0 | 0 | 30 |  |  |  |  | Green (Over 5% headroom) | 25668 | 100 | 2.14 | 34 | 45 | 4433554 | [9 empty] | Legacy | LEGACY | 5 | 1714 | 1714 | 0 | 0 | 0 | 2024-08 | 100100942291 | B2 to B7 General Industrial and Special Industrial Groups | 1253 | C | Natural Gas | 3 |  | Heating and Natural Ventilation | 2014-11-24 |  | 0.67 | FALSE | 53.039 | -2.9345 | SPM-DEESIDE_ALUMINIUM_T1_DUNLOP_PLASTICS_T1_FIRESTONE_T1_TETRAPA | 15130589000 | SP Energy Networks open data (API key): NDP SPM primary-group polygons + Capacity Heatmaps Information Model SPM + LTDS appendices 3/6 + NSHR
2843 | 34.8 | ENTREC, RED WITHER ROAD | WREXHAM | LL13 9RD | Wrexham |  | Factory And Premises | industrial | 1 | 1266.83 | 13636 | GIA | 28750 | Deeside Aluminium T1 / Dunlop Plastics T1 / Firestone T1 / Tetrapak T1 | inside-area | 0.74 | BRYMBO GT1 / LEGACY LOCAL GT1 / MARCHWIEL GT1 / MARCHWIEL GT2 / WREXHAM GT1 | LEGACY | SPM | 3.6 | primary | 3.614 | Green | 30 | 26.386 | thermal | 0 | 0.1 | 0 | 0.1 | 1.9 | BRYMBO GT1 / LEGACY LOCAL GT1 / MARCHWIEL GT1 / MARCHWIEL GT2 / WREXHAM GT1 | 41.8508 | GREEN | 1.6 |  |  | 0 | 0 | 0 | 30 |  |  |  |  | Green (Over 5% headroom) | 25668 | 100 | 2.01 | 76 | 45 | 4434413 | [9 empty] | Legacy | LEGACY | 5 | 1714 | 1714 | 0 | 0 | 0 | 2024-08 | [12 empty] | 53.0393 | -2.9218 | SPM-DEESIDE_ALUMINIUM_T1_DUNLOP_PLASTICS_T1_FIRESTONE_T1_TETRAPA | 4268531000 | SP Energy Networks open data (API key): NDP SPM primary-group polygons + Capacity Heatmaps Information Model SPM + LTDS appendices 3/6 + NSHR
2844 | 34.8 | 10, BANK QUAY | CAERNARFON | LL55 1SU | Gwynedd |  | Warehouse And Premises | industrial | 1 | 1091.82 | 11752 | GIA | 21000 | St Helens Rd T1 | inside-area | 0.89 | BANGOR GT2 / CAERNARFON GT2 | CONNAHS QUAY - PENTIR - ST ASAPH | SPM | 3.6 | primary | 3.563 | Green | 7.5 | 3.937 | thermal | 0 | 0 | 0 | 0 | 2.8 | BANGOR GT2 / CAERNARFON GT2 | 31.686 | GREEN | 0 |  |  | 0 | 0 | 0 | 7.5 |  |  |  |  | Green (Over 5% headroom) | 25668 | 100 | 1.73 | 27 | 5 | 169529 | [9 empty] | Pentir | PENTIR | 2 | 1082 | 1082 | 1025 | 57 | 39 | 2028-10 | [12 empty] | 53.1415 | -4.2753 | SPM-ST_HELENS_RD_T1 | 48099202 | SP Energy Networks open data (API key): NDP SPM primary-group polygons + Capacity Heatmaps Information Model SPM + LTDS appendices 3/6 + NSHR
2845 | 34.8 | R & R ENGINEERING, OAK ROAD, INDUSTRIAL ESTATE | WREXHAM | LL13 9RG | Wrexham |  | Workshop And Premises | industrial | 1 | 1084.2 | 11670 | GIA | 51000 | Deeside Aluminium T1 / Dunlop Plastics T1 / Firestone T1 / Tetrapak T1 | inside-area | 1.52 | BRYMBO GT1 / LEGACY LOCAL GT1 / MARCHWIEL GT1 / MARCHWIEL GT2 / WREXHAM GT1 | LEGACY | SPM | 3.6 | primary | 3.614 | Green | 30 | 26.386 | thermal | 0 | 0.1 | 0 | 0.1 | 1.9 | BRYMBO GT1 / LEGACY LOCAL GT1 / MARCHWIEL GT1 / MARCHWIEL GT2 / WREXHAM GT1 | 41.8508 | GREEN | 1.6 |  |  | 0 | 0 | 0 | 30 |  |  |  |  | Green (Over 5% headroom) | 25668 | 100 | 1.72 | 49 | 45 | 4436379 | [9 empty] | Legacy | LEGACY | 5 | 1714 | 1714 | 0 | 0 | 0 | 2024-08 | 10090397332 | B2 to B7 General Industrial and Special Industrial Groups | 488 | E | Grid Supplied Electricity | 3 |  | Heating and Natural Ventilation | 2016-02-25 |  | 0.67 | FALSE | 53.0368 | -2.9093 | SPM-DEESIDE_ALUMINIUM_T1_DUNLOP_PLASTICS_T1_FIRESTONE_T1_TETRAPA | 179220206 | SP Energy Networks open data (API key): NDP SPM primary-group polygons + Capacity Heatmaps Information Model SPM + LTDS appendices 3/6 + NSHR
2846 | 34.7 | CIVIC CENTRE 291, ABERGELE ROAD | COLWYN BAY | LL29 9YF | Conwy |  | Offices And Premises | office | 1 | 1646.05 | 17718 | NIA | 71500 | Ivy St T1 / Llysfaen Rd T1 / Old Mill T1 | inside-area | 1.49 | COLWYN BAY GT1 / COLWYN BAY GT2 / DOLGARROG GT2 | CONNAHS QUAY - PENTIR - ST ASAPH | SPM | 8 | primary | 8.009 | Green | 20 | 11.851 | thermal | 0.6 | 0.6 | 0.5 | 1.2 | 5.2 | COLWYN BAY GT1 / COLWYN BAY GT2 / DOLGARROG GT2 | 16.642 | GREEN | 0 |  |  | 0 | 0 | 0 | 20 |  |  |  |  | Green (Over 5% headroom) | 57041 | 100 | 2.62 | 115 | 12 | 349145 | [9 empty] | Trawsfynydd | TRAWSFYNYDD | 1 | 940 | 0 | 0 | 0 | 10 | 2037-11 | [12 empty] | 53.2903 | -3.7056 | SPM-IVY_ST_T1_LLYSFAEN_RD_T1_OLD_MILL_T1 | 139704202 | SP Energy Networks open data (API key): NDP SPM primary-group polygons + Capacity Heatmaps Information Model SPM + LTDS appendices 3/6 + NSHR
2847 | 34.7 | ALEXANDRA HOUSE, ABERGELE ROAD | COLWYN BAY | LL29 9YF | Conwy |  | Offices And Premises | office | 1 | 1303.74 | 14033 | NIA | 111000 | Ivy St T1 / Llysfaen Rd T1 / Old Mill T1 | inside-area | 1.49 | COLWYN BAY GT1 / COLWYN BAY GT2 / DOLGARROG GT2 | CONNAHS QUAY - PENTIR - ST ASAPH | SPM | 8 | primary | 8.009 | Green | 20 | 11.851 | thermal | 0.6 | 0.6 | 0.5 | 1.2 | 5.2 | COLWYN BAY GT1 / COLWYN BAY GT2 / DOLGARROG GT2 | 16.642 | GREEN | 0 |  |  | 0 | 0 | 0 | 20 |  |  |  |  | Green (Over 5% headroom) | 57041 | 100 | 2.07 | 91 | 12 | 352830 | [9 empty] | Trawsfynydd | TRAWSFYNYDD | 1 | 940 | 0 | 0 | 0 | 10 | 2037-11 | [12 empty] | 53.2903 | -3.7056 | SPM-IVY_ST_T1_LLYSFAEN_RD_T1_OLD_MILL_T1 | 8987062000 | SP Energy Networks open data (API key): NDP SPM primary-group polygons + Capacity Heatmaps Information Model SPM + LTDS appendices 3/6 + NSHR
2848 | 34.7 | POST OFFICE 46, PRINCES DRIVE | COLWYN BAY | LL29 8HY | Conwy |  | Post Office And Premises | office | 1 | 1233.7 | 13279 | NIA | 42750 | Ivy St T1 / Llysfaen Rd T1 / Old Mill T1 | inside-area | 0.37 | COLWYN BAY GT1 / COLWYN BAY GT2 / DOLGARROG GT2 | CONNAHS QUAY - PENTIR - ST ASAPH | SPM | 8 | primary | 8.009 | Green | 20 | 11.851 | thermal | 0.6 | 0.6 | 0.5 | 1.2 | 5.2 | COLWYN BAY GT1 / COLWYN BAY GT2 / DOLGARROG GT2 | 16.642 | GREEN | 0 |  |  | 0 | 0 | 0 | 20 |  |  |  |  | Green (Over 5% headroom) | 57041 | 100 | 1.96 | 86 | 12 | 353584 | [9 empty] | Trawsfynydd | TRAWSFYNYDD | 1 | 940 | 0 | 0 | 0 | 10 | 2037-11 | [12 empty] | 53.2978 | -3.7296 | SPM-IVY_ST_T1_LLYSFAEN_RD_T1_OLD_MILL_T1 | 15802202 | SP Energy Networks open data (API key): NDP SPM primary-group polygons + Capacity Heatmaps Information Model SPM + LTDS appendices 3/6 + NSHR
2849 | 34.7 | Y GLYN INDUSTRIAL ESTATE | CAERNARFON | LL55 4EL | Gwynedd | DMM INTERNATIONAL | Factory And Premises | industrial | 1 | 1761.13 | 18957 | GIA | 46000 | Waenfawr T1 | inside-area | 4.18 | BANGOR GT2 / CAERNARFON GT2 | CONNAHS QUAY - PENTIR - ST ASAPH | SPM | 3.5 | primary | 3.495 | Green | 7.5 | 4.005 | thermal | 0 | 0 | 0 | 0 | 2.6 | BANGOR GT2 / CAERNARFON GT2 | 31.686 | GREEN | 0 |  |  | 0 | 0 | 0 | 7.5 |  |  |  |  | Green (Over 5% headroom) | 24955 | 100 | 2.8 | 106 | 4 | 205802 | [9 empty] | Pentir | PENTIR | 2 | 1082 | 1082 | 1025 | 57 | 39 | 2028-10 | 10070346376 | C1 Hotels | 372 | C | Natural Gas | 3 |  | Heating and Natural Ventilation | 2015-07-30 |  | 1 | FALSE | 53.1282 | -4.1392 | SPM-WAENFAWR_T1 | 9163762000 | SP Energy Networks open data (API key): NDP SPM primary-group polygons + Capacity Heatmaps Information Model SPM + LTDS appendices 3/6 + NSHR
2850 | 34.7 | THE COMMUNITY UNITS, Y GLYN INDUSTRIAL ESTATE | CAERNARFON | LL55 4EL | Gwynedd | VIXEN CNC LTD | Workshop And Premises | industrial | 1 | 1135.34 | 12221 | GIA | 36750 | Waenfawr T1 | inside-area | 4.18 | BANGOR GT2 / CAERNARFON GT2 | CONNAHS QUAY - PENTIR - ST ASAPH | SPM | 3.5 | primary | 3.495 | Green | 7.5 | 4.005 | thermal | 0 | 0 | 0 | 0 | 2.6 | BANGOR GT2 / CAERNARFON GT2 | 31.686 | GREEN | 0 |  |  | 0 | 0 | 0 | 7.5 |  |  |  |  | Green (Over 5% headroom) | 24955 | 100 | 1.8 | 51 | 4 | 212538 | [9 empty] | Pentir | PENTIR | 2 | 1082 | 1082 | 1025 | 57 | 39 | 2028-10 | 10070346376 | C1 Hotels | 372 | C | Natural Gas | 3 |  | Heating and Natural Ventilation | 2015-07-30 |  | 0.67 | FALSE | 53.1282 | -4.1392 | SPM-WAENFAWR_T1 | 9174317000 | SP Energy Networks open data (API key): NDP SPM primary-group polygons + Capacity Heatmaps Information Model SPM + LTDS appendices 3/6 + NSHR
2851 | 34.7 | INIGO JONES & CO LTD TUDOR SLATE WORKS | CAERNARFON | LL54 7EF | Gwynedd |  | Workshop And Premises | industrial | 1 | 1046.36 | 11263 | GIA | 18250 | Waenfawr T1 | inside-area | 6.37 | BANGOR GT2 / CAERNARFON GT2 | CONNAHS QUAY - PENTIR - ST ASAPH | SPM | 3.5 | primary | 3.495 | Green | 7.5 | 4.005 | thermal | 0 | 0 | 0 | 0 | 2.6 | BANGOR GT2 / CAERNARFON GT2 | 31.686 | GREEN | 0 |  |  | 0 | 0 | 0 | 7.5 |  |  |  |  | Green (Over 5% headroom) | 24955 | 100 | 1.66 | 47 | 4 | 213496 | [9 empty] | Pentir | PENTIR | 2 | 1082 | 1082 | 1025 | 57 | 39 | 2028-10 | [12 empty] | 53.0896 | -4.2778 | SPM-WAENFAWR_T1 | 10980139000 | SP Energy Networks open data (API key): NDP SPM primary-group polygons + Capacity Heatmaps Information Model SPM + LTDS appendices 3/6 + NSHR
2852 | 34.6 | ASDA, ORMSKIRK ROAD | LIVERPOOL | L9 5AE | Sefton |  | Superstore And Premises | bigbox | 2 | 27228.64 | 293086 | GIA | 3440000 | Aintree Local T1 / Old Roan T1 / Wango La T1 | inside-area | 2.09 | AINTREE GT2 / FAZAKERLEY GT1 / GILLMOSS GT2 | KIRKBY | SPM | 5.7 | primary | 5.725 | Green | 20 | 13.315 | thermal | 1.9 | 4.3 | 0.5 | 6.2 | 3.4 | AINTREE GT2 / FAZAKERLEY GT1 / GILLMOSS GT2 | 7.016 | GREEN | 0 |  |  | 0 | 0 | 0 | 20 |  |  |  |  | Green (Over 5% headroom) | 40642 | 14 | 43.27 | 2451 | 24 | 1077243 | [9 empty] | Lister Drive | KIRKBY | 4 | 514 | 514 | 400 | 0 | 0 | 2027-08 | [12 empty] | 53.4842 | -2.9518 | SPM-AINTREE_LOCAL_T1_OLD_ROAN_T1_WANGO_LA_T1 | 11258246000;11258246000 | SP Energy Networks open data (API key): NDP SPM primary-group polygons + Capacity Heatmaps Information Model SPM + LTDS appendices 3/6 + NSHR
2853 | 34.6 | 1, AINTREE RACECOURSE RETAIL PARK, ORMSKIRK ROAD | LIVERPOOL | L9 5AN | Sefton |  | Retail Warehouse And Premises | bigbox | 2 | 18149.1 | 195355 | GIA | 1720000 | Aintree Local T1 / Old Roan T1 / Wango La T1 | inside-area | 1.85 | AINTREE GT2 / FAZAKERLEY GT1 / GILLMOSS GT2 | KIRKBY | SPM | 5.7 | primary | 5.725 | Green | 20 | 13.315 | thermal | 1.9 | 4.3 | 0.5 | 6.2 | 3.4 | AINTREE GT2 / FAZAKERLEY GT1 / GILLMOSS GT2 | 7.016 | GREEN | 0 |  |  | 0 | 0 | 0 | 20 |  |  |  |  | Green (Over 5% headroom) | 40642 | 21 | 28.84 | 1633 | 24 | 1174974 | [9 empty] | Lister Drive | KIRKBY | 4 | 514 | 514 | 400 | 0 | 0 | 2027-08 | [12 empty] | 53.4812 | -2.9498 | SPM-AINTREE_LOCAL_T1_OLD_ROAN_T1_WANGO_LA_T1 | 2203087000;3326583000 | SP Energy Networks open data (API key): NDP SPM primary-group polygons + Capacity Heatmaps Information Model SPM + LTDS appendices 3/6 + NSHR
2854 | 34.5 | TOYOTA ENGINE PLANT | DEESIDE | CH5 2TW | Flintshire |  | Factory And Premises | industrial | 1 | 70327.31 | 756996 | GIA | 1780000 | Optical Fibres T1 / Shotwick T1 / Walbro T1 | inside-area | 0.99 | DEESIDE PK GRID GT1 / SIXTH AVE GRID GT1 | CONNAHS QUAY - PENTIR - ST ASAPH | SPM | 9 | primary | 9.035 | Green | 20 | 10.965 | thermal | 0 | 16.5 | 0 | 16.5 | 7.9 | DEESIDE PK GRID GT1 / SIXTH AVE GRID GT1 | 9.814 | GREEN | 0 |  |  | 0 | 0 | 0 | 20 |  |  |  |  | Green (Over 5% headroom) | 64171 | 8 | 111.76 | 4220 | 24 | 2829858 | [9 empty] | Connahs Quay / SASA | [20 empty] | 53.2326 | -3.0264 | SPM-OPTICAL_FIBRES_T1_SHOTWICK_T1_WALBRO_T1 | 203260206 | SP Energy Networks open data (API key): NDP SPM primary-group polygons + Capacity Heatmaps Information Model SPM + LTDS appendices 3/6 + NSHR
2855 | 34.5 | UNIT 104 TENTH AVENUE ZONE 3 | DEESIDE | CH5 2UA | Flintshire |  | Factory And Premises; Factory, Office And Premises; Warehouse And Premises | industrial | 4 | 44009.46 | 473713 | GIA | 2105000 | Optical Fibres T1 / Shotwick T1 / Walbro T1 | inside-area | 0.82 | DEESIDE PK GRID GT1 / SIXTH AVE GRID GT1 | CONNAHS QUAY - PENTIR - ST ASAPH | SPM | 9 | primary | 9.035 | Green | 20 | 10.965 | thermal | 0 | 16.5 | 0 | 16.5 | 7.9 | DEESIDE PK GRID GT1 / SIXTH AVE GRID GT1 | 9.814 | GREEN | 0 |  |  | 0 | 0 | 0 | 20 |  |  |  |  | Green (Over 5% headroom) | 64171 | 14 | 69.93 | 2641 | 24 | 3113141 | [9 empty] | Connahs Quay / SASA | [20 empty] | 53.2359 | -3.0211 | SPM-OPTICAL_FIBRES_T1_SHOTWICK_T1_WALBRO_T1 | 6113600000;6702802000;6739176000;4159553000 | SP Energy Networks open data (API key): NDP SPM primary-group polygons + Capacity Heatmaps Information Model SPM + LTDS appendices 3/6 + NSHR
2856 | 34.5 | GREAT BEAR, WEIGHBRIDGE ROAD | DEESIDE | CH5 2LL | Flintshire |  | Warehouse And Premises | industrial | 1 | 32723.76 | 352235 | GIA | 1550000 | Optical Fibres T1 / Shotwick T1 / Walbro T1 | inside-area | 1.5 | DEESIDE PK GRID GT1 / SIXTH AVE GRID GT1 | CONNAHS QUAY - PENTIR - ST ASAPH | SPM | 9 | primary | 9.035 | Green | 20 | 10.965 | thermal | 0 | 16.5 | 0 | 16.5 | 7.9 | DEESIDE PK GRID GT1 / SIXTH AVE GRID GT1 | 9.814 | GREEN | 0 |  |  | 0 | 0 | 0 | 20 |  |  |  |  | Green (Over 5% headroom) | 64171 | 18 | 52 | 818 | 24 | 3234619 | [9 empty] | Connahs Quay / SASA | [8 empty] | 10090462125 | B8 Storage or Distribution | 7631 | A | Natural Gas | 4 |  | Heating and Mechanical Ventilation | 2022-09-15 |  | 1 | FALSE | 53.238 | -3.031 | SPM-OPTICAL_FIBRES_T1_SHOTWICK_T1_WALBRO_T1 | 9311170000 | SP Energy Networks open data (API key): NDP SPM primary-group polygons + Capacity Heatmaps Information Model SPM + LTDS appendices 3/6 + NSHR
2857 | 34.5 | UNIT 10, SECOND AVENUE | DEESIDE | CH5 2NX | Flintshire | ICELAND FROZEN FOODS LTD | Factory And Premises; Warehouse And Premises | industrial | 2 | 28941.32 | 311521 | GIA | 1832500 | Optical Fibres T1 / Shotwick T1 / Walbro T1 | inside-area | 0.14 | DEESIDE PK GRID GT1 / SIXTH AVE GRID GT1 | CONNAHS QUAY - PENTIR - ST ASAPH | SPM | 9 | primary | 9.035 | Green | 20 | 10.965 | thermal | 0 | 16.5 | 0 | 16.5 | 7.9 | DEESIDE PK GRID GT1 / SIXTH AVE GRID GT1 | 9.814 | GREEN | 0 |  |  | 0 | 0 | 0 | 20 |  |  |  |  | Green (Over 5% headroom) | 64171 | 21 | 45.99 | 1736 | 24 | 3275333 | [9 empty] | Connahs Quay / SASA | [20 empty] | 53.2319 | -3.0103 | SPM-OPTICAL_FIBRES_T1_SHOTWICK_T1_WALBRO_T1 | 14206200000;144759206 | SP Energy Networks open data (API key): NDP SPM primary-group polygons + Capacity Heatmaps Information Model SPM + LTDS appendices 3/6 + NSHR
2858 | 34.5 | ASDA, WELLINGTON ROAD | ELLESMERE PORT | CH65 0BZ | Cheshire West And Chester |  | Superstore And Premises | bigbox | 1 | 14541.1 | 156519 | GIA | 1570000 | Bowater Containers T1 / Ellesmere Port Local T1 / Hh Robertsons T1 / Mobil Oil (E Port) T1 / Whitby T1 | inside-area | 0.5 | BROMBOROUGH GT2 / ELLESMERE PORT GT1 / HOOTON PK GT1A / HOOTON PK GT2A | CAPENHURST | SPM | 5.6 | primary | 5.623 | Green | 25.5 | 19.207 | thermal | 2.7 | 21.1 | 0 | 23.8 | 1 | BROMBOROUGH GT2 / ELLESMERE PORT GT1 / HOOTON PK GT1A / HOOTON PK GT2A | 11.703 | GREEN | 0 |  |  | 0 | 0 | 0 | 25.5 |  |  |  |  | Green (Over 5% headroom) | 39929 | 26 | 23.11 | 1309 | 65 | 4543605 | [9 empty] | Capenhurst | CAPENHURST | 4 | 896.6 | 896.6 | 0 | 0 | 304 | 2029-10 | [12 empty] | 53.2766 | -2.898 | SPM-BOWATER_CONTAINERS_T1_ELLESMERE_PORT_LOCAL_T1_HH_ROBERTSONS_ | 11323395000 | SP Energy Networks open data (API key): NDP SPM primary-group polygons + Capacity Heatmaps Information Model SPM + LTDS appendices 3/6 + NSHR
2859 | 34.5 | UNIT 25, CASTLE PARK INDUSTRIAL ESTATE | FLINT | CH6 5XA | Flintshire | JOHN DALE LTD | Factory And Premises; Factory, Offices And Premises; Warehouse And Premises; Workshop And Premises | industrial | 7 | 22349.18 | 240564 | GIA | 656500 | Flint T1 / Flint T2 | inside-area | 0.54 | BRYMBO GT2 / HAWARDEN GT2 / HOLYWELL GT2 | CONNAHS QUAY - PENTIR - ST ASAPH | SPM | 3.4 | primary | 3.443 | Green | 10 | 6.44 | thermal | 0.2 | 4.4 | 0.5 | 4.6 | -4.7 | BRYMBO GT2 / HAWARDEN GT2 / HOLYWELL GT2 | 19.9178 | GREEN | 0 |  |  | 0 | 0 | 0 | 10 |  |  |  |  | Green (Over 5% headroom) | 24242 | 10 | 35.51 | 1341 | 20 | 1641896 | [9 empty] | Connahs Quay / SASA | [20 empty] | 53.2529 | -3.134 | SPM-FLINT_T1_FLINT_T2 | 618907000;239644206;239654206;9512260000;618903000;3201867000;12991896000 | SP Energy Networks open data (API key): NDP SPM primary-group polygons + Capacity Heatmaps Information Model SPM + LTDS appendices 3/6 + NSHR
2860 | 34.5 | UNIT 12, ABER PARK | FLINT | CH6 5EX | Flintshire |  | Factory And Premises; Warehouse And Premises | industrial | 7 | 19754.58 | 212636 | GIA | 658000 | Flint T1 / Flint T2 | inside-area | 0.23 | BRYMBO GT2 / HAWARDEN GT2 / HOLYWELL GT2 | CONNAHS QUAY - PENTIR - ST ASAPH | SPM | 3.4 | primary | 3.443 | Green | 10 | 6.44 | thermal | 0.2 | 4.4 | 0.5 | 4.6 | -4.7 | BRYMBO GT2 / HAWARDEN GT2 / HOLYWELL GT2 | 19.9178 | GREEN | 0 |  |  | 0 | 0 | 0 | 10 |  |  |  |  | Green (Over 5% headroom) | 24242 | 11 | 31.39 | 1185 | 20 | 1669824 | [9 empty] | Connahs Quay / SASA | [20 empty] | 53.2505 | -3.1438 | SPM-FLINT_T1_FLINT_T2 | 4258052000;4258051000;239778206;239777206;239780206;239784206;8425947000 | SP Energy Networks open data (API key): NDP SPM primary-group polygons + Capacity Heatmaps Information Model SPM + LTDS appendices 3/6 + NSHR
2861 | 34.5 | NICE-PAK INTERNATIONAL LIMITED, ABER PARK | FLINT | CH6 5EX | Flintshire |  | Factory And Premises | industrial | 1 | 19715.16 | 212212 | GIA | 435000 | Flint T1 / Flint T2 | inside-area | 0.23 | BRYMBO GT2 / HAWARDEN GT2 / HOLYWELL GT2 | CONNAHS QUAY - PENTIR - ST ASAPH | SPM | 3.4 | primary | 3.443 | Green | 10 | 6.44 | thermal | 0.2 | 4.4 | 0.5 | 4.6 | -4.7 | BRYMBO GT2 / HAWARDEN GT2 / HOLYWELL GT2 | 19.9178 | GREEN | 0 |  |  | 0 | 0 | 0 | 10 |  |  |  |  | Green (Over 5% headroom) | 24242 | 11 | 31.33 | 1183 | 20 | 1670248 | [9 empty] | Connahs Quay / SASA | [20 empty] | 53.2505 | -3.1438 | SPM-FLINT_T1_FLINT_T2 | 3173530000 | SP Energy Networks open data (API key): NDP SPM primary-group polygons + Capacity Heatmaps Information Model SPM + LTDS appendices 3/6 + NSHR
2862 | 34.5 | ROBERTS BAKERY, SCHOOL ROAD | NORTHWICH | CW9 7RQ | Cheshire West And Chester |  | Factory And Premises | industrial | 1 | 16726.8 | 180046 | GIA | 540000 | Morrisons T1 | inside-area | 0.58 | ELWORTH GT1 / ELWORTH GT2 / KNUTSFORD GT1 / KNUTSFORD GT2 | CARRINGTON - FIDDLERS FERRY | SPM | 3.4 | primary | 3.391 | Green | 7.5 | 4.109 | thermal | 0 | 0 | 0 | 0 | 2.7 | ELWORTH GT1 / ELWORTH GT2 / KNUTSFORD GT1 / KNUTSFORD GT2 | 26.603 | GREEN | 0 |  |  | 0 | 0 | 0 | 7.5 |  |  |  |  | Green (Over 5% headroom) | 24242 | 13 | 26.58 | 1004 | 5 | 1013636 | [9 empty] | Fiddlers Ferry | CARRINGTON | 5 | 2186.9 | 2186.9 | 0 | 0 | 930 | 2026-05 | [12 empty] | 53.2496 | -2.4817 | SPM-MORRISONS_T1 | 377274133 | SP Energy Networks open data (API key): NDP SPM primary-group polygons + Capacity Heatmaps Information Model SPM + LTDS appendices 3/6 + NSHR
2863 | 34.5 | UNITS 17-19, MANOR FARM INDUSTRIAL ESTATE | FLINT | CH6 5UY | Flintshire |  | Factory And Premises; Workshop And Premises | industrial | 5 | 14345.88 | 154418 | GIA | 462750 | Flint T1 / Flint T2 | inside-area | 1.72 | BRYMBO GT2 / HAWARDEN GT2 / HOLYWELL GT2 | CONNAHS QUAY - PENTIR - ST ASAPH | SPM | 3.4 | primary | 3.443 | Green | 10 | 6.44 | thermal | 0.2 | 4.4 | 0.5 | 4.6 | -4.7 | BRYMBO GT2 / HAWARDEN GT2 / HOLYWELL GT2 | 19.9178 | GREEN | 0 |  |  | 0 | 0 | 0 | 10 |  |  |  |  | Green (Over 5% headroom) | 24242 | 16 | 22.8 | 861 | 20 | 1728042 | [9 empty] | Connahs Quay / SASA | [20 empty] | 53.2634 | -3.1597 | SPM-FLINT_T1_FLINT_T2 | 8372161000;1512880000;14989494000;3975004000;239683206 | SP Energy Networks open data (API key): NDP SPM primary-group polygons + Capacity Heatmaps Information Model SPM + LTDS appendices 3/6 + NSHR
2864 | 34.5 | GADBROOK POINT, RUDHEATH WAY | NORTHWICH | CW9 7LL | Cheshire West And Chester |  | Offices And Premises | office | 1 | 2091.7 | 22515 | NIA | 315000 | Morrisons T1 | inside-area | 0.61 | ELWORTH GT1 / ELWORTH GT2 / KNUTSFORD GT1 / KNUTSFORD GT2 | CARRINGTON - FIDDLERS FERRY | SPM | 3.4 | primary | 3.391 | Green | 7.5 | 4.109 | thermal | 0 | 0 | 0 | 0 | 2.7 | ELWORTH GT1 / ELWORTH GT2 / KNUTSFORD GT1 / KNUTSFORD GT2 | 26.603 | GREEN | 0 |  |  | 0 | 0 | 0 | 7.5 |  |  |  |  | Green (Over 5% headroom) | 24242 | 100 | 3.32 | 146 | 5 | 1171167 | [9 empty] | Fiddlers Ferry | CARRINGTON | 5 | 2186.9 | 2186.9 | 0 | 0 | 930 | 2026-05 | 10013201688 | Offices and Workshop Businesses | 1056 | C | Natural Gas | 3 | 2 | Air Conditioning | 2023-12-14 |  | 0.5 | FALSE | 53.2469 | -2.4817 | SPM-MORRISONS_T1 | 14165323000 | SP Energy Networks open data (API key): NDP SPM primary-group polygons + Capacity Heatmaps Information Model SPM + LTDS appendices 3/6 + NSHR
2865 | 34.5 | GELICITY HOUSE UNIT 27, CASTLE PARK INDUSTRIAL ESTATE | FLINT | CH6 5XA | Flintshire |  | Factory And Premises | industrial | 1 | 1710.65 | 18413 | GIA | 70000 | Flint T1 / Flint T2 | inside-area | 0.54 | BRYMBO GT2 / HAWARDEN GT2 / HOLYWELL GT2 | CONNAHS QUAY - PENTIR - ST ASAPH | SPM | 3.4 | primary | 3.443 | Green | 10 | 6.44 | thermal | 0.2 | 4.4 | 0.5 | 4.6 | -4.7 | BRYMBO GT2 / HAWARDEN GT2 / HOLYWELL GT2 | 19.9178 | GREEN | 0 |  |  | 0 | 0 | 0 | 10 |  |  |  |  | Green (Over 5% headroom) | 24242 | 100 | 2.72 | 103 | 20 | 1864047 | [9 empty] | Connahs Quay / SASA | [8 empty] | 100101033725 | B2 to B7 General Industrial and Special Industrial Groups | 1670 | C | Natural Gas | 3 |  | Heating and Natural Ventilation | 2021-08-25 |  | 1 | FALSE | 53.2529 | -3.134 | SPM-FLINT_T1_FLINT_T2 | 8346065000 | SP Energy Networks open data (API key): NDP SPM primary-group polygons + Capacity Heatmaps Information Model SPM + LTDS appendices 3/6 + NSHR
2866 | 34.5 | UNITS 1-3, CAMBRIAN COMMERCIAL CENTRE, CASTLE PARK INDUSTRIAL ESTATE | FLINT | CH6 5AX | Flintshire |  | Workshops And Premises | industrial | 1 | 1683.64 | 18123 | GIA | 55000 | Flint T1 / Flint T2 | inside-area | 0.45 | BRYMBO GT2 / HAWARDEN GT2 / HOLYWELL GT2 | CONNAHS QUAY - PENTIR - ST ASAPH | SPM | 3.4 | primary | 3.443 | Green | 10 | 6.44 | thermal | 0.2 | 4.4 | 0.5 | 4.6 | -4.7 | BRYMBO GT2 / HAWARDEN GT2 / HOLYWELL GT2 | 19.9178 | GREEN | 0 |  |  | 0 | 0 | 0 | 10 |  |  |  |  | Green (Over 5% headroom) | 24242 | 100 | 2.68 | 76 | 20 | 1864337 | [9 empty] | Connahs Quay / SASA | [20 empty] | 53.2529 | -3.1354 | SPM-FLINT_T1_FLINT_T2 | 6030371000 | SP Energy Networks open data (API key): NDP SPM primary-group polygons + Capacity Heatmaps Information Model SPM + LTDS appendices 3/6 + NSHR
2867 | 34.5 | CHESTER STREET | FLINT | CH6 5DH | Flintshire | ALDI | Large Foodstore | industrial | 1 | 1334.3 | 14362 | GIA | 198000 | Flint T1 / Flint T2 | inside-area | 0.85 | BRYMBO GT2 / HAWARDEN GT2 / HOLYWELL GT2 | CONNAHS QUAY - PENTIR - ST ASAPH | SPM | 3.4 | primary | 3.443 | Green | 10 | 6.44 | thermal | 0.2 | 4.4 | 0.5 | 4.6 | -4.7 | BRYMBO GT2 / HAWARDEN GT2 / HOLYWELL GT2 | 19.9178 | GREEN | 0 |  |  | 0 | 0 | 0 | 10 |  |  |  |  | Green (Over 5% headroom) | 24242 | 100 | 2.12 | 33 | 20 | 1868098 | [9 empty] | Connahs Quay / SASA | [8 empty] | 100100931808 | A1/A2 Retail and Financial/Professional services | 129 | C | Grid Supplied Electricity | 3 |  | Heating and Natural Ventilation | 2012-03-16 |  | 1 | FALSE | 53.248 | -3.1313 | SPM-FLINT_T1_FLINT_T2 | 6494955000 | SP Energy Networks open data (API key): NDP SPM primary-group polygons + Capacity Heatmaps Information Model SPM + LTDS appendices 3/6 + NSHR
2868 | 34.5 | UNIT 1, ASHMOUNT INDUSTRIAL ESTATE, CASTLE PARK | FLINT | CH6 5XA | Flintshire |  | Warehouse And Premises | industrial | 1 | 1291.38 | 13900 | GIA | 47250 | Flint T1 / Flint T2 | inside-area | 0.54 | BRYMBO GT2 / HAWARDEN GT2 / HOLYWELL GT2 | CONNAHS QUAY - PENTIR - ST ASAPH | SPM | 3.4 | primary | 3.443 | Green | 10 | 6.44 | thermal | 0.2 | 4.4 | 0.5 | 4.6 | -4.7 | BRYMBO GT2 / HAWARDEN GT2 / HOLYWELL GT2 | 19.9178 | GREEN | 0 |  |  | 0 | 0 | 0 | 10 |  |  |  |  | Green (Over 5% headroom) | 24242 | 100 | 2.05 | 32 | 20 | 1868560 | [9 empty] | Connahs Quay / SASA | [8 empty] | 10013707517 | B8 Storage or Distribution | 1391 | C | Grid Supplied Electricity | 3 |  | Heating and Natural Ventilation | 2021-03-27 |  | 1 | FALSE | 53.2529 | -3.134 | SPM-FLINT_T1_FLINT_T2 | 7228335000 | SP Energy Networks open data (API key): NDP SPM primary-group polygons + Capacity Heatmaps Information Model SPM + LTDS appendices 3/6 + NSHR
2869 | 34.5 | UNITS 5D & 9D-13D, MANOR FARM INDUSTRIAL ESTATE | FLINT | CH6 5UY | Flintshire |  | Factory And Premises | industrial | 1 | 1188.92 | 12797 | GIA | 54500 | Flint T1 / Flint T2 | inside-area | 1.72 | BRYMBO GT2 / HAWARDEN GT2 / HOLYWELL GT2 | CONNAHS QUAY - PENTIR - ST ASAPH | SPM | 3.4 | primary | 3.443 | Green | 10 | 6.44 | thermal | 0.2 | 4.4 | 0.5 | 4.6 | -4.7 | BRYMBO GT2 / HAWARDEN GT2 / HOLYWELL GT2 | 19.9178 | GREEN | 0 |  |  | 0 | 0 | 0 | 10 |  |  |  |  | Green (Over 5% headroom) | 24242 | 100 | 1.89 | 71 | 20 | 1869663 | [9 empty] | Connahs Quay / SASA | [8 empty] | 10013695485 | B2 to B7 General Industrial and Special Industrial Groups | 1110 | D | Natural Gas | 3 |  | Heating and Natural Ventilation | 2012-03-14 |  | 0.5 | FALSE | 53.2634 | -3.1597 | SPM-FLINT_T1_FLINT_T2 | 8550638000 | SP Energy Networks open data (API key): NDP SPM primary-group polygons + Capacity Heatmaps Information Model SPM + LTDS appendices 3/6 + NSHR
2870 | 34.5 | ASDA, HOLYWELL ROAD | FLINT | CH6 5GB | Flintshire |  | Large Foodstore | industrial | 1 | 1181 | 12712 | GIA | 200000 | Flint T1 / Flint T2 | inside-area | 0.27 | BRYMBO GT2 / HAWARDEN GT2 / HOLYWELL GT2 | CONNAHS QUAY - PENTIR - ST ASAPH | SPM | 3.4 | primary | 3.443 | Green | 10 | 6.44 | thermal | 0.2 | 4.4 | 0.5 | 4.6 | -4.7 | BRYMBO GT2 / HAWARDEN GT2 / HOLYWELL GT2 | 19.9178 | GREEN | 0 |  |  | 0 | 0 | 0 | 10 |  |  |  |  | Green (Over 5% headroom) | 24242 | 100 | 1.88 | 30 | 20 | 1869748 | [9 empty] | Connahs Quay / SASA | [20 empty] | 53.2507 | -3.1389 | SPM-FLINT_T1_FLINT_T2 | 9047247000 | SP Energy Networks open data (API key): NDP SPM primary-group polygons + Capacity Heatmaps Information Model SPM + LTDS appendices 3/6 + NSHR
2871 | 34.5 | UNIT 37/38, ASHMOUNT ENTERPRISE PARK, ABER ROAD | FLINT | CH6 5YL | Flintshire |  | Warehouse And Premises | industrial | 1 | 1170.32 | 12597 | GIA | 51500 | Flint T1 / Flint T2 | inside-area | 0.48 | BRYMBO GT2 / HAWARDEN GT2 / HOLYWELL GT2 | CONNAHS QUAY - PENTIR - ST ASAPH | SPM | 3.4 | primary | 3.443 | Green | 10 | 6.44 | thermal | 0.2 | 4.4 | 0.5 | 4.6 | -4.7 | BRYMBO GT2 / HAWARDEN GT2 / HOLYWELL GT2 | 19.9178 | GREEN | 0 |  |  | 0 | 0 | 0 | 10 |  |  |  |  | Green (Over 5% headroom) | 24242 | 100 | 1.86 | 29 | 20 | 1869863 | [9 empty] | Connahs Quay / SASA | [8 empty] | 10013696701 | B2 to B7 General Industrial and Special Industrial Groups | 510 | D | Grid Supplied Electricity | 3 | 1 | Heating and Natural Ventilation | 2021-02-01 |  | 0.75 | FALSE | 53.2479 | -3.1412 | SPM-FLINT_T1_FLINT_T2 | 26590000 | SP Energy Networks open data (API key): NDP SPM primary-group polygons + Capacity Heatmaps Information Model SPM + LTDS appendices 3/6 + NSHR
2872 | 34.5 | UNIT 14D, MANOR FARM INDUSTRIAL ESTATE | FLINT | CH6 5UY | Flintshire |  | Factory And Premises | industrial | 1 | 1088.57 | 11717 | GIA | 47000 | Flint T1 / Flint T2 | inside-area | 1.72 | BRYMBO GT2 / HAWARDEN GT2 / HOLYWELL GT2 | CONNAHS QUAY - PENTIR - ST ASAPH | SPM | 3.4 | primary | 3.443 | Green | 10 | 6.44 | thermal | 0.2 | 4.4 | 0.5 | 4.6 | -4.7 | BRYMBO GT2 / HAWARDEN GT2 / HOLYWELL GT2 | 19.9178 | GREEN | 0 |  |  | 0 | 0 | 0 | 10 |  |  |  |  | Green (Over 5% headroom) | 24242 | 100 | 1.73 | 65 | 20 | 1870743 | [9 empty] | Connahs Quay / SASA | [8 empty] | 10013695485 | B2 to B7 General Industrial and Special Industrial Groups | 1110 | D | Natural Gas | 3 |  | Heating and Natural Ventilation | 2012-03-14 |  | 0.5 | FALSE | 53.2634 | -3.1597 | SPM-FLINT_T1_FLINT_T2 | 239702206 | SP Energy Networks open data (API key): NDP SPM primary-group polygons + Capacity Heatmaps Information Model SPM + LTDS appendices 3/6 + NSHR
2873 | 34.4 | MAGELLAN AEROSPACE, RACKERY LANE | WREXHAM | LL12 0PB | Wrexham |  | Factory And Premises | industrial | 1 | 15172.93 | 163320 | GIA | 432500 | Davy Way T1 / Llay T1 | inside-area | 0.31 | BRYMBO GT1 / LEGACY LOCAL GT1 / MARCHWIEL GT1 / MARCHWIEL GT2 / WREXHAM GT1 | LEGACY | SPM | 3.3 | primary | 3.258 | Green | 10 | 6.742 | thermal | 0 | 0.6 | 0 | 0.6 | 2.4 | BRYMBO GT1 / LEGACY LOCAL GT1 / MARCHWIEL GT1 / MARCHWIEL GT2 / WREXHAM GT1 | 41.8508 | GREEN | 1.6 |  |  | 0 | 0 | 0 | 10 |  |  |  |  | Green (Over 5% headroom) | 23529 | 14 | 24.11 | 910 | 18 | 842766 | [9 empty] | Legacy | LEGACY | 5 | 1714 | 1714 | 0 | 0 | 0 | 2024-08 | [12 empty] | 53.1027 | -3.0057 | SPM-DAVY_WAY_T1_LLAY_T1 | 7042353000 | SP Energy Networks open data (API key): NDP SPM primary-group polygons + Capacity Heatmaps Information Model SPM + LTDS appendices 3/6 + NSHR
2874 | 34.4 | UNIT C OFF, DAVY WAY, LLAY INDUSTRIAL ESTATE | WREXHAM | LL12 0PG | Wrexham |  | Workshop And Premises | industrial | 1 | 1653.36 | 17797 | GIA | 53000 | Davy Way T1 / Llay T1 | inside-area | 0.52 | BRYMBO GT1 / LEGACY LOCAL GT1 / MARCHWIEL GT1 / MARCHWIEL GT2 / WREXHAM GT1 | LEGACY | SPM | 3.3 | primary | 3.258 | Green | 10 | 6.742 | thermal | 0 | 0.6 | 0 | 0.6 | 2.4 | BRYMBO GT1 / LEGACY LOCAL GT1 / MARCHWIEL GT1 / MARCHWIEL GT2 / WREXHAM GT1 | 41.8508 | GREEN | 1.6 |  |  | 0 | 0 | 0 | 10 |  |  |  |  | Green (Over 5% headroom) | 23529 | 100 | 2.63 | 74 | 18 | 988289 | [9 empty] | Legacy | LEGACY | 5 | 1714 | 1714 | 0 | 0 | 0 | 2024-08 | 10091696282 | B2 to B7 General Industrial and Special Industrial Groups | 1170 | C | Natural Gas | 3 |  | Heating and Natural Ventilation | 2023-03-09 |  | 0.75 | FALSE | 53.1025 | -3.013 | SPM-DAVY_WAY_T1_LLAY_T1 | 262513206 | SP Energy Networks open data (API key): NDP SPM primary-group polygons + Capacity Heatmaps Information Model SPM + LTDS appendices 3/6 + NSHR
2875 | 34.4 | COOPER CARRIERS, TIR LLWYD ENTERPRISE PARK | RHYL | LL18 5JA | Conwy |  | Warehouse And Premises | industrial | 1 | 1559.12 | 16782 | GIA | 77000 | Rhuddlan T1 | inside-area | 3.41 | HOLYWELL GT1 / RHYL GT1 / ST ASAPH GT2 / ST ASAPH GT4 | CONNAHS QUAY - PENTIR - ST ASAPH | SPM | 3.3 | primary | 3.2916 | Green | 7.5 | 4.2084 | thermal | 0 | 0 | 0 | 0 | 2.3 | HOLYWELL GT1 / RHYL GT1 / ST ASAPH GT2 / ST ASAPH GT4 | 22.4768 | GREEN | 0 |  |  | 0 | 0 | 0 | 7.5 |  |  |  |  | Green (Over 5% headroom) | 23529 | 100 | 2.48 | 39 | 10 | 279202 | [9 empty] | Connahs Quay / SASA | [8 empty] | 100101037498 | B8 Storage or Distribution | 397 | E | Grid Supplied Electricity | 3 |  | Heating and Natural Ventilation | 2018-07-10 |  | 0.67 | FALSE | 53.2948 | -3.517 | SPM-RHUDDLAN_T1 | 627110000 | SP Energy Networks open data (API key): NDP SPM primary-group polygons + Capacity Heatmaps Information Model SPM + LTDS appendices 3/6 + NSHR
2876 | 34.4 | 39-42, TIR LLWYD INDUSTRIAL ESTATE, ST ASAPH AVENUE | RHYL | LL18 5JA | Conwy |  | Warehouse And Premises | industrial | 1 | 1528.1 | 16448 | GIA | 67500 | Rhuddlan T1 | inside-area | 3.41 | HOLYWELL GT1 / RHYL GT1 / ST ASAPH GT2 / ST ASAPH GT4 | CONNAHS QUAY - PENTIR - ST ASAPH | SPM | 3.3 | primary | 3.2916 | Green | 7.5 | 4.2084 | thermal | 0 | 0 | 0 | 0 | 2.3 | HOLYWELL GT1 / RHYL GT1 / ST ASAPH GT2 / ST ASAPH GT4 | 22.4768 | GREEN | 0 |  |  | 0 | 0 | 0 | 7.5 |  |  |  |  | Green (Over 5% headroom) | 23529 | 100 | 2.43 | 38 | 10 | 279536 | [9 empty] | Connahs Quay / SASA | [8 empty] | 100101037498 | B8 Storage or Distribution | 397 | E | Grid Supplied Electricity | 3 |  | Heating and Natural Ventilation | 2018-07-10 |  | 0.67 | FALSE | 53.2948 | -3.517 | SPM-RHUDDLAN_T1 | 2492323000 | SP Energy Networks open data (API key): NDP SPM primary-group polygons + Capacity Heatmaps Information Model SPM + LTDS appendices 3/6 + NSHR
2877 | 34.4 | REMAINDER OF UNIT 1A, MINERS ROAD, LLAY INDUSTRIAL ESTATE | WREXHAM | LL12 0PJ | Wrexham |  | Warehouse And Premises | industrial | 1 | 1463.23 | 15750 | GIA | 39250 | Davy Way T1 / Llay T1 | inside-area | 0.28 | BRYMBO GT1 / LEGACY LOCAL GT1 / MARCHWIEL GT1 / MARCHWIEL GT2 / WREXHAM GT1 | LEGACY | SPM | 3.3 | primary | 3.258 | Green | 10 | 6.742 | thermal | 0 | 0.6 | 0 | 0.6 | 2.4 | BRYMBO GT1 / LEGACY LOCAL GT1 / MARCHWIEL GT1 / MARCHWIEL GT2 / WREXHAM GT1 | 41.8508 | GREEN | 1.6 |  |  | 0 | 0 | 0 | 10 |  |  |  |  | Green (Over 5% headroom) | 23529 | 100 | 2.33 | 37 | 18 | 990336 | [9 empty] | Legacy | LEGACY | 5 | 1714 | 1714 | 0 | 0 | 0 | 2024-08 | 10091696340 | B1 Offices and Workshop businesses | 2725 | D | Natural Gas | 3 |  | Heating and Natural Ventilation | 2015-11-13 |  | 0.67 | FALSE | 53.1003 | -3.0106 | SPM-DAVY_WAY_T1_LLAY_T1 | 14254617000 | SP Energy Networks open data (API key): NDP SPM primary-group polygons + Capacity Heatmaps Information Model SPM + LTDS appendices 3/6 + NSHR
2878 | 34.4 | MINERS ROAD, PROSPECT INDUSTRIAL UNITS, LLAY INDUSTRIAL ESTATE | WREXHAM | LL12 0PJ | Wrexham | WREXHAM GENERAL ENGINEERING | Workshop And Premises | industrial | 1 | 1212.8 | 13054 | GIA | 34000 | Davy Way T1 / Llay T1 | inside-area | 0.28 | BRYMBO GT1 / LEGACY LOCAL GT1 / MARCHWIEL GT1 / MARCHWIEL GT2 / WREXHAM GT1 | LEGACY | SPM | 3.3 | primary | 3.258 | Green | 10 | 6.742 | thermal | 0 | 0.6 | 0 | 0.6 | 2.4 | BRYMBO GT1 / LEGACY LOCAL GT1 / MARCHWIEL GT1 / MARCHWIEL GT2 / WREXHAM GT1 | 41.8508 | GREEN | 1.6 |  |  | 0 | 0 | 0 | 10 |  |  |  |  | Green (Over 5% headroom) | 23529 | 100 | 1.93 | 55 | 18 | 993032 | [9 empty] | Legacy | LEGACY | 5 | 1714 | 1714 | 0 | 0 | 0 | 2024-08 | 10090396947 | B1 Offices and Workshop businesses | 1898 | C | Oil | 3 |  | Heating and Natural Ventilation | 2014-12-23 |  | 0.67 | FALSE | 53.1003 | -3.0106 | SPM-DAVY_WAY_T1_LLAY_T1 | 8647409000 | SP Energy Networks open data (API key): NDP SPM primary-group polygons + Capacity Heatmaps Information Model SPM + LTDS appendices 3/6 + NSHR
2879 | 34.4 | RA & CE PLATT LIMITED, MINERS PARK, LLAY INDUSTRIAL ESTATE | WREXHAM | LL12 0PJ | Wrexham |  | Factory And Premises | industrial | 1 | 1211.02 | 13035 | GIA | 72500 | Davy Way T1 / Llay T1 | inside-area | 0.28 | BRYMBO GT1 / LEGACY LOCAL GT1 / MARCHWIEL GT1 / MARCHWIEL GT2 / WREXHAM GT1 | LEGACY | SPM | 3.3 | primary | 3.258 | Green | 10 | 6.742 | thermal | 0 | 0.6 | 0 | 0.6 | 2.4 | BRYMBO GT1 / LEGACY LOCAL GT1 / MARCHWIEL GT1 / MARCHWIEL GT2 / WREXHAM GT1 | 41.8508 | GREEN | 1.6 |  |  | 0 | 0 | 0 | 10 |  |  |  |  | Green (Over 5% headroom) | 23529 | 100 | 1.92 | 73 | 18 | 993051 | [9 empty] | Legacy | LEGACY | 5 | 1714 | 1714 | 0 | 0 | 0 | 2024-08 | 10091696340 | B1 Offices and Workshop businesses | 2725 | D | Natural Gas | 3 |  | Heating and Natural Ventilation | 2015-11-13 |  | 0.67 | FALSE | 53.1003 | -3.0106 | SPM-DAVY_WAY_T1_LLAY_T1 | 2731513000 | SP Energy Networks open data (API key): NDP SPM primary-group polygons + Capacity Heatmaps Information Model SPM + LTDS appendices 3/6 + NSHR
2880 | 34.4 | CASTLE WORKS, MARSH ROAD | RHYL | LL18 5UB | Denbighshire |  | Warehouse, Office And Premises | industrial | 1 | 1184.26 | 12747 | GIA | 42500 | Rhuddlan T1 | inside-area | 0.67 | HOLYWELL GT1 / RHYL GT1 / ST ASAPH GT2 / ST ASAPH GT4 | CONNAHS QUAY - PENTIR - ST ASAPH | SPM | 3.3 | primary | 3.2916 | Green | 7.5 | 4.2084 | thermal | 0 | 0 | 0 | 0 | 2.3 | HOLYWELL GT1 / RHYL GT1 / ST ASAPH GT2 / ST ASAPH GT4 | 22.4768 | GREEN | 0 |  |  | 0 | 0 | 0 | 7.5 |  |  |  |  | Green (Over 5% headroom) | 23529 | 100 | 1.88 | 83 | 10 | 283237 | [9 empty] | Connahs Quay / SASA | [20 empty] | 53.2897 | -3.473 | SPM-RHUDDLAN_T1 | 150646206 | SP Energy Networks open data (API key): NDP SPM primary-group polygons + Capacity Heatmaps Information Model SPM + LTDS appendices 3/6 + NSHR
2881 | 34.4 | UNITS 1-4 TIR LLWYD OFF, ST ASAPH AVENUE | RHYL | LL18 5JA | Conwy |  | Factory And Premises | industrial | 1 | 1169.11 | 12584 | GIA | 58500 | Rhuddlan T1 | inside-area | 3.41 | HOLYWELL GT1 / RHYL GT1 / ST ASAPH GT2 / ST ASAPH GT4 | CONNAHS QUAY - PENTIR - ST ASAPH | SPM | 3.3 | primary | 3.2916 | Green | 7.5 | 4.2084 | thermal | 0 | 0 | 0 | 0 | 2.3 | HOLYWELL GT1 / RHYL GT1 / ST ASAPH GT2 / ST ASAPH GT4 | 22.4768 | GREEN | 0 |  |  | 0 | 0 | 0 | 7.5 |  |  |  |  | Green (Over 5% headroom) | 23529 | 100 | 1.86 | 70 | 10 | 283400 | [9 empty] | Connahs Quay / SASA | [8 empty] | 50000009510 | B2 to B7 General Industrial and Special Industrial Groups | 1079 | E | LPG | 3 |  | Heating and Natural Ventilation | 2018-05-22 |  | 0.67 | FALSE | 53.2948 | -3.517 | SPM-RHUDDLAN_T1 | 388193000 | SP Energy Networks open data (API key): NDP SPM primary-group polygons + Capacity Heatmaps Information Model SPM + LTDS appendices 3/6 + NSHR
2882 | 34.4 | UNIT M, LLAY INDUSTRIAL ESTATE | WREXHAM | LL12 0PB | Wrexham |  | Warehouse And Premises | industrial | 1 | 1152.51 | 12406 | GIA | 34750 | Davy Way T1 / Llay T1 | inside-area | 0.31 | BRYMBO GT1 / LEGACY LOCAL GT1 / MARCHWIEL GT1 / MARCHWIEL GT2 / WREXHAM GT1 | LEGACY | SPM | 3.3 | primary | 3.258 | Green | 10 | 6.742 | thermal | 0 | 0.6 | 0 | 0.6 | 2.4 | BRYMBO GT1 / LEGACY LOCAL GT1 / MARCHWIEL GT1 / MARCHWIEL GT2 / WREXHAM GT1 | 41.8508 | GREEN | 1.6 |  |  | 0 | 0 | 0 | 10 |  |  |  |  | Green (Over 5% headroom) | 23529 | 100 | 1.83 | 29 | 18 | 993680 | [9 empty] | Legacy | LEGACY | 5 | 1714 | 1714 | 0 | 0 | 0 | 2024-08 | 10090396601 | B1 Offices and Workshop businesses | 1838 | E | Grid Supplied Electricity | 3 |  | Heating and Natural Ventilation | 2019-06-27 |  | 0.5 | FALSE | 53.1027 | -3.0057 | SPM-DAVY_WAY_T1_LLAY_T1 | 9798454000 | SP Energy Networks open data (API key): NDP SPM primary-group polygons + Capacity Heatmaps Information Model SPM + LTDS appendices 3/6 + NSHR
2883 | 34.4 | SAMCO HOUSE, TIR LLWYD ENTERPRISE PARK | RHYL | LL18 5JA | Conwy |  | Warehouse And Premises | industrial | 1 | 1141.53 | 12287 | GIA | 64500 | Rhuddlan T1 | inside-area | 3.41 | HOLYWELL GT1 / RHYL GT1 / ST ASAPH GT2 / ST ASAPH GT4 | CONNAHS QUAY - PENTIR - ST ASAPH | SPM | 3.3 | primary | 3.2916 | Green | 7.5 | 4.2084 | thermal | 0 | 0 | 0 | 0 | 2.3 | HOLYWELL GT1 / RHYL GT1 / ST ASAPH GT2 / ST ASAPH GT4 | 22.4768 | GREEN | 0 |  |  | 0 | 0 | 0 | 7.5 |  |  |  |  | Green (Over 5% headroom) | 23529 | 100 | 1.81 | 29 | 10 | 283697 | [9 empty] | Connahs Quay / SASA | [8 empty] | 100101037498 | B8 Storage or Distribution | 397 | E | Grid Supplied Electricity | 3 |  | Heating and Natural Ventilation | 2018-07-10 |  | 0.67 | FALSE | 53.2948 | -3.517 | SPM-RHUDDLAN_T1 | 1111122000 | SP Energy Networks open data (API key): NDP SPM primary-group polygons + Capacity Heatmaps Information Model SPM + LTDS appendices 3/6 + NSHR
2884 | 34.4 | WAREHOUSE, AERIAL ROAD | WREXHAM | LL12 0TU | Wrexham |  | Warehouse And Premises | industrial | 1 | 1120.3 | 12059 | GIA | 40500 | Davy Way T1 / Llay T1 | inside-area | 0.31 | BRYMBO GT1 / LEGACY LOCAL GT1 / MARCHWIEL GT1 / MARCHWIEL GT2 / WREXHAM GT1 | LEGACY | SPM | 3.3 | primary | 3.258 | Green | 10 | 6.742 | thermal | 0 | 0.6 | 0 | 0.6 | 2.4 | BRYMBO GT1 / LEGACY LOCAL GT1 / MARCHWIEL GT1 / MARCHWIEL GT2 / WREXHAM GT1 | 41.8508 | GREEN | 1.6 |  |  | 0 | 0 | 0 | 10 |  |  |  |  | Green (Over 5% headroom) | 23529 | 100 | 1.78 | 28 | 18 | 994027 | [9 empty] | Legacy | LEGACY | 5 | 1714 | 1714 | 0 | 0 | 0 | 2024-08 | 10013542666 | General Industrial and Special Industrial Groups | 415 | B | Grid Supplied Electricity | 3 |  | Heating and Natural Ventilation | 2024-05-23 |  | 0.5 | FALSE | 53.0983 | -3.0028 | SPM-DAVY_WAY_T1_LLAY_T1 | 7905245000 | SP Energy Networks open data (API key): NDP SPM primary-group polygons + Capacity Heatmaps Information Model SPM + LTDS appendices 3/6 + NSHR
2885 | 34.4 | UNIT 5, DAVY WAY, LLAY INDUSTRIAL ESTATE | WREXHAM | LL12 0PG | Wrexham |  | Workshop And Premises | industrial | 1 | 1107.27 | 11919 | GIA | 47000 | Davy Way T1 / Llay T1 | inside-area | 0.52 | BRYMBO GT1 / LEGACY LOCAL GT1 / MARCHWIEL GT1 / MARCHWIEL GT2 / WREXHAM GT1 | LEGACY | SPM | 3.3 | primary | 3.258 | Green | 10 | 6.742 | thermal | 0 | 0.6 | 0 | 0.6 | 2.4 | BRYMBO GT1 / LEGACY LOCAL GT1 / MARCHWIEL GT1 / MARCHWIEL GT2 / WREXHAM GT1 | 41.8508 | GREEN | 1.6 |  |  | 0 | 0 | 0 | 10 |  |  |  |  | Green (Over 5% headroom) | 23529 | 100 | 1.76 | 50 | 18 | 994167 | [9 empty] | Legacy | LEGACY | 5 | 1714 | 1714 | 0 | 0 | 0 | 2024-08 | 10004528784 | Offices and Workshop Businesses | 1101 | C | Natural Gas | 3 |  | Heating and Natural Ventilation | 2025-10-17 |  | 1 | FALSE | 53.1025 | -3.013 | SPM-DAVY_WAY_T1_LLAY_T1 | 495317206 | SP Energy Networks open data (API key): NDP SPM primary-group polygons + Capacity Heatmaps Information Model SPM + LTDS appendices 3/6 + NSHR
2886 | 34.4 | UNIT 7 POINT 36, DAVY WAY, LLAY INDUSTRIAL ESTATE | WREXHAM | LL12 0PG | Wrexham |  | Workshop And Premises | industrial | 1 | 1021.87 | 10999 | GIA | 41000 | Davy Way T1 / Llay T1 | inside-area | 0.52 | BRYMBO GT1 / LEGACY LOCAL GT1 / MARCHWIEL GT1 / MARCHWIEL GT2 / WREXHAM GT1 | LEGACY | SPM | 3.3 | primary | 3.258 | Green | 10 | 6.742 | thermal | 0 | 0.6 | 0 | 0.6 | 2.4 | BRYMBO GT1 / LEGACY LOCAL GT1 / MARCHWIEL GT1 / MARCHWIEL GT2 / WREXHAM GT1 | 41.8508 | GREEN | 1.6 |  |  | 0 | 0 | 0 | 10 |  |  |  |  | Green (Over 5% headroom) | 23529 | 100 | 1.62 | 46 | 18 | 995087 | [9 empty] | Legacy | LEGACY | 5 | 1714 | 1714 | 0 | 0 | 0 | 2024-08 | 10091698068 | B8 Storage or Distribution | 2308 | E | Grid Supplied Electricity | 3 |  | Heating and Natural Ventilation | 2019-06-26 |  | 1 | FALSE | 53.1025 | -3.013 | SPM-DAVY_WAY_T1_LLAY_T1 | 13594915000 | SP Energy Networks open data (API key): NDP SPM primary-group polygons + Capacity Heatmaps Information Model SPM + LTDS appendices 3/6 + NSHR
2887 | 34.3 | NEWTECH INOVATION CENTRE, NEWTECH SQUARE | DEESIDE | CH5 2NT | Flintshire |  | Offices And Premises | office | 1 | 1800.56 | 19381 | NIA | 112000 | Deeside Ind Pk T1 / Deeside Ind Pk 6Th Ave T1 / Raf Sealand T1 | inside-area | 0.18 | DEESIDE PK GRID GT1 / SIXTH AVE GRID GT1 | CONNAHS QUAY - PENTIR - ST ASAPH | SPM | 7.7 | primary | 7.72 | Green | 20 | 12.28 | thermal | 0 | 16.6 | 5.6 | 16.6 | 6.2 | DEESIDE PK GRID GT1 / SIXTH AVE GRID GT1 | 9.814 | GREEN | 0 |  |  | 0 | 0 | 0 | 20 |  |  |  |  | Green (Over 5% headroom) | 54902 | 100 | 2.86 | 126 | 41 | 2862164 | [9 empty] | Connahs Quay / SASA | [8 empty] | 10090462231 | A1/A2 Retail and Financial/Professional services | 1856 | D | Natural Gas | 3 | 2 | Heating and Natural Ventilation | 2014-02-04 |  | 0.67 | FALSE | 53.2292 | -3.0074 | SPM-DEESIDE_IND_PK_T1_DEESIDE_IND_PK_6TH_AVE_T1_RAF_SEALAND_T1 | 206850206 | SP Energy Networks open data (API key): NDP SPM primary-group polygons + Capacity Heatmaps Information Model SPM + LTDS appendices 3/6 + NSHR
2888 | 34.3 | BEECH HOUSE, SIXTH AVENUE | DEESIDE | CH5 2LB | Flintshire |  | Offices And Premises | office | 1 | 1368.25 | 14728 | NIA | 105000 | Deeside Ind Pk T1 / Deeside Ind Pk 6Th Ave T1 / Raf Sealand T1 | inside-area | 0.86 | DEESIDE PK GRID GT1 / SIXTH AVE GRID GT1 | CONNAHS QUAY - PENTIR - ST ASAPH | SPM | 7.7 | primary | 7.72 | Green | 20 | 12.28 | thermal | 0 | 16.6 | 5.6 | 16.6 | 6.2 | DEESIDE PK GRID GT1 / SIXTH AVE GRID GT1 | 9.814 | GREEN | 0 |  |  | 0 | 0 | 0 | 20 |  |  |  |  | Green (Over 5% headroom) | 54902 | 100 | 2.17 | 96 | 41 | 2866817 | [9 empty] | Connahs Quay / SASA | [8 empty] | 10023847193 | B1 Offices and Workshop businesses | 123 | D | Natural Gas | 3 |  | Heating and Natural Ventilation | 2012-10-31 |  | 1 | FALSE | 53.2271 | -3.0171 | SPM-DEESIDE_IND_PK_T1_DEESIDE_IND_PK_6TH_AVE_T1_RAF_SEALAND_T1 | 9477982000 | SP Energy Networks open data (API key): NDP SPM primary-group polygons + Capacity Heatmaps Information Model SPM + LTDS appendices 3/6 + NSHR
2889 | 34.3 | SWYDDFEYDD Y CYNGOR, FFORDD Y COB | PWLLHELI | LL53 5AA | Gwynedd |  | Offices And Premises | office | 1 | 2499.53 | 26905 | NIA | 145000 | Pwllheli T1 | inside-area | 1.3 | FOUR CROSSES GT2 / MAENTWROG GT1 / MAENTWROG GT2 | TRAWSFYNYDD | SPM | 3.2 | primary | 3.204 | Green | 7.5 | 4.296 | thermal | 0 | 0 | 0 | 0 | 1.9 | FOUR CROSSES GT2 / MAENTWROG GT1 / MAENTWROG GT2 | 4.306 | GREEN | 0 |  |  | 0 | 0 | 0 | 7.5 |  |  |  |  | Green (Over 5% headroom) | 22816 | 85 | 3.97 | 175 | 5 | 155884 | [9 empty] | Pentir | TRAWSFYNYDD | 1 | 940 | 0 | 0 | 0 | 10 | 2037-11 | [12 empty] | 52.883 | -4.4141 | SPM-PWLLHELI_T1 | 135658202 | SP Energy Networks open data (API key): NDP SPM primary-group polygons + Capacity Heatmaps Information Model SPM + LTDS appendices 3/6 + NSHR
2890 | 34.3 | EVANS DEVELOPMENTS, SHEAF STREET | NEWTOWN | SY16 1DT | Powys 1 (Montgomeryshire) |  | Workshop And Premises | industrial | 1 | 1740.15 | 18731 | GIA | 32000 | Milford T1 | inside-area | 2.11 | LEGACY LOCAL GT2 / NEWTOWN GT2 / OSWESTRY GT8 / WELSHPOOL GT1 | LEGACY | SPM | 3.2 | primary | 3.168 | Green | 7.5 | 4.332 | thermal | 0 | 1 | 0 | 1 | 2.2 | LEGACY LOCAL GT2 / NEWTOWN GT2 / OSWESTRY GT8 / WELSHPOOL GT1 | 60.6676 | GREEN | 0 |  |  | 0 | 0 | 0 | 7.5 |  |  |  |  | Green (Over 5% headroom) | 22816 | 100 | 2.77 | 78 | 3 | 50227 | [9 empty] | Legacy | LEGACY | 5 | 1714 | 1714 | 0 | 0 | 0 | 2024-08 | [12 empty] | 52.5133 | -3.3085 | SPM-MILFORD_T1 | 176710206 | SP Energy Networks open data (API key): NDP SPM primary-group polygons + Capacity Heatmaps Information Model SPM + LTDS appendices 3/6 + NSHR
2891 | 34.3 | HENDRE BACH SAW MILLS | PWLLHELI | LL53 6UY | Gwynedd |  | Sawmill And Premises | industrial | 1 | 1678.12 | 18063 | GIA | 18000 | Pwllheli T1 | inside-area | 3.73 | FOUR CROSSES GT2 / MAENTWROG GT1 / MAENTWROG GT2 | TRAWSFYNYDD | SPM | 3.2 | primary | 3.204 | Green | 7.5 | 4.296 | thermal | 0 | 0 | 0 | 0 | 1.9 | FOUR CROSSES GT2 / MAENTWROG GT1 / MAENTWROG GT2 | 4.306 | GREEN | 0 |  |  | 0 | 0 | 0 | 7.5 |  |  |  |  | Green (Over 5% headroom) | 22816 | 100 | 2.67 | 101 | 5 | 164726 | [9 empty] | Pentir | TRAWSFYNYDD | 1 | 940 | 0 | 0 | 0 | 10 | 2037-11 | [12 empty] | 52.9268 | -4.4017 | SPM-PWLLHELI_T1 | 123766202 | SP Energy Networks open data (API key): NDP SPM primary-group polygons + Capacity Heatmaps Information Model SPM + LTDS appendices 3/6 + NSHR
2892 | 34.3 | LLANIDLOES ROAD | NEWTOWN | SY16 1ET | Powys 1 (Montgomeryshire) | LIDL | Large Foodstore | industrial | 1 | 1351.3 | 14545 | GIA | 209000 | Milford T1 | inside-area | 1.12 | LEGACY LOCAL GT2 / NEWTOWN GT2 / OSWESTRY GT8 / WELSHPOOL GT1 | LEGACY | SPM | 3.2 | primary | 3.168 | Green | 7.5 | 4.332 | thermal | 0 | 1 | 0 | 1 | 2.2 | LEGACY LOCAL GT2 / NEWTOWN GT2 / OSWESTRY GT8 / WELSHPOOL GT1 | 60.6676 | GREEN | 0 |  |  | 0 | 0 | 0 | 7.5 |  |  |  |  | Green (Over 5% headroom) | 22816 | 100 | 2.15 | 34 | 3 | 54413 | [9 empty] | Legacy | LEGACY | 5 | 1714 | 1714 | 0 | 0 | 0 | 2024-08 | 10024642265 | B1 Offices and Workshop businesses | 343 | C | Natural Gas | 3 |  | Heating and Natural Ventilation | 2016-04-12 |  | 1 | FALSE | 52.5093 | -3.3215 | SPM-MILFORD_T1 | 6469037000 | SP Energy Networks open data (API key): NDP SPM primary-group polygons + Capacity Heatmaps Information Model SPM + LTDS appendices 3/6 + NSHR
2893 | 34.3 | CO-OP, STATION ROAD | TYWYN | LL36 9AL | Gwynedd |  | Large Foodstore | industrial | 1 | 1165.55 | 12546 | GIA | 151000 | Tywyn T1 | inside-area | 0.8 | ABERYSTWYTH GT2 / RHYDLYDAN GT1 | SWANSEA NORTH | SPM | 3.2 | primary | 3.165 | Green | 7.5 | 4.266 | thermal | 0.1 | 0.2 | 0 | 0.3 | 2 | ABERYSTWYTH GT2 / RHYDLYDAN GT1 | 8.079 | GREEN | 0 |  |  | 0 | 0 | 0 | 7.5 |  |  |  |  | Green (Over 5% headroom) | 22816 | 100 | 1.85 | 29 | 1 | 25929 | [9 empty] | Trawsfynydd | SWANSEA NORTH | 10 | 2020.9 | 2020.9 | 400 | 0 | 61 | 2024-08 | 200003184415 | A1/A2 Retail and Financial/Professional services | 1222 | D | Natural Gas | 3 |  | Heating and Mechanical Ventilation | 2014-02-20 |  | 0.67 | FALSE | 52.5849 | -4.0913 | SPM-TYWYN_T1 | 8807356000 | SP Energy Networks open data (API key): NDP SPM primary-group polygons + Capacity Heatmaps Information Model SPM + LTDS appendices 3/6 + NSHR
2894 | 34.1 | STYLE MATTERS THE GRANGE, PICKMERE LANE | KNUTSFORD | WA16 0JJ | Cheshire East |  | Warehouse And Premises | industrial | 1 | 1753.48 | 18874 | GIA | 113000 | Lostock T1 | inside-area | 3.76 | HARTFORD GT1 / LOSTOCK GT2 / WINSFORD GT1 / WINSFORD GT2 | CARRINGTON - FIDDLERS FERRY | SPM | 3.1 | primary | 3.138 | Green | 7.5 | 4.362 | thermal | 0 | 0 | 0 | 0 | 2.3 | HARTFORD GT1 / LOSTOCK GT2 / WINSFORD GT1 / WINSFORD GT2 | 35.88 | GREEN | 0 |  |  | 0 | 0 | 0 | 7.5 |  |  |  |  | Green (Over 5% headroom) | 22103 | 100 | 2.79 | 44 | 3 | 127613 | [9 empty] | Fiddlers Ferry | CARRINGTON | 5 | 2186.9 | 2186.9 | 0 | 0 | 930 | 2026-05 | 10094890736 | Offices and Workshop Businesses | 1768 | C | LPG | 3 |  | Heating and Natural Ventilation | 2026-04-06 |  | 1 | FALSE | 53.2992 | -2.4488 | SPM-LOSTOCK_T1 | 6780547000 | SP Energy Networks open data (API key): NDP SPM primary-group polygons + Capacity Heatmaps Information Model SPM + LTDS appendices 3/6 + NSHR
2895 | 34.1 | BELTON FARM, BELTON ROAD | WHITCHURCH | SY13 1JB | Shropshire |  | Factory And Premises | industrial | 1 | 1746.04 | 18794 | GIA | 44500 | Whitchurch T1 | inside-area | 1.84 | OSWESTRY GT5 / WHITCHURCH GT1 | LEGACY | SPM | 3.1 | bsp | 5.665 | Green | 11 | 5.078 | thermal | 0.5 | 2.4 | 3.7 | 2.9 | 5.1 | OSWESTRY GT5 / WHITCHURCH GT1 / WEM GT1 | 3.1024 | AMBER | 0 |  |  | 0 | 0 | 0 | 11 |  |  |  |  | Green (Over 5% headroom) | 22103 | 100 | 2.77 | 105 | 1 | 16471 | [9 empty] | Legacy | LEGACY | 5 | 1714 | 1714 | 0 | 0 | 0 | 2024-08 | [12 empty] | 52.9643 | -2.7001 | SPM-WHITCHURCH_T1 | 165320234 | SP Energy Networks open data (API key): NDP SPM primary-group polygons + Capacity Heatmaps Information Model SPM + LTDS appendices 3/6 + NSHR
2896 | 34.1 | UNITS D7 D8 AND D9, WEM INDUSTRIAL ESTATE, SOULTON ROAD | SHREWSBURY | SY4 5SD | Shropshire |  | Factory And Premises | industrial | 1 | 1739.1 | 18719 | GIA | 29250 | Wem East T1 | inside-area | 0.37 | OSWESTRY GT5 / WHITCHURCH GT1 | LEGACY | SPM | 3.1 | bsp | 4.33 | Green | 7.5 | 3.17 | thermal | 0 | 0 | 0 | 0 | 3.7 | OSWESTRY GT5 / WHITCHURCH GT1 / WEM GT1 | 3.1024 | AMBER | 0 |  |  | 0 | 0 | 0 | 7.5 |  |  |  |  | Green (Over 5% headroom) | 22103 | 100 | 2.76 | 104 | 7 | 169670 | [9 empty] | Legacy | LEGACY | 5 | 1714 | 1714 | 0 | 0 | 0 | 2024-08 | [12 empty] | 52.8641 | -2.7062 | SPM-WEM_EAST_T1 | 2644252000 | SP Energy Networks open data (API key): NDP SPM primary-group polygons + Capacity Heatmaps Information Model SPM + LTDS appendices 3/6 + NSHR
2897 | 34.1 | MILLERS CORPORATION, CIVIC PARK INDUSTRIAL ESTATE, WAYMILLS | WHITCHURCH | SY13 1TT | Shropshire |  | Factory And Premises | industrial | 1 | 1718.7 | 18500 | GIA | 86000 | Yockings Gate T1 | inside-area | 1.02 | OSWESTRY GT5 / WHITCHURCH GT1 | LEGACY | SPM | 3.1 | bsp | 6.557 | Green | 10 | 3.443 | thermal | 0 | 0 | 0 | 0 | 5.9 | OSWESTRY GT5 / WHITCHURCH GT1 / WEM GT1 | 3.1024 | AMBER | 0 |  |  | 0 | 0 | 0 | 10 |  |  |  |  | Green (Over 5% headroom) | 22103 | 100 | 2.73 | 103 | 9 | 882474 | [9 empty] | Frodsham | LEGACY | 5 | 1714 | 1714 | 0 | 0 | 0 | 2024-08 | 100071576795 | B2 to B7 General Industrial and Special Industrial Groups | 831 | C | Natural Gas | 3 |  | Heating and Natural Ventilation | 2013-06-18 |  | 0.67 | FALSE | 52.9654 | -2.6679 | SPM-YOCKINGS_GATE_T1 | 1190174000 | SP Energy Networks open data (API key): NDP SPM primary-group polygons + Capacity Heatmaps Information Model SPM + LTDS appendices 3/6 + NSHR
2898 | 34.1 | UNITS 1 2 & 5 (C8), WEM INDUSTRIAL ESTATE, SOULTON ROAD | SHREWSBURY | SY4 5SD | Shropshire |  | Factory And Premises | industrial | 1 | 1561.45 | 16807 | GIA | 30500 | Wem East T1 | inside-area | 0.37 | OSWESTRY GT5 / WHITCHURCH GT1 | LEGACY | SPM | 3.1 | bsp | 4.33 | Green | 7.5 | 3.17 | thermal | 0 | 0 | 0 | 0 | 3.7 | OSWESTRY GT5 / WHITCHURCH GT1 / WEM GT1 | 3.1024 | AMBER | 0 |  |  | 0 | 0 | 0 | 7.5 |  |  |  |  | Green (Over 5% headroom) | 22103 | 100 | 2.48 | 94 | 7 | 171582 | [9 empty] | Legacy | LEGACY | 5 | 1714 | 1714 | 0 | 0 | 0 | 2024-08 | [12 empty] | 52.8641 | -2.7062 | SPM-WEM_EAST_T1 | 14184333000 | SP Energy Networks open data (API key): NDP SPM primary-group polygons + Capacity Heatmaps Information Model SPM + LTDS appendices 3/6 + NSHR
2899 | 34.1 | PARKFIELD, CHESTER ROAD | MALPAS | SY14 8DY | Cheshire West And Chester |  | Factory And Premises | industrial | 1 | 1530.21 | 16471 | GIA | 45250 | Whitchurch T1 | inside-area | 5.4 | OSWESTRY GT5 / WHITCHURCH GT1 | LEGACY | SPM | 3.1 | bsp | 5.665 | Green | 11 | 5.078 | thermal | 0.5 | 2.4 | 3.7 | 2.9 | 5.1 | OSWESTRY GT5 / WHITCHURCH GT1 / WEM GT1 | 3.1024 | AMBER | 0 |  |  | 0 | 0 | 0 | 11 |  |  |  |  | Green (Over 5% headroom) | 22103 | 100 | 2.43 | 92 | 1 | 18794 | [9 empty] | Legacy | LEGACY | 5 | 1714 | 1714 | 0 | 0 | 0 | 2024-08 | 200000832899 | B1 Offices and Workshop businesses | 351 | B | Oil | 4 |  | Heating and Natural Ventilation | 2012-11-21 |  | 1 | FALSE | 53.0276 | -2.725 | SPM-WHITCHURCH_T1 | 8154647000 | SP Energy Networks open data (API key): NDP SPM primary-group polygons + Capacity Heatmaps Information Model SPM + LTDS appendices 3/6 + NSHR
2900 | 34.1 | UNITS G11 & G12, WEM INDUSTRIAL ESTATE, SOULTON ROAD | SHREWSBURY | SY4 5SD | Shropshire |  | Workshop And Premises | industrial | 1 | 1456.72 | 15680 | GIA | 28500 | Wem East T1 | inside-area | 0.37 | OSWESTRY GT5 / WHITCHURCH GT1 | LEGACY | SPM | 3.1 | bsp | 4.33 | Green | 7.5 | 3.17 | thermal | 0 | 0 | 0 | 0 | 3.7 | OSWESTRY GT5 / WHITCHURCH GT1 / WEM GT1 | 3.1024 | AMBER | 0 |  |  | 0 | 0 | 0 | 7.5 |  |  |  |  | Green (Over 5% headroom) | 22103 | 100 | 2.31 | 66 | 7 | 172709 | [9 empty] | Legacy | LEGACY | 5 | 1714 | 1714 | 0 | 0 | 0 | 2024-08 | [12 empty] | 52.8641 | -2.7062 | SPM-WEM_EAST_T1 | 14975683000 | SP Energy Networks open data (API key): NDP SPM primary-group polygons + Capacity Heatmaps Information Model SPM + LTDS appendices 3/6 + NSHR
2901 | 34.1 | DISPAK LTD UNITS 3-5, MULBRY BUSINESS PARK, SHAKESPEARE WAY | WHITCHURCH | SY13 1GR | Shropshire |  | Warehouse And Premises | industrial | 1 | 1447 | 15575 | GIA | 59500 | Yockings Gate T1 | inside-area | 1.24 | OSWESTRY GT5 / WHITCHURCH GT1 | LEGACY | SPM | 3.1 | bsp | 6.557 | Green | 10 | 3.443 | thermal | 0 | 0 | 0 | 0 | 5.9 | OSWESTRY GT5 / WHITCHURCH GT1 / WEM GT1 | 3.1024 | AMBER | 0 |  |  | 0 | 0 | 0 | 10 |  |  |  |  | Green (Over 5% headroom) | 22103 | 100 | 2.3 | 36 | 9 | 885399 | [9 empty] | Frodsham | LEGACY | 5 | 1714 | 1714 | 0 | 0 | 0 | 2024-08 | [12 empty] | 52.9663 | -2.6611 | SPM-YOCKINGS_GATE_T1 | 9802795000 | SP Energy Networks open data (API key): NDP SPM primary-group polygons + Capacity Heatmaps Information Model SPM + LTDS appendices 3/6 + NSHR
2902 | 34.1 | MOTORWAY MAINTENANCE | KNUTSFORD | WA16 0HH | Cheshire East |  | Store , Salt Barn And Premises | industrial | 1 | 1392.67 | 14991 | GIA | 39000 | Lostock T1 | inside-area | 3.2 | HARTFORD GT1 / LOSTOCK GT2 / WINSFORD GT1 / WINSFORD GT2 | CARRINGTON - FIDDLERS FERRY | SPM | 3.1 | primary | 3.138 | Green | 7.5 | 4.362 | thermal | 0 | 0 | 0 | 0 | 2.3 | HARTFORD GT1 / LOSTOCK GT2 / WINSFORD GT1 / WINSFORD GT2 | 35.88 | GREEN | 0 |  |  | 0 | 0 | 0 | 7.5 |  |  |  |  | Green (Over 5% headroom) | 22103 | 100 | 2.21 | 35 | 3 | 131496 | [9 empty] | Fiddlers Ferry | CARRINGTON | 5 | 2186.9 | 2186.9 | 0 | 0 | 930 | 2026-05 | [12 empty] | 53.2875 | -2.4302 | SPM-LOSTOCK_T1 | 12150356000 | SP Energy Networks open data (API key): NDP SPM primary-group polygons + Capacity Heatmaps Information Model SPM + LTDS appendices 3/6 + NSHR
2903 | 34.1 | UNIT 1, WAYMILLS INDUSTRIAL ESTATE, WAYMILLS | WHITCHURCH | SY13 1RT | Shropshire |  | Warehouse And Premises | industrial | 1 | 1121.43 | 12071 | GIA | 61500 | Yockings Gate T1 | inside-area | 0.81 | OSWESTRY GT5 / WHITCHURCH GT1 | LEGACY | SPM | 3.1 | bsp | 6.557 | Green | 10 | 3.443 | thermal | 0 | 0 | 0 | 0 | 5.9 | OSWESTRY GT5 / WHITCHURCH GT1 / WEM GT1 | 3.1024 | AMBER | 0 |  |  | 0 | 0 | 0 | 10 |  |  |  |  | Green (Over 5% headroom) | 22103 | 100 | 1.78 | 28 | 9 | 888903 | [9 empty] | Frodsham | LEGACY | 5 | 1714 | 1714 | 0 | 0 | 0 | 2024-08 | 100070024520 | B8 Storage or Distribution | 573 | D | Natural Gas | 3 | 2 | Air Conditioning | 2015-03-10 |  | 0.5 | FALSE | 52.967 | -2.6695 | SPM-YOCKINGS_GATE_T1 | 167957234 | SP Energy Networks open data (API key): NDP SPM primary-group polygons + Capacity Heatmaps Information Model SPM + LTDS appendices 3/6 + NSHR
2904 | 34.1 | UNIT C12, WEM INDUSTRIAL ESTATE, SOULTON ROAD | SHREWSBURY | SY4 5SD | Shropshire |  | Warehouse And Premises | industrial | 1 | 1008.8 | 10859 | GIA | 21500 | Wem East T1 | inside-area | 0.37 | OSWESTRY GT5 / WHITCHURCH GT1 | LEGACY | SPM | 3.1 | bsp | 4.33 | Green | 7.5 | 3.17 | thermal | 0 | 0 | 0 | 0 | 3.7 | OSWESTRY GT5 / WHITCHURCH GT1 / WEM GT1 | 3.1024 | AMBER | 0 |  |  | 0 | 0 | 0 | 7.5 |  |  |  |  | Green (Over 5% headroom) | 22103 | 100 | 1.6 | 25 | 7 | 177530 | [9 empty] | Legacy | LEGACY | 5 | 1714 | 1714 | 0 | 0 | 0 | 2024-08 | 10013130195 | Storage or Distribution | 1053 | C | Grid Supplied Electricity | 3 |  | Heating and Natural Ventilation | 2025-10-07 |  | 1 | FALSE | 52.8641 | -2.7062 | SPM-WEM_EAST_T1 | 1816254000 | SP Energy Networks open data (API key): NDP SPM primary-group polygons + Capacity Heatmaps Information Model SPM + LTDS appendices 3/6 + NSHR
2905 | 34.1 | UNIT 2, CIVIC PARK INDUSTRIAL ESTATE, WAYMILLS | WHITCHURCH | SY13 1TT | Shropshire |  | Factory And Premises | industrial | 1 | 1001.1 | 10776 | GIA | 56500 | Yockings Gate T1 | inside-area | 1.02 | OSWESTRY GT5 / WHITCHURCH GT1 | LEGACY | SPM | 3.1 | bsp | 6.557 | Green | 10 | 3.443 | thermal | 0 | 0 | 0 | 0 | 5.9 | OSWESTRY GT5 / WHITCHURCH GT1 / WEM GT1 | 3.1024 | AMBER | 0 |  |  | 0 | 0 | 0 | 10 |  |  |  |  | Green (Over 5% headroom) | 22103 | 100 | 1.59 | 60 | 9 | 890198 | [9 empty] | Frodsham | LEGACY | 5 | 1714 | 1714 | 0 | 0 | 0 | 2024-08 | 100071576795 | B2 to B7 General Industrial and Special Industrial Groups | 831 | C | Natural Gas | 3 |  | Heating and Natural Ventilation | 2013-06-18 |  | 0.67 | FALSE | 52.9654 | -2.6679 | SPM-YOCKINGS_GATE_T1 | 11626813000 | SP Energy Networks open data (API key): NDP SPM primary-group polygons + Capacity Heatmaps Information Model SPM + LTDS appendices 3/6 + NSHR
2906 | 34 | UNIT 21, MANN ISLAND | LIVERPOOL | L3 1BP | Liverpool |  | Offices And Premises | office | 4 | 7074.16 | 76146 | NIA | 1178500 | Harrington St T1 / Paradise St T1 | inside-area | 0.49 | BURLINGTON ST GT2 / LISTER DV B GT1 / PARADISE ST GT1 | LISTER DRIVE | SPM | 3 | primary | 2.969 | Green | 8.7 | 5.731 | thermal | 0 | 0 | 0 | 0 | 1.9 | BURLINGTON ST GT2 / LISTER DV B GT1 / PARADISE ST GT1 | 59.6 | GREEN | 0 |  |  | 0 | 0 | 0 | 8.7 |  |  |  |  | Green (Over 5% headroom) | 21390 | 28 | 11.24 | 495 | 12 | 320382 | [9 empty] | Lister Drive | LISTER DRIVE | 2 | 114 | 114 | 0 | 57 | 20 | 2026-09 | [12 empty] | 53.4036 | -2.9936 | SPM-HARRINGTON_ST_T1_PARADISE_ST_T1 | 10427658000;13595674000;12584397000;12584404000 | SP Energy Networks open data (API key): NDP SPM primary-group polygons + Capacity Heatmaps Information Model SPM + LTDS appendices 3/6 + NSHR
2907 | 34 | IMPERIAL BUILDINGS 2-24, EXCHANGE STREET EAST | LIVERPOOL | L2 3XX | Liverpool | INLAND REVENUE | Offices And Premises | office | 1 | 7054 | 75929 | NIA | 1050000 | Harrington St T1 / Paradise St T1 | inside-area | 0.31 | BURLINGTON ST GT2 / LISTER DV B GT1 / PARADISE ST GT1 | LISTER DRIVE | SPM | 3 | primary | 2.969 | Green | 8.7 | 5.731 | thermal | 0 | 0 | 0 | 0 | 1.9 | BURLINGTON ST GT2 / LISTER DV B GT1 / PARADISE ST GT1 | 59.6 | GREEN | 0 |  |  | 0 | 0 | 0 | 8.7 |  |  |  |  | Green (Over 5% headroom) | 21390 | 28 | 11.21 | 494 | 12 | 320599 | [9 empty] | Lister Drive | LISTER DRIVE | 2 | 114 | 114 | 0 | 57 | 20 | 2026-09 | [12 empty] | 53.4072 | -2.9913 | SPM-HARRINGTON_ST_T1_PARADISE_ST_T1 | 1776292000 | SP Energy Networks open data (API key): NDP SPM primary-group polygons + Capacity Heatmaps Information Model SPM + LTDS appendices 3/6 + NSHR
2908 | 34 | PT 2ND FLR 3RD FLR & 4TH FLR, PORT OF LIVERPOOL BUILDING, PIER HEAD | LIVERPOOL | L3 1BY | Liverpool |  | Offices And Premises | office | 1 | 5899.15 | 63498 | NIA | 850000 | Harrington St T1 / Paradise St T1 | inside-area | 0.51 | BURLINGTON ST GT2 / LISTER DV B GT1 / PARADISE ST GT1 | LISTER DRIVE | SPM | 3 | primary | 2.969 | Green | 8.7 | 5.731 | thermal | 0 | 0 | 0 | 0 | 1.9 | BURLINGTON ST GT2 / LISTER DV B GT1 / PARADISE ST GT1 | 59.6 | GREEN | 0 |  |  | 0 | 0 | 0 | 8.7 |  |  |  |  | Green (Over 5% headroom) | 21390 | 34 | 9.37 | 413 | 12 | 333030 | [9 empty] | Lister Drive | LISTER DRIVE | 2 | 114 | 114 | 0 | 57 | 20 | 2026-09 | [12 empty] | 53.4042 | -2.9944 | SPM-HARRINGTON_ST_T1_PARADISE_ST_T1 | 10462956000 | SP Energy Networks open data (API key): NDP SPM primary-group polygons + Capacity Heatmaps Information Model SPM + LTDS appendices 3/6 + NSHR
2909 | 34 | KNOWSLEY BOROUGH COUNCIL MUNICIPAL OFFICES, ARCHWAY ROAD | LIVERPOOL | L36 9UX | Knowsley | KNOWSLEY BOROUGH COUNCIL | Offices And Premises | office | 1 | 5394.9 | 58070 | NIA | 322500 | Huyton Hey Rd T1 / Wilson Rd T1 | inside-area | 0.44 | GATEACRE GT1 / HUYTON GT1 / KIRKBY GT3 / PRESCOT GT1A | RAINHILL | SPM | 3 | primary | 2.956 | Green | 10 | 7.044 | thermal | 0 | 0 | 0 | 0 | 1.1 | GATEACRE GT1 / HUYTON GT1 / KIRKBY GT3 / PRESCOT GT1A | 31.422 | GREEN | 0 |  |  | 0 | 0 | 0 | 10 |  |  |  |  | Green (Over 5% headroom) | 21390 | 37 | 8.57 | 378 | 7 | 167629 | [9 empty] | Kirkby (_D) | RAINHILL | 1 | 85.5 | 85.5 | 0 | 0 | 57 | 2026-09 | 40001127 | B1 Offices and Workshop businesses | 1399 | D | Natural Gas | 4 | 1 | Heating and Natural Ventilation | 2012-07-12 |  | 0.83 | FALSE | 53.4117 | -2.8408 | SPM-HUYTON_HEY_RD_T1_WILSON_RD_T1 | 502824134 | SP Energy Networks open data (API key): NDP SPM primary-group polygons + Capacity Heatmaps Information Model SPM + LTDS appendices 3/6 + NSHR
2910 | 34 | 91-105, DUKE STREET | LIVERPOOL | L1 5JQ | Liverpool |  | Offices And Premises | office | 1 | 4174.6 | 44935 | NIA | 425000 | Harrington St T1 / Paradise St T1 | inside-area | 0.63 | BURLINGTON ST GT2 / LISTER DV B GT1 / PARADISE ST GT1 | LISTER DRIVE | SPM | 3 | primary | 2.969 | Green | 8.7 | 5.731 | thermal | 0 | 0 | 0 | 0 | 1.9 | BURLINGTON ST GT2 / LISTER DV B GT1 / PARADISE ST GT1 | 59.6 | GREEN | 0 |  |  | 0 | 0 | 0 | 8.7 |  |  |  |  | Green (Over 5% headroom) | 21390 | 48 | 6.63 | 292 | 12 | 351593 | [9 empty] | Lister Drive | LISTER DRIVE | 2 | 114 | 114 | 0 | 57 | 20 | 2026-09 |  | B1 Offices and Workshop businesses | 6068 | B | Grid Supplied Electricity | 5 |  | Air Conditioning | 2021-07-16 |  | 1 | FALSE | 53.4017 | -2.9808 | SPM-HARRINGTON_ST_T1_PARADISE_ST_T1 | 10252980000 | SP Energy Networks open data (API key): NDP SPM primary-group polygons + Capacity Heatmaps Information Model SPM + LTDS appendices 3/6 + NSHR
2911 | 34 | GWYNEDD COUNTY COUNCIL CAE PENARLAG | DOLGELLAU | LL40 2YB | Gwynedd |  | Offices And Premises | office | 1 | 3492.38 | 37592 | NIA | 157000 | Dolgellau T1 | inside-area | 0.92 | FOUR CROSSES GT2 / MAENTWROG GT1 / MAENTWROG GT2 | TRAWSFYNYDD | SPM | 3 | primary | 3.03 | Green | 7.5 | 4.37 | thermal | 0.1 | 0.1 | 1 | 0.2 | 2.2 | FOUR CROSSES GT2 / MAENTWROG GT1 / MAENTWROG GT2 | 4.306 | GREEN | 0 |  |  | 0 | 0 | 0 | 7.5 |  |  |  |  | Green (Over 5% headroom) | 21390 | 57 | 5.55 | 244 | 4 | 94168 | [9 empty] | Trawsfynydd | TRAWSFYNYDD | 1 | 940 | 0 | 0 | 0 | 10 | 2037-11 | [12 empty] | 52.7457 | -3.8849 | SPM-DOLGELLAU_T1 | 77075000 | SP Energy Networks open data (API key): NDP SPM primary-group polygons + Capacity Heatmaps Information Model SPM + LTDS appendices 3/6 + NSHR
2912 | 34 | EDENDALE HOUSE, LATHOM ROAD | LIVERPOOL | L36 9XY | Knowsley |  | Offices And Premises | office | 1 | 2476.5 | 26657 | NIA | 177000 | Huyton Hey Rd T1 / Wilson Rd T1 | inside-area | 0.28 | GATEACRE GT1 / HUYTON GT1 / KIRKBY GT3 / PRESCOT GT1A | RAINHILL | SPM | 3 | primary | 2.956 | Green | 10 | 7.044 | thermal | 0 | 0 | 0 | 0 | 1.1 | GATEACRE GT1 / HUYTON GT1 / KIRKBY GT3 / PRESCOT GT1A | 31.422 | GREEN | 0 |  |  | 0 | 0 | 0 | 10 |  |  |  |  | Green (Over 5% headroom) | 21390 | 80 | 3.94 | 173 | 7 | 199042 | [9 empty] | Kirkby (_D) | RAINHILL | 1 | 85.5 | 85.5 | 0 | 0 | 57 | 2026-09 | [12 empty] | 53.4121 | -2.8372 | SPM-HUYTON_HEY_RD_T1_WILSON_RD_T1 | 15103624000 | SP Energy Networks open data (API key): NDP SPM primary-group polygons + Capacity Heatmaps Information Model SPM + LTDS appendices 3/6 + NSHR
2913 | 34 | 12, HANOVER STREET | LIVERPOOL | L1 4AA | Liverpool | LIVERPOOL HOUSING TRUST | Offices And Premises | office | 1 | 2284.3 | 24588 | NIA | 285000 | Harrington St T1 / Paradise St T1 | inside-area | 0.38 | BURLINGTON ST GT2 / LISTER DV B GT1 / PARADISE ST GT1 | LISTER DRIVE | SPM | 3 | primary | 2.969 | Green | 8.7 | 5.731 | thermal | 0 | 0 | 0 | 0 | 1.9 | BURLINGTON ST GT2 / LISTER DV B GT1 / PARADISE ST GT1 | 59.6 | GREEN | 0 |  |  | 0 | 0 | 0 | 8.7 |  |  |  |  | Green (Over 5% headroom) | 21390 | 87 | 3.63 | 160 | 12 | 371940 | [9 empty] | Lister Drive | LISTER DRIVE | 2 | 114 | 114 | 0 | 57 | 20 | 2026-09 | 38070984 | B1 Offices and Workshop businesses | 4025 | C | Natural Gas | 3 |  | Heating and Natural Ventilation | 2019-10-21 |  | 1 | FALSE | 53.4027 | -2.9853 | SPM-HARRINGTON_ST_T1_PARADISE_ST_T1 | 500359134 | SP Energy Networks open data (API key): NDP SPM primary-group polygons + Capacity Heatmaps Information Model SPM + LTDS appendices 3/6 + NSHR
2914 | 34 | IFTON INDUSTRIAL ESTATE | OSWESTRY | SY11 3DA | Shropshire | HURDSMAN TRANSPORT | Road Haulage Depot And Premises | industrial | 1 | 1775.89 | 19116 | GIA | 45250 | Ifton T1 / Ifton T2 | inside-area | 0.23 | LEGACY LOCAL GT2 / NEWTOWN GT2 / OSWESTRY GT8 / WELSHPOOL GT1 | LEGACY | SPM | 3 | primary | 2.957 | Green | 10 | 6.803 | thermal | 0.5 | 1.3 | 1.4 | 1.8 | 1.6 | LEGACY LOCAL GT2 / NEWTOWN GT2 / OSWESTRY GT8 / WELSHPOOL GT1 | 60.6676 | GREEN | 0 |  |  | 0 | 0 | 0 | 10 |  |  |  |  | Green (Over 5% headroom) | 21390 | 100 | 2.82 | 44 | 10 | 312148 | [9 empty] | Legacy | LEGACY | 5 | 1714 | 1714 | 0 | 0 | 0 | 2024-08 | 10007019319 | B1 Offices and Workshop businesses | 770 | D | Grid Supplied Electricity | 3 |  | Heating and Natural Ventilation | 2015-09-04 |  | 1 | FALSE | 52.9295 | -3.0122 | SPM-IFTON_T1_IFTON_T2 | 2106262000 | SP Energy Networks open data (API key): NDP SPM primary-group polygons + Capacity Heatmaps Information Model SPM + LTDS appendices 3/6 + NSHR
2915 | 34 | CURTEIS CHAINS LTD, CAIA LANE | ELLESMERE | SY12 9EG | Shropshire |  | Factory And Premises | industrial | 1 | 1707 | 18374 | GIA | 50500 | Ifton T1 / Ifton T2 | inside-area | 2.57 | LEGACY LOCAL GT2 / NEWTOWN GT2 / OSWESTRY GT8 / WELSHPOOL GT1 | LEGACY | SPM | 3 | primary | 2.957 | Green | 10 | 6.803 | thermal | 0.5 | 1.3 | 1.4 | 1.8 | 1.6 | LEGACY LOCAL GT2 / NEWTOWN GT2 / OSWESTRY GT8 / WELSHPOOL GT1 | 60.6676 | GREEN | 0 |  |  | 0 | 0 | 0 | 10 |  |  |  |  | Green (Over 5% headroom) | 21390 | 100 | 2.71 | 102 | 10 | 312890 | [9 empty] | Legacy | LEGACY | 5 | 1714 | 1714 | 0 | 0 | 0 | 2024-08 | [12 empty] | 52.9338 | -2.9719 | SPM-IFTON_T1_IFTON_T2 | 244265234 | SP Energy Networks open data (API key): NDP SPM primary-group polygons + Capacity Heatmaps Information Model SPM + LTDS appendices 3/6 + NSHR
2916 | 34 | THE SAWMILLS, DENBIGH ROAD | MOLD | CH7 5UB | Flintshire |  | Factory And Premises | industrial | 1 | 1636.8 | 17618 | GIA | 27750 | Holywell T1 | inside-area | 3.25 | HOLYWELL GT1 / RHYL GT1 / ST ASAPH GT2 / ST ASAPH GT4 | CONNAHS QUAY - PENTIR - ST ASAPH | SPM | 3 | primary | 3.006 | Green | 7.5 | 4.214 | thermal | 0.3 | 1.2 | 0 | 1.5 | 2.5 | HOLYWELL GT1 / RHYL GT1 / ST ASAPH GT2 / ST ASAPH GT4 | 22.4768 | GREEN | 0 |  |  | 0 | 0 | 0 | 7.5 |  |  |  |  | Green (Over 5% headroom) | 21390 | 100 | 2.6 | 98 | 3 | 82462 | [9 empty] | Connahs Quay / SASA | [8 empty] | 10013698414 | C2 Residential Institutions - Hospitals and Care Homes | 2013 | E | Oil | 3 |  | Heating and Natural Ventilation | 2017-07-19 |  | 0.5 | FALSE | 53.2345 | -3.3081 | SPM-HOLYWELL_T1 | 1974042000 | SP Energy Networks open data (API key): NDP SPM primary-group polygons + Capacity Heatmaps Information Model SPM + LTDS appendices 3/6 + NSHR
2917 | 34 | UNITS 8A - 8B & 7B, GLEDRID INDUSTRIAL PARK, GLEDRID | WREXHAM | LL14 5DG | Shropshire |  | Factory And Premises | industrial | 1 | 1486.21 | 15997 | GIA | 64000 | Ifton T1 / Ifton T2 | inside-area | 2.5 | LEGACY LOCAL GT2 / NEWTOWN GT2 / OSWESTRY GT8 / WELSHPOOL GT1 | LEGACY | SPM | 3 | primary | 2.957 | Green | 10 | 6.803 | thermal | 0.5 | 1.3 | 1.4 | 1.8 | 1.6 | LEGACY LOCAL GT2 / NEWTOWN GT2 / OSWESTRY GT8 / WELSHPOOL GT1 | 60.6676 | GREEN | 0 |  |  | 0 | 0 | 0 | 10 |  |  |  |  | Green (Over 5% headroom) | 21390 | 100 | 2.36 | 89 | 10 | 315267 | [9 empty] | Legacy | LEGACY | 5 | 1714 | 1714 | 0 | 0 | 0 | 2024-08 | 10014536646 | B2 to B7 General Industrial and Special Industrial Groups | 535 | D | Grid Supplied Electricity | 3 |  | Heating and Natural Ventilation | 2019-06-12 |  | 0.5 | FALSE | 52.9212 | -3.0444 | SPM-IFTON_T1_IFTON_T2 | 13739010000 | SP Energy Networks open data (API key): NDP SPM primary-group polygons + Capacity Heatmaps Information Model SPM + LTDS appendices 3/6 + NSHR
2918 | 34 | CATS AND PIPES AT MERLLYN FARM, THE VILLAGE | HOLYWELL | CH8 8PZ | Flintshire |  | Workshop And Premises | industrial | 1 | 1474.06 | 15867 | GIA | 37750 | Holywell T1 | inside-area | 0.39 | HOLYWELL GT1 / RHYL GT1 / ST ASAPH GT2 / ST ASAPH GT4 | CONNAHS QUAY - PENTIR - ST ASAPH | SPM | 3 | primary | 3.006 | Green | 7.5 | 4.214 | thermal | 0.3 | 1.2 | 0 | 1.5 | 2.5 | HOLYWELL GT1 / RHYL GT1 / ST ASAPH GT2 / ST ASAPH GT4 | 22.4768 | GREEN | 0 |  |  | 0 | 0 | 0 | 7.5 |  |  |  |  | Green (Over 5% headroom) | 21390 | 100 | 2.34 | 66 | 3 | 84213 | [9 empty] | Connahs Quay / SASA | [20 empty] | 53.2571 | -3.2757 | SPM-HOLYWELL_T1 | 10977503000 | SP Energy Networks open data (API key): NDP SPM primary-group polygons + Capacity Heatmaps Information Model SPM + LTDS appendices 3/6 + NSHR
2919 | 34 | EARTHMOVER HOUSE, RIDGEWAY BUSINESS PARK | OSWESTRY | SY11 3PZ | Shropshire |  | Workshop And Premises | industrial | 1 | 1454.81 | 15659 | GIA | 65000 | Ifton T1 / Ifton T2 | inside-area | 0.28 | LEGACY LOCAL GT2 / NEWTOWN GT2 / OSWESTRY GT8 / WELSHPOOL GT1 | LEGACY | SPM | 3 | primary | 2.957 | Green | 10 | 6.803 | thermal | 0.5 | 1.3 | 1.4 | 1.8 | 1.6 | LEGACY LOCAL GT2 / NEWTOWN GT2 / OSWESTRY GT8 / WELSHPOOL GT1 | 60.6676 | GREEN | 0 |  |  | 0 | 0 | 0 | 10 |  |  |  |  | Green (Over 5% headroom) | 21390 | 100 | 2.31 | 65 | 10 | 315605 | [9 empty] | Legacy | LEGACY | 5 | 1714 | 1714 | 0 | 0 | 0 | 2024-08 | 10014531725 | B1 Offices and Workshop businesses | 1105 | C | Natural Gas | 4 | 2 | Air Conditioning | 2015-06-04 |  | 1 | FALSE | 52.9301 | -3.006 | SPM-IFTON_T1_IFTON_T2 | 7321536000 | SP Energy Networks open data (API key): NDP SPM primary-group polygons + Capacity Heatmaps Information Model SPM + LTDS appendices 3/6 + NSHR
2920 | 34 | UNIT 1 SUPERSTOP BUILDINGS 12, WILSON ROAD | LIVERPOOL | L36 6AN | Knowsley |  | Warehouse And Premises | industrial | 1 | 1368.3 | 14728 | GIA | 50500 | Huyton Hey Rd T1 / Wilson Rd T1 | inside-area | 0.81 | GATEACRE GT1 / HUYTON GT1 / KIRKBY GT3 / PRESCOT GT1A | RAINHILL | SPM | 3 | primary | 2.956 | Green | 10 | 7.044 | thermal | 0 | 0 | 0 | 0 | 1.1 | GATEACRE GT1 / HUYTON GT1 / KIRKBY GT3 / PRESCOT GT1A | 31.422 | GREEN | 0 |  |  | 0 | 0 | 0 | 10 |  |  |  |  | Green (Over 5% headroom) | 21390 | 100 | 2.17 | 34 | 7 | 210971 | [9 empty] | Kirkby (_D) | RAINHILL | 1 | 85.5 | 85.5 | 0 | 0 | 57 | 2026-09 | 40074805 | B1 Offices and Workshop businesses | 879 | D | Natural Gas | 3 |  | Heating and Natural Ventilation | 2014-07-17 |  | 0.5 | FALSE | 53.4057 | -2.825 | SPM-HUYTON_HEY_RD_T1_WILSON_RD_T1 | 530682134 | SP Energy Networks open data (API key): NDP SPM primary-group polygons + Capacity Heatmaps Information Model SPM + LTDS appendices 3/6 + NSHR
2921 | 34 | UNIT 1, BANK TOP INDUSTRIAL ESTATE | OSWESTRY | SY10 7HB | Shropshire |  | Warehouse And Premises | industrial | 1 | 1268.7 | 13656 | GIA | 52000 | Ifton T1 / Ifton T2 | inside-area | 1.55 | LEGACY LOCAL GT2 / NEWTOWN GT2 / OSWESTRY GT8 / WELSHPOOL GT1 | LEGACY | SPM | 3 | primary | 2.957 | Green | 10 | 6.803 | thermal | 0.5 | 1.3 | 1.4 | 1.8 | 1.6 | LEGACY LOCAL GT2 / NEWTOWN GT2 / OSWESTRY GT8 / WELSHPOOL GT1 | 60.6676 | GREEN | 0 |  |  | 0 | 0 | 0 | 10 |  |  |  |  | Green (Over 5% headroom) | 21390 | 100 | 2.02 | 32 | 10 | 317608 | [9 empty] | Legacy | LEGACY | 5 | 1714 | 1714 | 0 | 0 | 0 | 2024-08 | [12 empty] | 52.9185 | -3.0252 | SPM-IFTON_T1_IFTON_T2 | 11862135000 | SP Energy Networks open data (API key): NDP SPM primary-group polygons + Capacity Heatmaps Information Model SPM + LTDS appendices 3/6 + NSHR
2922 | 34 | THOMAS PLANT HIRE, HOLYWELL ROAD | MOLD | CH7 5BL | Flintshire |  | Workshop And Premises | industrial | 1 | 1074.3 | 11564 | GIA | 37500 | Holywell T1 | inside-area | 3.7 | HOLYWELL GT1 / RHYL GT1 / ST ASAPH GT2 / ST ASAPH GT4 | CONNAHS QUAY - PENTIR - ST ASAPH | SPM | 3 | primary | 3.006 | Green | 7.5 | 4.214 | thermal | 0.3 | 1.2 | 0 | 1.5 | 2.5 | HOLYWELL GT1 / RHYL GT1 / ST ASAPH GT2 / ST ASAPH GT4 | 22.4768 | GREEN | 0 |  |  | 0 | 0 | 0 | 7.5 |  |  |  |  | Green (Over 5% headroom) | 21390 | 100 | 1.71 | 48 | 3 | 88516 | [9 empty] | Connahs Quay / SASA | [8 empty] | 10012913890 | A3/A4/A5 Restaurant and Cafes/Drinking Establishments and Hot Food takeaways | 368 | E | Grid Supplied Electricity | 3 |  | Heating and Natural Ventilation | 2013-03-02 |  | 0.5 | FALSE | 53.2707 | -3.3329 | SPM-HOLYWELL_T1 | 12027140000 | SP Energy Networks open data (API key): NDP SPM primary-group polygons + Capacity Heatmaps Information Model SPM + LTDS appendices 3/6 + NSHR
2923 | 34 | WYNNSTAY STORES, STATION YARD | DOLGELLAU | LL40 2YU | Gwynedd |  | Retail, Warehouse And Premises | industrial | 1 | 1060.26 | 11413 | GIA | 33000 | Dolgellau T1 | inside-area | 1.3 | FOUR CROSSES GT2 / MAENTWROG GT1 / MAENTWROG GT2 | TRAWSFYNYDD | SPM | 3 | primary | 3.03 | Green | 7.5 | 4.37 | thermal | 0.1 | 0.1 | 1 | 0.2 | 2.2 | FOUR CROSSES GT2 / MAENTWROG GT1 / MAENTWROG GT2 | 4.306 | GREEN | 0 |  |  | 0 | 0 | 0 | 7.5 |  |  |  |  | Green (Over 5% headroom) | 21390 | 100 | 1.68 | 27 | 4 | 120347 | [9 empty] | Trawsfynydd | TRAWSFYNYDD | 1 | 940 | 0 | 0 | 0 | 10 | 2037-11 | [12 empty] | 52.7456 | -3.8909 | SPM-DOLGELLAU_T1 | 9221914000 | SP Energy Networks open data (API key): NDP SPM primary-group polygons + Capacity Heatmaps Information Model SPM + LTDS appendices 3/6 + NSHR
2924 | 34 | COOP, ARRAN ROAD | DOLGELLAU | LL40 1HS | Gwynedd |  | Large Foodstore | industrial | 1 | 1020.25 | 10982 | GIA | 94000 | Dolgellau T1 | inside-area | 0.6 | FOUR CROSSES GT2 / MAENTWROG GT1 / MAENTWROG GT2 | TRAWSFYNYDD | SPM | 3 | primary | 3.03 | Green | 7.5 | 4.37 | thermal | 0.1 | 0.1 | 1 | 0.2 | 2.2 | FOUR CROSSES GT2 / MAENTWROG GT1 / MAENTWROG GT2 | 4.306 | GREEN | 0 |  |  | 0 | 0 | 0 | 7.5 |  |  |  |  | Green (Over 5% headroom) | 21390 | 100 | 1.62 | 26 | 4 | 120778 | [9 empty] | Trawsfynydd | TRAWSFYNYDD | 1 | 940 | 0 | 0 | 0 | 10 | 2037-11 | 200003181939 | Others - Emergency services | 1100 | G | Natural Gas | 3 |  | Heating and Natural Ventilation | 2013-03-01 |  | 0.5 | FALSE | 52.7427 | -3.8814 | SPM-DOLGELLAU_T1 | 2958827000 | SP Energy Networks open data (API key): NDP SPM primary-group polygons + Capacity Heatmaps Information Model SPM + LTDS appendices 3/6 + NSHR
2925 | 33.9 | COUNTRY MARKET, WREXHAM ROAD | WREXHAM | LL13 9SL | Wrexham | BELLIS BROS LTD | Garden Centre And Premises | bigbox | 1 | 20322.44 | 218749 | NIA | 134000 | Ash Rd T1 / Kelloggs (Wrexham) T1 / Kelloggs (Wrexham) T2 | inside-area | 4.29 | BRYMBO GT1 / LEGACY LOCAL GT1 / MARCHWIEL GT1 / MARCHWIEL GT2 / WREXHAM GT1 | LEGACY | SPM | 5.2 | primary | 5.2336 | Green | 20 | 14.7664 | thermal | 0 | 0 | 0 | 0 | 3.5 | BRYMBO GT1 / LEGACY LOCAL GT1 / MARCHWIEL GT1 / MARCHWIEL GT2 / WREXHAM GT1 | 41.8508 | GREEN | 1.6 |  |  | 0 | 0 | 0 | 20 |  |  |  |  | Green (Over 5% headroom) | 37077 | 17 | 32.29 | 1829 | 37 | 5062566 | [9 empty] | Legacy | LEGACY | 5 | 1714 | 1714 | 0 | 0 | 0 | 2024-08 | [12 empty] | 53.0798 | -2.8941 | SPM-ASH_RD_T1_KELLOGGS_WREXHAM_T1_KELLOGGS_WREXHAM_T2 | 143908206 | SP Energy Networks open data (API key): NDP SPM primary-group polygons + Capacity Heatmaps Information Model SPM + LTDS appendices 3/6 + NSHR
2926 | 33.9 | UNIT 75, ASH ROAD SOUTH | WREXHAM | LL13 9UG | Wrexham |  | Showroom And Premises; Warehouse And Premises | bigbox | 2 | 14066.43 | 151410 | GIA | 487000 | Ash Rd T1 / Kelloggs (Wrexham) T1 / Kelloggs (Wrexham) T2 | inside-area | 0.58 | BRYMBO GT1 / LEGACY LOCAL GT1 / MARCHWIEL GT1 / MARCHWIEL GT2 / WREXHAM GT1 | LEGACY | SPM | 5.2 | primary | 5.2336 | Green | 20 | 14.7664 | thermal | 0 | 0 | 0 | 0 | 3.5 | BRYMBO GT1 / LEGACY LOCAL GT1 / MARCHWIEL GT1 / MARCHWIEL GT2 / WREXHAM GT1 | 41.8508 | GREEN | 1.6 |  |  | 0 | 0 | 0 | 20 |  |  |  |  | Green (Over 5% headroom) | 37077 | 24 | 22.35 | 1266 | 37 | 5129905 | [9 empty] | Legacy | LEGACY | 5 | 1714 | 1714 | 0 | 0 | 0 | 2024-08 | [12 empty] | 53.0449 | -2.9249 | SPM-ASH_RD_T1_KELLOGGS_WREXHAM_T1_KELLOGGS_WREXHAM_T2 | 1224697000;12380214000 | SP Energy Networks open data (API key): NDP SPM primary-group polygons + Capacity Heatmaps Information Model SPM + LTDS appendices 3/6 + NSHR
2927 | 33.9 | UNIT 2, RIVERVIEW ROAD | WIRRAL | CH62 3RL | Wirral |  | Warehouse And Premises | industrial | 2 | 19014.14 | 204666 | GIA | 797000 | Bxl Bromborough T1 / Tulip T1 | inside-area | 0.16 | BROMBOROUGH GT3 / ROCK FERRY GT2 | BIRKENHEAD | SPM | 2.9 | primary | 2.861 | Green | 10 | 6.084 | thermal | 2.1 | 1.9 | 0 | 4 | 2.4 | BROMBOROUGH GT3 / ROCK FERRY GT2 | 21.814 | GREEN | 0 |  |  | 0 | 0 | 0 | 10 |  |  |  |  | Green (Over 5% headroom) | 20677 | 10 | 30.22 | 475 | 28 | 1617251 | [9 empty] | Capenhurst | BIRKENHEAD | 0 | 0 | 0 | 0 | 0 | 90 |  | 42201786 | B8 Storage or Distribution | 2813 | A | Grid Supplied Electricity | 5 | 1 | Air Conditioning | 2020-06-17 |  | 1 | FALSE | 53.335 | -2.9607 | SPM-BXL_BROMBOROUGH_T1_TULIP_T1 | 13457889000;13850799000 | SP Energy Networks open data (API key): NDP SPM primary-group polygons + Capacity Heatmaps Information Model SPM + LTDS appendices 3/6 + NSHR
2928 | 33.9 | UNITS 12 - 17 & UNITS 17C & 17D, PLANTATION PARK, PLANTATION ROAD | WIRRAL | CH62 3RN | Wirral |  | Warehouse And Premises | industrial | 1 | 17145.32 | 184551 | GIA | 580000 | Bxl Bromborough T1 / Tulip T1 | inside-area | 0.48 | BROMBOROUGH GT3 / ROCK FERRY GT2 | BIRKENHEAD | SPM | 2.9 | primary | 2.861 | Green | 10 | 6.084 | thermal | 2.1 | 1.9 | 0 | 4 | 2.4 | BROMBOROUGH GT3 / ROCK FERRY GT2 | 21.814 | GREEN | 0 |  |  | 0 | 0 | 0 | 10 |  |  |  |  | Green (Over 5% headroom) | 20677 | 11 | 27.25 | 429 | 28 | 1637366 | [9 empty] | Capenhurst | BIRKENHEAD | 0 | 0 | 0 | 0 | 0 | 90 | [13 empty] | 53.3367 | -2.9695 | SPM-BXL_BROMBOROUGH_T1_TULIP_T1 | 14654567000 | SP Energy Networks open data (API key): NDP SPM primary-group polygons + Capacity Heatmaps Information Model SPM + LTDS appendices 3/6 + NSHR
2929 | 33.9 | FORMERLY MERSEYBEAMS LTD, RIVERBANK ROAD | WIRRAL | CH62 3LQ | Wirral | PRESTRESSED FLOORS LTD | Office, Vacant Warehouse And Premises | industrial | 1 | 1849.7 | 19910 | GIA | 127000 | Bxl Bromborough T1 / Tulip T1 | inside-area | 1.43 | BROMBOROUGH GT3 / ROCK FERRY GT2 | BIRKENHEAD | SPM | 2.9 | primary | 2.861 | Green | 10 | 6.084 | thermal | 2.1 | 1.9 | 0 | 4 | 2.4 | BROMBOROUGH GT3 / ROCK FERRY GT2 | 21.814 | GREEN | 0 |  |  | 0 | 0 | 0 | 10 |  |  |  |  | Green (Over 5% headroom) | 20677 | 100 | 2.94 | 129 | 28 | 1802007 | [9 empty] | Capenhurst | BIRKENHEAD | 0 | 0 | 0 | 0 | 0 | 90 | [13 empty] | 53.3417 | -2.9818 | SPM-BXL_BROMBOROUGH_T1_TULIP_T1 | 7250951000 | SP Energy Networks open data (API key): NDP SPM primary-group polygons + Capacity Heatmaps Information Model SPM + LTDS appendices 3/6 + NSHR
2930 | 33.9 | UNIT 3, PLANTATION COURT, PLANTATION ROAD | WIRRAL | CH62 3QF | Wirral |  | Warehouse And Premises | industrial | 1 | 1213.1 | 13058 | GIA | 74500 | Bxl Bromborough T1 / Tulip T1 | inside-area | 0.32 | BROMBOROUGH GT3 / ROCK FERRY GT2 | BIRKENHEAD | SPM | 2.9 | primary | 2.861 | Green | 10 | 6.084 | thermal | 2.1 | 1.9 | 0 | 4 | 2.4 | BROMBOROUGH GT3 / ROCK FERRY GT2 | 21.814 | GREEN | 0 |  |  | 0 | 0 | 0 | 10 |  |  |  |  | Green (Over 5% headroom) | 20677 | 100 | 1.93 | 30 | 28 | 1808859 | [9 empty] | Capenhurst | BIRKENHEAD | 0 | 0 | 0 | 0 | 0 | 90 | [13 empty] | 53.3335 | -2.9648 | SPM-BXL_BROMBOROUGH_T1_TULIP_T1 | 3138826000 | SP Energy Networks open data (API key): NDP SPM primary-group polygons + Capacity Heatmaps Information Model SPM + LTDS appendices 3/6 + NSHR
2931 | 33.9 | UNIT 1-2 PLANTATION BUSINESS PARK, STADIUM ROAD | WIRRAL | CH62 3RN | Wirral |  | Warehouse And Premises | industrial | 1 | 1132.85 | 12194 | GIA | 71000 | Bxl Bromborough T1 / Tulip T1 | inside-area | 0.48 | BROMBOROUGH GT3 / ROCK FERRY GT2 | BIRKENHEAD | SPM | 2.9 | primary | 2.861 | Green | 10 | 6.084 | thermal | 2.1 | 1.9 | 0 | 4 | 2.4 | BROMBOROUGH GT3 / ROCK FERRY GT2 | 21.814 | GREEN | 0 |  |  | 0 | 0 | 0 | 10 |  |  |  |  | Green (Over 5% headroom) | 20677 | 100 | 1.8 | 28 | 28 | 1809723 | [9 empty] | Capenhurst | BIRKENHEAD | 0 | 0 | 0 | 0 | 0 | 90 |  | 42170379 | Offices and Workshop Businesses | 509 | C | Natural Gas | 3 |  | Heating and Natural Ventilation | 2023-08-16 |  | 0.5 | FALSE | 53.3367 | -2.9695 | SPM-BXL_BROMBOROUGH_T1_TULIP_T1 | 11407536000 | SP Energy Networks open data (API key): NDP SPM primary-group polygons + Capacity Heatmaps Information Model SPM + LTDS appendices 3/6 + NSHR
2932 | 33.9 | UNIT 12 STADIUM COURT, STADIUM ROAD | WIRRAL | CH62 3RP | Wirral |  | Warehouse, Office And Premises | industrial | 1 | 1062.08 | 11432 | GIA | 72000 | Bxl Bromborough T1 / Tulip T1 | inside-area | 0.38 | BROMBOROUGH GT3 / ROCK FERRY GT2 | BIRKENHEAD | SPM | 2.9 | primary | 2.861 | Green | 10 | 6.084 | thermal | 2.1 | 1.9 | 0 | 4 | 2.4 | BROMBOROUGH GT3 / ROCK FERRY GT2 | 21.814 | GREEN | 0 |  |  | 0 | 0 | 0 | 10 |  |  |  |  | Green (Over 5% headroom) | 20677 | 100 | 1.69 | 74 | 28 | 1810485 | [9 empty] | Capenhurst | BIRKENHEAD | 0 | 0 | 0 | 0 | 0 | 90 |  | 42175718 | B2 to B7 General Industrial and Special Industrial Groups | 543 | C | Grid Supplied Electricity | 3 |  | Heating and Natural Ventilation | 2016-10-05 |  | 0.67 | FALSE | 53.3363 | -2.9682 | SPM-BXL_BROMBOROUGH_T1_TULIP_T1 | 6044104000 | SP Energy Networks open data (API key): NDP SPM primary-group polygons + Capacity Heatmaps Information Model SPM + LTDS appendices 3/6 + NSHR
2933 | 33.9 | MARKET HALL, MARKET SQUARE | BLAENAU FFESTINIOG | LL41 4NH | Gwynedd |  | Store And Premises | industrial | 1 | 1025.9 | 11043 | GIA | 7600 | Manod T1 | inside-area | 1.12 | FOUR CROSSES GT2 / MAENTWROG GT1 / MAENTWROG GT2 | TRAWSFYNYDD | SPM | 2.9 | primary | 2.85 | Green | 4 | 1.15 | thermal | 0 | 0 | 0 | 0 | 2.7 | FOUR CROSSES GT2 / MAENTWROG GT1 / MAENTWROG GT2 | 4.306 | GREEN | 0 |  |  | 0 | 0 | 0 | 4 |  |  |  |  | Green (Over 5% headroom) | 20677 | 100 | 1.63 | 26 | 0 | 0 | [9 empty] | Trawsfynydd | TRAWSFYNYDD | 1 | 940 | 0 | 0 | 0 | 10 | 2037-11 | [12 empty] | 52.9589 | -3.9316 | SPM-MANOD_T1 | 137636202 | SP Energy Networks open data (API key): NDP SPM primary-group polygons + Capacity Heatmaps Information Model SPM + LTDS appendices 3/6 + NSHR
2934 | 33.9 | UNIT 17A, PLANTATION PARK, PLANTATION ROAD | WIRRAL | CH62 3RN | Wirral |  | Warehouse And Premises | industrial | 1 | 1022.74 | 11009 | GIA | 45250 | Bxl Bromborough T1 / Tulip T1 | inside-area | 0.48 | BROMBOROUGH GT3 / ROCK FERRY GT2 | BIRKENHEAD | SPM | 2.9 | primary | 2.861 | Green | 10 | 6.084 | thermal | 2.1 | 1.9 | 0 | 4 | 2.4 | BROMBOROUGH GT3 / ROCK FERRY GT2 | 21.814 | GREEN | 0 |  |  | 0 | 0 | 0 | 10 |  |  |  |  | Green (Over 5% headroom) | 20677 | 100 | 1.63 | 26 | 28 | 1810908 | [9 empty] | Capenhurst | BIRKENHEAD | 0 | 0 | 0 | 0 | 0 | 90 |  | 42205229 | B8 Storage or Distribution | 2422 | C | Grid Supplied Electricity | 5 |  | Unconditioned | 2021-10-12 |  | 0.5 | FALSE | 53.3367 | -2.9695 | SPM-BXL_BROMBOROUGH_T1_TULIP_T1 | 7944428000 | SP Energy Networks open data (API key): NDP SPM primary-group polygons + Capacity Heatmaps Information Model SPM + LTDS appendices 3/6 + NSHR
2935 | 33.7 | UNIT 1, VAUXHALL SUPPLIER PARK, NORTH ROAD | ELLESMERE PORT | CH65 1BL | Cheshire West And Chester |  | Factory And Premises; Warehouse And Premises | industrial | 3 | 23626.09 | 254309 | GIA | 1335000 | Hooton Main T1 | inside-area | 3.33 | BROMBOROUGH GT2 / ELLESMERE PORT GT1 / HOOTON PK GT1A / HOOTON PK GT2A | CAPENHURST | SPM | 2.8 | primary | 2.772 | Green | 7.5 | 4.659 | thermal | 0.1 | 0.2 | 0 | 0.3 | 1.2 | BROMBOROUGH GT2 / ELLESMERE PORT GT1 / HOOTON PK GT1A / HOOTON PK GT2A | 11.703 | GREEN | 0 |  |  | 0 | 0 | 0 | 7.5 |  |  |  |  | Green (Over 5% headroom) | 19964 | 8 | 37.54 | 1418 | 12 | 1108847 | [9 empty] | Capenhurst | CAPENHURST | 4 | 896.6 | 896.6 | 0 | 0 | 304 | 2029-10 | 100012593626 | B1 Offices and Workshop businesses | 12871 | D | Natural Gas | 3 |  | Heating and Mechanical Ventilation | 2018-01-03 |  | 0.67 | FALSE | 53.3055 | -2.9334 | SPM-HOOTON_MAIN_T1 | 1181016000;3600431000;3600418000 | SP Energy Networks open data (API key): NDP SPM primary-group polygons + Capacity Heatmaps Information Model SPM + LTDS appendices 3/6 + NSHR
2936 | 33.7 | 8, BOLESWORTH CAMPUS, CHOWLEY OAK LANE | CHESTER | CH3 9GA | Cheshire West And Chester |  | Offices And Premises | office | 2 | 2412.93 | 25973 | NIA | 272000 | Chowley T1 / Chowley T2 | inside-area | 0.49 | BRYMBO GT1 / LEGACY LOCAL GT1 / MARCHWIEL GT1 / MARCHWIEL GT2 / WREXHAM GT1 | LEGACY | SPM | 2.8 | primary | 2.822 | Green | 10 | 6.64 | thermal | 1.1 | 0.2 | 1.3 | 1.3 | 2.2 | BRYMBO GT1 / LEGACY LOCAL GT1 / MARCHWIEL GT1 / MARCHWIEL GT2 / WREXHAM GT1 | 41.8508 | GREEN | 1.6 |  |  | 0 | 0 | 0 | 10 |  |  |  |  | Green (Over 5% headroom) | 19964 | 77 | 3.83 | 169 | 5 | 85577 | [9 empty] | Capenhurst | LEGACY | 5 | 1714 | 1714 | 0 | 0 | 0 | 2024-08 | 10093483943 | B1 Offices and Workshop businesses | 1249 | B | Grid Supplied Electricity | 4 |  | Air Conditioning | 2015-04-29 |  | 0.67 | FALSE | 53.1029 | -2.7823 | SPM-CHOWLEY_T1_CHOWLEY_T2 | 15162711000;15163792000 | SP Energy Networks open data (API key): NDP SPM primary-group polygons + Capacity Heatmaps Information Model SPM + LTDS appendices 3/6 + NSHR
2937 | 33.7 | THE CANE FACTORY, CANE HOUSE, HOOTON ROAD | ELLESMERE PORT | CH66 7NL | Cheshire West And Chester |  | Workshop And Premises | industrial | 1 | 1164.8 | 12538 | GIA | 37500 | Hooton Main T1 | inside-area | 0.51 | BROMBOROUGH GT2 / ELLESMERE PORT GT1 / HOOTON PK GT1A / HOOTON PK GT2A | CAPENHURST | SPM | 2.8 | primary | 2.772 | Green | 7.5 | 4.659 | thermal | 0.1 | 0.2 | 0 | 0.3 | 1.2 | BROMBOROUGH GT2 / ELLESMERE PORT GT1 / HOOTON PK GT1A / HOOTON PK GT2A | 11.703 | GREEN | 0 |  |  | 0 | 0 | 0 | 7.5 |  |  |  |  | Green (Over 5% headroom) | 19964 | 100 | 1.85 | 52 | 12 | 1350618 | [9 empty] | Capenhurst | CAPENHURST | 4 | 896.6 | 896.6 | 0 | 0 | 304 | 2029-10 | 200001486386 | Offices and Workshop Businesses | 1704 | B | Grid Supplied Electricity | 3 |  | Heating and Natural Ventilation | 2026-04-07 |  | 0.67 | FALSE | 53.2982 | -2.9741 | SPM-HOOTON_MAIN_T1 | 14412115000 | SP Energy Networks open data (API key): NDP SPM primary-group polygons + Capacity Heatmaps Information Model SPM + LTDS appendices 3/6 + NSHR
2938 | 33.7 | CHESHIRE WORKSHOPS, HIGHER BURWARDSLEY | CHESTER | CH3 9PF | Cheshire West And Chester |  | Shop, Workshop And Premises | industrial | 1 | 1146.07 | 12336 | NIA | 39750 | Chowley T1 / Chowley T2 | inside-area | 4.78 | BRYMBO GT1 / LEGACY LOCAL GT1 / MARCHWIEL GT1 / MARCHWIEL GT2 / WREXHAM GT1 | LEGACY | SPM | 2.8 | primary | 2.822 | Green | 10 | 6.64 | thermal | 1.1 | 0.2 | 1.3 | 1.3 | 2.2 | BRYMBO GT1 / LEGACY LOCAL GT1 / MARCHWIEL GT1 / MARCHWIEL GT2 / WREXHAM GT1 | 41.8508 | GREEN | 1.6 |  |  | 0 | 0 | 0 | 10 |  |  |  |  | Green (Over 5% headroom) | 19964 | 100 | 1.82 | 52 | 5 | 99214 | [9 empty] | Capenhurst | LEGACY | 5 | 1714 | 1714 | 0 | 0 | 0 | 2024-08 | [12 empty] | 53.1049 | -2.7173 | SPM-CHOWLEY_T1_CHOWLEY_T2 | 42852132 | SP Energy Networks open data (API key): NDP SPM primary-group polygons + Capacity Heatmaps Information Model SPM + LTDS appendices 3/6 + NSHR
2939 | 33.6 | THE CO-OPERATIVE GROUP DISTRIBUTION CENTRE LEA GREEN, ELTON HEAD ROAD | ST HELENS | WA9 5AX | St Helens |  | Warehouse And Premises | industrial | 2 | 118740.7 | 1278113 | GIA | 9750000 | British Sidac T1 / Sherdley Rd T1 / St Helens Linkway T1 / Watery La T1 | inside-area | 1.83 | BOLD G2B / RAVENHEAD G1A2 / ST HELENS GT2A | RAINHILL | SPM | 8.3 | primary | 8.276 | Green | 18.2 | 9.924 | thermal | 0 | 5 | 0.9 | 5 | 6 | BOLD G4B / RAVENHEAD G1A2 / ST HELENS GT2A | 20.6708 | GREEN | 0 |  |  | 0 | 0 | 0 | 18.2 |  |  |  |  | Green (Over 5% headroom) | 59180 | 5 | 188.69 | 2969 | 21 | 830746 | [9 empty] | Rainhill | RAINHILL | 1 | 85.5 | 85.5 | 0 | 0 | 57 | 2026-09 | [12 empty] | 53.4269 | -2.733 | SPM-BRITISH_SIDAC_T1_SHERDLEY_RD_T1_ST_HELENS_LINKWAY_T1_WATERY_ | 7996705000;7996705000 | SP Energy Networks open data (API key): NDP SPM primary-group polygons + Capacity Heatmaps Information Model SPM + LTDS appendices 3/6 + NSHR
2940 | 33.6 | FRESENIUS-KABI CESTRIAN COURT, EASTGATE WAY | RUNCORN | WA7 1NT | Halton |  | Warehouse And Premises | industrial | 1 | 15811.76 | 170196 | GIA | 1140000 | Manor Pk T1 / Norton Chains T1 | inside-area | 1.38 | DUTTON GT2 / MOORE GT1 / PERCIVAL LA GT1 | FRODSHAM - INCE | SPM | 2.7 | primary | 2.699 | Green | 10 | 7.301 | thermal | 0 | 0 | 0 | 0 | 1.8 | DUTTON GT2 / MOORE GT1 / PERCIVAL LA GT1 | 32.616 | GREEN | 0 |  |  | 0 | 0 | 0 | 10 |  |  |  |  | Green (Over 5% headroom) | 19251 | 11 | 25.13 | 395 | 13 | 2428499 | [9 empty] | Fiddlers Ferry | FRODSHAM | 5 | 1090 | 1090 | 0 | 0 | 0 | 2029-04 | 10093157471 | B8 Storage or Distribution | 10645 | B | Grid Supplied Electricity | 5 | 2 | Air Conditioning | 2019-06-07 |  | 0.75 | FALSE | 53.3564 | -2.6555 | SPM-MANOR_PK_T1_NORTON_CHAINS_T1 | 5092771000 | SP Energy Networks open data (API key): NDP SPM primary-group polygons + Capacity Heatmaps Information Model SPM + LTDS appendices 3/6 + NSHR
2941 | 33.6 | UNIT MC19, MAES Y CLAWDD INDUSTRIAL ESTATE | OSWESTRY | SY10 8NN | Shropshire |  | Warehouse And Premises | industrial | 1 | 1780.5 | 19165 | GIA | 100000 | Maes-Y-Clawdd T1 | inside-area | 0.07 | LEGACY LOCAL GT2 / NEWTOWN GT2 / OSWESTRY GT8 / WELSHPOOL GT1 | LEGACY | SPM | 2.7 | primary | 2.732 | Green | 7.5 | 4.768 | thermal | 0 | 0 | 0 | 0 | 1.7 | LEGACY LOCAL GT2 / NEWTOWN GT2 / OSWESTRY GT8 / WELSHPOOL GT1 | 60.6676 | GREEN | 0 |  |  | 0 | 0 | 0 | 7.5 |  |  |  |  | Green (Over 5% headroom) | 19251 | 100 | 2.83 | 45 | 24 | 975811 | [9 empty] | Legacy | LEGACY | 5 | 1714 | 1714 | 0 | 0 | 0 | 2024-08 | 10007021122 | A1/A2 Retail and Financial/Professional services | 777 | D | Oil | 3 |  | Heating and Natural Ventilation | 2012-01-18 |  | 0.75 | FALSE | 52.8456 | -3.034 | SPM-MAES_Y_CLAWDD_T1 | 2168201000 | SP Energy Networks open data (API key): NDP SPM primary-group polygons + Capacity Heatmaps Information Model SPM + LTDS appendices 3/6 + NSHR
2942 | 33.6 | UNIT 3-5 MO28, MILE OAK INDUSTRIAL ESTATE, MAESBURY ROAD | OSWESTRY | SY10 8GA | Shropshire |  | Warehouse And Premises | industrial | 1 | 1730.73 | 18629 | GIA | 76500 | Maes-Y-Clawdd T1 | inside-area | 0.52 | LEGACY LOCAL GT2 / NEWTOWN GT2 / OSWESTRY GT8 / WELSHPOOL GT1 | LEGACY | SPM | 2.7 | primary | 2.732 | Green | 7.5 | 4.768 | thermal | 0 | 0 | 0 | 0 | 1.7 | LEGACY LOCAL GT2 / NEWTOWN GT2 / OSWESTRY GT8 / WELSHPOOL GT1 | 60.6676 | GREEN | 0 |  |  | 0 | 0 | 0 | 7.5 |  |  |  |  | Green (Over 5% headroom) | 19251 | 100 | 2.75 | 43 | 24 | 976347 | [9 empty] | Legacy | LEGACY | 5 | 1714 | 1714 | 0 | 0 | 0 | 2024-08 | [12 empty] | 52.845 | -3.0421 | SPM-MAES_Y_CLAWDD_T1 | 9670212000 | SP Energy Networks open data (API key): NDP SPM primary-group polygons + Capacity Heatmaps Information Model SPM + LTDS appendices 3/6 + NSHR
2943 | 33.6 | UNITS MO27 & MO29, MILE OAK INDUSTRIAL ESTATE, MAESBURY ROAD | OSWESTRY | SY10 8GA | Shropshire |  | Warehouse And Premises | industrial | 1 | 1649.2 | 17752 | GIA | 75500 | Maes-Y-Clawdd T1 | inside-area | 0.52 | LEGACY LOCAL GT2 / NEWTOWN GT2 / OSWESTRY GT8 / WELSHPOOL GT1 | LEGACY | SPM | 2.7 | primary | 2.732 | Green | 7.5 | 4.768 | thermal | 0 | 0 | 0 | 0 | 1.7 | LEGACY LOCAL GT2 / NEWTOWN GT2 / OSWESTRY GT8 / WELSHPOOL GT1 | 60.6676 | GREEN | 0 |  |  | 0 | 0 | 0 | 7.5 |  |  |  |  | Green (Over 5% headroom) | 19251 | 100 | 2.62 | 41 | 24 | 977224 | [9 empty] | Legacy | LEGACY | 5 | 1714 | 1714 | 0 | 0 | 0 | 2024-08 | [12 empty] | 52.845 | -3.0421 | SPM-MAES_Y_CLAWDD_T1 | 5730901000 | SP Energy Networks open data (API key): NDP SPM primary-group polygons + Capacity Heatmaps Information Model SPM + LTDS appendices 3/6 + NSHR
2944 | 33.6 | ENTERPRISE HOUSE, MILE OAK INDUSTRIAL ESTATE, MAESBURY ROAD | OSWESTRY | SY10 8GA | Shropshire |  | Warehouse And Premises | industrial | 1 | 1518.82 | 16348 | GIA | 77500 | Maes-Y-Clawdd T1 | inside-area | 0.52 | LEGACY LOCAL GT2 / NEWTOWN GT2 / OSWESTRY GT8 / WELSHPOOL GT1 | LEGACY | SPM | 2.7 | primary | 2.732 | Green | 7.5 | 4.768 | thermal | 0 | 0 | 0 | 0 | 1.7 | LEGACY LOCAL GT2 / NEWTOWN GT2 / OSWESTRY GT8 / WELSHPOOL GT1 | 60.6676 | GREEN | 0 |  |  | 0 | 0 | 0 | 7.5 |  |  |  |  | Green (Over 5% headroom) | 19251 | 100 | 2.41 | 38 | 24 | 978628 | [9 empty] | Legacy | LEGACY | 5 | 1714 | 1714 | 0 | 0 | 0 | 2024-08 | 10096697138 | B8 Storage or Distribution | 693 | B | Oil | 4 |  | Heating and Natural Ventilation | 2014-01-31 |  | 0.75 | FALSE | 52.845 | -3.0421 | SPM-MAES_Y_CLAWDD_T1 | 10913397000 | SP Energy Networks open data (API key): NDP SPM primary-group polygons + Capacity Heatmaps Information Model SPM + LTDS appendices 3/6 + NSHR
2945 | 33.6 | GRANT WORKS, GREENFIELD ROAD | HOLYWELL | CH8 7QB | Flintshire |  | Warehouse And Premises | industrial | 1 | 1466.18 | 15782 | GIA | 16000 | Holway Rd T1 | inside-area | 1.38 | BRYMBO GT2 / HAWARDEN GT2 / HOLYWELL GT2 | CONNAHS QUAY - PENTIR - ST ASAPH | SPM | 2.7 | primary | 2.667 | Green | 7.5 | 4.833 | thermal | 0 | 0 | 0 | 0 | 1.5 | BRYMBO GT2 / HAWARDEN GT2 / HOLYWELL GT2 | 19.9178 | GREEN | 0 |  |  | 0 | 0 | 0 | 7.5 |  |  |  |  | Green (Over 5% headroom) | 19251 | 100 | 2.33 | 37 | 2 | 52272 | [9 empty] | Connahs Quay / SASA | [8 empty] | 10090462025 | A1/A2 Retail and Financial/Professional services | 594 | C | Grid Supplied Electricity | 3 |  | Heating and Natural Ventilation | 2018-07-30 |  | 1 | FALSE | 53.2851 | -3.2146 | SPM-HOLWAY_RD_T1 | 9129545000 | SP Energy Networks open data (API key): NDP SPM primary-group polygons + Capacity Heatmaps Information Model SPM + LTDS appendices 3/6 + NSHR
2946 | 33.6 | UNIT MO10, MILE OAK INDUSTRIAL ESTATE, MAESBURY ROAD | OSWESTRY | SY10 8GA | Shropshire |  | Warehouse And Premises | industrial | 1 | 1403.66 | 15109 | GIA | 63500 | Maes-Y-Clawdd T1 | inside-area | 0.52 | LEGACY LOCAL GT2 / NEWTOWN GT2 / OSWESTRY GT8 / WELSHPOOL GT1 | LEGACY | SPM | 2.7 | primary | 2.732 | Green | 7.5 | 4.768 | thermal | 0 | 0 | 0 | 0 | 1.7 | LEGACY LOCAL GT2 / NEWTOWN GT2 / OSWESTRY GT8 / WELSHPOOL GT1 | 60.6676 | GREEN | 0 |  |  | 0 | 0 | 0 | 7.5 |  |  |  |  | Green (Over 5% headroom) | 19251 | 100 | 2.23 | 35 | 24 | 979867 | [9 empty] | Legacy | LEGACY | 5 | 1714 | 1714 | 0 | 0 | 0 | 2024-08 | 10096697138 | B8 Storage or Distribution | 693 | B | Oil | 4 |  | Heating and Natural Ventilation | 2014-01-31 |  | 0.75 | FALSE | 52.845 | -3.0421 | SPM-MAES_Y_CLAWDD_T1 | 4569575000 | SP Energy Networks open data (API key): NDP SPM primary-group polygons + Capacity Heatmaps Information Model SPM + LTDS appendices 3/6 + NSHR
2947 | 33.6 | UNIT R15, RADFORD FIELDS, MAESBURY ROAD | OSWESTRY | SY10 8RA | Shropshire |  | Factory And Premises | industrial | 1 | 1273.58 | 13709 | GIA | 64500 | Maes-Y-Clawdd T1 | inside-area | 0.87 | LEGACY LOCAL GT2 / NEWTOWN GT2 / OSWESTRY GT8 / WELSHPOOL GT1 | LEGACY | SPM | 2.7 | primary | 2.732 | Green | 7.5 | 4.768 | thermal | 0 | 0 | 0 | 0 | 1.7 | LEGACY LOCAL GT2 / NEWTOWN GT2 / OSWESTRY GT8 / WELSHPOOL GT1 | 60.6676 | GREEN | 0 |  |  | 0 | 0 | 0 | 7.5 |  |  |  |  | Green (Over 5% headroom) | 19251 | 100 | 2.02 | 76 | 24 | 981267 | [9 empty] | Legacy | LEGACY | 5 | 1714 | 1714 | 0 | 0 | 0 | 2024-08 | [12 empty] | 52.8496 | -3.045 | SPM-MAES_Y_CLAWDD_T1 | 5742332000 | SP Energy Networks open data (API key): NDP SPM primary-group polygons + Capacity Heatmaps Information Model SPM + LTDS appendices 3/6 + NSHR
2948 | 33.6 | UNIT ME4, MILE END BUSINESS PARK | OSWESTRY | SY10 8NN | Shropshire |  | Warehouse And Premises | industrial | 1 | 1208.27 | 13006 | GIA | 52500 | Maes-Y-Clawdd T1 | inside-area | 0.07 | LEGACY LOCAL GT2 / NEWTOWN GT2 / OSWESTRY GT8 / WELSHPOOL GT1 | LEGACY | SPM | 2.7 | primary | 2.732 | Green | 7.5 | 4.768 | thermal | 0 | 0 | 0 | 0 | 1.7 | LEGACY LOCAL GT2 / NEWTOWN GT2 / OSWESTRY GT8 / WELSHPOOL GT1 | 60.6676 | GREEN | 0 |  |  | 0 | 0 | 0 | 7.5 |  |  |  |  | Green (Over 5% headroom) | 19251 | 100 | 1.92 | 30 | 24 | 981970 | [9 empty] | Legacy | LEGACY | 5 | 1714 | 1714 | 0 | 0 | 0 | 2024-08 | [12 empty] | 52.8456 | -3.034 | SPM-MAES_Y_CLAWDD_T1 | 15039285000 | SP Energy Networks open data (API key): NDP SPM primary-group polygons + Capacity Heatmaps Information Model SPM + LTDS appendices 3/6 + NSHR
2949 | 33.6 | UNIT MR7, MAESBURY ROAD | OSWESTRY | SY10 8HA | Shropshire |  | Warehouse And Premises | industrial | 1 | 1157.56 | 12460 | GIA | 45000 | Maes-Y-Clawdd T1 | inside-area | 0.67 | LEGACY LOCAL GT2 / NEWTOWN GT2 / OSWESTRY GT8 / WELSHPOOL GT1 | LEGACY | SPM | 2.7 | primary | 2.732 | Green | 7.5 | 4.768 | thermal | 0 | 0 | 0 | 0 | 1.7 | LEGACY LOCAL GT2 / NEWTOWN GT2 / OSWESTRY GT8 / WELSHPOOL GT1 | 60.6676 | GREEN | 0 |  |  | 0 | 0 | 0 | 7.5 |  |  |  |  | Green (Over 5% headroom) | 19251 | 100 | 1.84 | 29 | 24 | 982516 | [9 empty] | Legacy | LEGACY | 5 | 1714 | 1714 | 0 | 0 | 0 | 2024-08 | [12 empty] | 52.8489 | -3.042 | SPM-MAES_Y_CLAWDD_T1 | 13608875000 | SP Energy Networks open data (API key): NDP SPM primary-group polygons + Capacity Heatmaps Information Model SPM + LTDS appendices 3/6 + NSHR
2950 | 33.6 | UNIT MO39, MILE OAK INDUSTRIAL ESTATE, MAESBURY ROAD | OSWESTRY | SY10 8GA | Shropshire |  | Factory And Premises | industrial | 1 | 1136.7 | 12235 | GIA | 61500 | Maes-Y-Clawdd T1 | inside-area | 0.52 | LEGACY LOCAL GT2 / NEWTOWN GT2 / OSWESTRY GT8 / WELSHPOOL GT1 | LEGACY | SPM | 2.7 | primary | 2.732 | Green | 7.5 | 4.768 | thermal | 0 | 0 | 0 | 0 | 1.7 | LEGACY LOCAL GT2 / NEWTOWN GT2 / OSWESTRY GT8 / WELSHPOOL GT1 | 60.6676 | GREEN | 0 |  |  | 0 | 0 | 0 | 7.5 |  |  |  |  | Green (Over 5% headroom) | 19251 | 100 | 1.81 | 68 | 24 | 982741 | [9 empty] | Legacy | LEGACY | 5 | 1714 | 1714 | 0 | 0 | 0 | 2024-08 | 10096697138 | B8 Storage or Distribution | 693 | B | Oil | 4 |  | Heating and Natural Ventilation | 2014-01-31 |  | 0.75 | FALSE | 52.845 | -3.0421 | SPM-MAES_Y_CLAWDD_T1 | 2169686000 | SP Energy Networks open data (API key): NDP SPM primary-group polygons + Capacity Heatmaps Information Model SPM + LTDS appendices 3/6 + NSHR
2951 | 33.6 | UNIT GM3, GLOVERS MEADOW, MAESBURY ROAD | OSWESTRY | SY10 8NH | Shropshire |  | Workshop And Premises | industrial | 1 | 1107.1 | 11917 | GIA | 40250 | Maes-Y-Clawdd T1 | inside-area | 0.57 | LEGACY LOCAL GT2 / NEWTOWN GT2 / OSWESTRY GT8 / WELSHPOOL GT1 | LEGACY | SPM | 2.7 | primary | 2.732 | Green | 7.5 | 4.768 | thermal | 0 | 0 | 0 | 0 | 1.7 | LEGACY LOCAL GT2 / NEWTOWN GT2 / OSWESTRY GT8 / WELSHPOOL GT1 | 60.6676 | GREEN | 0 |  |  | 0 | 0 | 0 | 7.5 |  |  |  |  | Green (Over 5% headroom) | 19251 | 100 | 1.76 | 50 | 24 | 983059 | [9 empty] | Legacy | LEGACY | 5 | 1714 | 1714 | 0 | 0 | 0 | 2024-08 | 10096696835 | Storage or Distribution | 1300 | C | Other | 3 |  | Unconditioned | 2024-06-26 |  | 0.5 | FALSE | 52.849 | -3.0397 | SPM-MAES_Y_CLAWDD_T1 | 2167921000 | SP Energy Networks open data (API key): NDP SPM primary-group polygons + Capacity Heatmaps Information Model SPM + LTDS appendices 3/6 + NSHR
2952 | 33.6 | STUART ROAD | RUNCORN | WA7 1TH | Halton | RENNICKS (UK) LTD | Warehouse And Premises | industrial | 1 | 1044.5 | 11243 | GIA | 60000 | Manor Pk T1 / Norton Chains T1 | inside-area | 0.34 | DUTTON GT2 / MOORE GT1 / PERCIVAL LA GT1 | FRODSHAM - INCE | SPM | 2.7 | primary | 2.699 | Green | 10 | 7.301 | thermal | 0 | 0 | 0 | 0 | 1.8 | DUTTON GT2 / MOORE GT1 / PERCIVAL LA GT1 | 32.616 | GREEN | 0 |  |  | 0 | 0 | 0 | 10 |  |  |  |  | Green (Over 5% headroom) | 19251 | 100 | 1.66 | 26 | 13 | 2587452 | [9 empty] | Fiddlers Ferry | FRODSHAM | 5 | 1090 | 1090 | 0 | 0 | 0 | 2029-04 | [12 empty] | 53.3513 | -2.6688 | SPM-MANOR_PK_T1_NORTON_CHAINS_T1 | 173823137 | SP Energy Networks open data (API key): NDP SPM primary-group polygons + Capacity Heatmaps Information Model SPM + LTDS appendices 3/6 + NSHR
2953 | 33.5 | 286-316, SCOTLAND ROAD | LIVERPOOL | L5 5AE | Liverpool |  | Offices And Premises | office | 1 | 1404.7 | 15120 | NIA | 82000 | Everton Brow T1 / Gardners Row T1 / Sheil Pk T1 | inside-area | 0.75 | BOOTLE GT2A / BURLINGTON ST GT1 / LISTER DV A GT2 | LISTER DRIVE | SPM | 7.1 | primary | 7.058 | Green | 17.5 | 10.442 | thermal | 0 | 1.1 | 7.4 | 1.1 | 5.2 | BOOTLE GT2A / BURLINGTON ST GT1 / LISTER DV A GT2 | 61.868 | GREEN | 0 |  |  | 0 | 0 | 0 | 17.5 |  |  |  |  | Green (Over 5% headroom) | 50624 | 100 | 2.23 | 98 | 20 | 714111 | [9 empty] | Lister Drive | LISTER DRIVE | 2 | 114 | 114 | 0 | 57 | 20 | 2026-09 |  | Residential Spaces | 1425 | E | Natural Gas | 3 |  | Heating and Natural Ventilation | 2024-10-21 |  | 1 | FALSE | 53.4209 | -2.9815 | SPM-EVERTON_BROW_T1_GARDNERS_ROW_T1_SHEIL_PK_T1 | 400980134 | SP Energy Networks open data (API key): NDP SPM primary-group polygons + Capacity Heatmaps Information Model SPM + LTDS appendices 3/6 + NSHR
2954 | 33.5 | 212 H, BOALER STREET | LIVERPOOL | L6 6AE | Liverpool |  | Offices And Premises | office | 1 | 1003.1 | 10797 | NIA | 89500 | Everton Brow T1 / Gardners Row T1 / Sheil Pk T1 | inside-area | 1.73 | BOOTLE GT2A / BURLINGTON ST GT1 / LISTER DV A GT2 | LISTER DRIVE | SPM | 7.1 | primary | 7.058 | Green | 17.5 | 10.442 | thermal | 0 | 1.1 | 7.4 | 1.1 | 5.2 | BOOTLE GT2A / BURLINGTON ST GT1 / LISTER DV A GT2 | 61.868 | GREEN | 0 |  |  | 0 | 0 | 0 | 17.5 |  |  |  |  | Green (Over 5% headroom) | 50624 | 100 | 1.59 | 70 | 20 | 718434 | [9 empty] | Lister Drive | LISTER DRIVE | 2 | 114 | 114 | 0 | 57 | 20 | 2026-09 | 38233954 | B1 Offices and Workshop businesses | 1390 | D | Natural Gas | 3 |  | Air Conditioning | 2021-02-03 |  | 0.5 | FALSE | 53.4167 | -2.9483 | SPM-EVERTON_BROW_T1_GARDNERS_ROW_T1_SHEIL_PK_T1 | 11612804000 | SP Energy Networks open data (API key): NDP SPM primary-group polygons + Capacity Heatmaps Information Model SPM + LTDS appendices 3/6 + NSHR
2955 | 33.3 | 199, LOWER HOUSE LANE | LIVERPOOL | L11 2SF | Liverpool |  | Offices And Premises | office | 1 | 1225.5 | 13191 | NIA | 135000 | Bemrose T1 / Carr La East T1 / Lucas (Fazakerley) T1 / Norris Green T1 / West Derby T1 | inside-area | 1.44 | AINTREE GT2 / FAZAKERLEY GT1 / GILLMOSS GT2 | KIRKBY | SPM | 7 | bsp | 14.643 | Green | 37.5 | 22.857 | thermal | 0 | 0 | 0 | 0 | 9.5 | AINTREE GT2 / FAZAKERLEY GT1 / GILLMOSS GT2 | 7.016 | GREEN | 0 |  |  | 0 | 0 | 0 | 37.5 |  |  |  |  | Green (Over 5% headroom) | 49911 | 100 | 1.95 | 86 | 16 | 510414 | [9 empty] | Lister Drive | KIRKBY | 4 | 514 | 514 | 400 | 0 | 0 | 2027-08 | 38231922 | B1 Offices and Workshop businesses | 1201 | D | Natural Gas | 3 |  | Air Conditioning | 2016-11-09 |  | 1 | FALSE | 53.4482 | -2.9108 | SPM-BEMROSE_T1_CARR_LA_EAST_T1_LUCAS_FAZAKERLEY_T1_NORRIS_GREEN_ | 4299471000 | SP Energy Networks open data (API key): NDP SPM primary-group polygons + Capacity Heatmaps Information Model SPM + LTDS appendices 3/6 + NSHR
2956 | 33.2 | UNIT 21, VAUXHALL INDUSTRIAL ESTATE | WREXHAM | LL14 6HA | Wrexham |  | Factory And Premises; Warehouse And Premises; Workshop And Premises | industrial | 6 | 23681.19 | 254902 | GIA | 517500 | Johnstown T1 | inside-area | 0.14 | LEGACY LOCAL GT2 / NEWTOWN GT2 / OSWESTRY GT8 / WELSHPOOL GT1 | LEGACY | SPM | 2.4 | primary | 2.36 | Green | 7.5 | 5.14 | thermal | 0 | 0.2 | 0 | 0.2 | 1.4 | LEGACY LOCAL GT2 / NEWTOWN GT2 / OSWESTRY GT8 / WELSHPOOL GT1 | 60.6676 | GREEN | 0 |  |  | 0 | 0 | 0 | 7.5 |  |  |  |  | Green (Over 5% headroom) | 17112 | 7 | 37.63 | 1421 | 6 | 298260 | [9 empty] | Legacy | LEGACY | 5 | 1714 | 1714 | 0 | 0 | 0 | 2024-08 | [12 empty] | 53.0009 | -3.039 | SPM-JOHNSTOWN_T1 | 247098206;13814228000;14786773000;14805599000;14648104000;5702531000 | SP Energy Networks open data (API key): NDP SPM primary-group polygons + Capacity Heatmaps Information Model SPM + LTDS appendices 3/6 + NSHR
2957 | 33.2 | THE CREAMERY | DENBIGH | LL16 4HH | Denbighshire | DAIRY FARMERS OF BRITAIN | Factory And Premises | industrial | 1 | 15830.02 | 170393 | GIA | 312500 | Llandyrnog T1 | inside-area | 0.35 | HOLYWELL GT1 / RHYL GT1 / ST ASAPH GT2 / ST ASAPH GT4 | CONNAHS QUAY - PENTIR - ST ASAPH | SPM | 2.4 | primary | 2.438 | Green | 5 | 2.51 | thermal | 0.1 | 0.1 | 0 | 0.2 | 2.2 | HOLYWELL GT1 / RHYL GT1 / ST ASAPH GT2 / ST ASAPH GT4 | 22.4768 | GREEN | 0 |  |  | 0 | 0 | 0 | 5 |  |  |  |  | Green (Over 5% headroom) | 17112 | 10 | 25.16 | 950 | 1 | 10989 | [9 empty] | Connahs Quay / SASA | [8 empty] | 10003931225 | B2 to B7 General Industrial and Special Industrial Groups | 13773 | C | Grid Supplied Electricity | 3 | 1 | Air Conditioning | 2021-04-07 |  | 1 | FALSE | 53.1814 | -3.3353 | SPM-LLANDYRNOG_T1 | 6094732000 | SP Energy Networks open data (API key): NDP SPM primary-group polygons + Capacity Heatmaps Information Model SPM + LTDS appendices 3/6 + NSHR
2958 | 33.2 | FP MCCANN LTD, BYLEY ROAD | MIDDLEWICH | CW10 9RJ | Cheshire West And Chester |  | Factory And Premises | industrial | 1 | 14854.21 | 159889 | GIA | 790000 | Middlewich T1 | inside-area | 3.69 | ELWORTH GT1 / ELWORTH GT2 / KNUTSFORD GT1 / KNUTSFORD GT2 | CARRINGTON - FIDDLERS FERRY | SPM | 2.4 | primary | 2.437 | Green | 7.5 | 5.063 | thermal | 0 | 0 | 0 | 0 | 1.4 | ELWORTH GT1 / ELWORTH GT2 / KNUTSFORD GT1 / KNUTSFORD GT2 | 26.603 | GREEN | 0 |  |  | 0 | 0 | 0 | 7.5 |  |  |  |  | Green (Over 5% headroom) | 17112 | 11 | 23.6 | 891 | 17 | 983254 | [9 empty] | Frodsham | CARRINGTON | 5 | 2186.9 | 2186.9 | 0 | 0 | 930 | 2026-05 | [12 empty] | 53.2282 | -2.4069 | SPM-MIDDLEWICH_T1 | 11690012000 | SP Energy Networks open data (API key): NDP SPM primary-group polygons + Capacity Heatmaps Information Model SPM + LTDS appendices 3/6 + NSHR
2959 | 33.2 | HILDEN HOUSE, SANKEY STREET | WARRINGTON | WA1 1LA | Warrington |  | Offices And Premises | office | 1 | 4708.2 | 50679 | GIA | 417500 | Crossfields T1 / Crossfields T2 / Levers Crossfields T3 / Gatewarth Sewage T1 | inside-area | 2.13 | SANKEY BRIDGES GT3 / WARRINGTON GT5 | CARRINGTON - FIDDLERS FERRY | SPM | 2.4 | bsp | 20.251 | Green | 30 | 9.749 | thermal | 0 | 2 | 0 | 2 | 19.4 | SANKEY BRIDGES GT3 / WARRINGTON GT5 | 2.392 | AMBER | 0 |  |  | 0 | 0 | 0 | 30 |  |  |  |  | Green (Over 5% headroom) | 17112 | 34 | 7.48 | 330 | 8 | 194909 | [9 empty] | Fiddlers Ferry | CARRINGTON | 5 | 2186.9 | 2186.9 | 0 | 0 | 930 | 2026-05 | 10008657485 | Offices and Workshop Businesses | 5667 | C | Natural Gas | 3 | 3 | Heating and Natural Ventilation | 2022-11-15 |  | 1 | FALSE | 53.3883 | -2.5997 | SPM-CROSSFIELDS_T1_CROSSFIELDS_T2_LEVERS_CROSSFIELDS_T3_GATEWART | 3875986000 | SP Energy Networks open data (API key): NDP SPM primary-group polygons + Capacity Heatmaps Information Model SPM + LTDS appendices 3/6 + NSHR
2960 | 33.2 | NORTHWEST DEVELOPMENT AGENCY, CENTRE PARK, LAKESIDE DRIVE | WARRINGTON | WA1 1QF | Warrington |  | Offices And Premises | office | 1 | 3953.92 | 42560 | NIA | 482500 | Crossfields T1 / Crossfields T2 / Levers Crossfields T3 / Gatewarth Sewage T1 | inside-area | 2.18 | SANKEY BRIDGES GT3 / WARRINGTON GT5 | CARRINGTON - FIDDLERS FERRY | SPM | 2.4 | bsp | 20.251 | Green | 30 | 9.749 | thermal | 0 | 2 | 0 | 2 | 19.4 | SANKEY BRIDGES GT3 / WARRINGTON GT5 | 2.392 | AMBER | 0 |  |  | 0 | 0 | 0 | 30 |  |  |  |  | Green (Over 5% headroom) | 17112 | 40 | 6.28 | 277 | 8 | 203028 | [9 empty] | Fiddlers Ferry | CARRINGTON | 5 | 2186.9 | 2186.9 | 0 | 0 | 930 | 2026-05 | [12 empty] | 53.384 | -2.5967 | SPM-CROSSFIELDS_T1_CROSSFIELDS_T2_LEVERS_CROSSFIELDS_T3_GATEWART | 2415058000 | SP Energy Networks open data (API key): NDP SPM primary-group polygons + Capacity Heatmaps Information Model SPM + LTDS appendices 3/6 + NSHR
2961 | 33.2 | FRANKIES TYRES AT 292, LIVERPOOL ROAD | WARRINGTON | WA5 1DP | Warrington |  | Workshop And Premises | industrial | 1 | 1557.21 | 16762 | GIA | 50500 | Crossfields T1 / Crossfields T2 / Levers Crossfields T3 / Gatewarth Sewage T1 | inside-area | 0.45 | SANKEY BRIDGES GT3 / WARRINGTON GT5 | CARRINGTON - FIDDLERS FERRY | SPM | 2.4 | bsp | 20.251 | Green | 30 | 9.749 | thermal | 0 | 2 | 0 | 2 | 19.4 | SANKEY BRIDGES GT3 / WARRINGTON GT5 | 2.392 | AMBER | 0 |  |  | 0 | 0 | 0 | 30 |  |  |  |  | Green (Over 5% headroom) | 17112 | 100 | 2.47 | 70 | 8 | 228826 | [9 empty] | Fiddlers Ferry | CARRINGTON | 5 | 2186.9 | 2186.9 | 0 | 0 | 930 | 2026-05 | 10090374271 | Storage or Distribution | 1905 | C | Grid Supplied Electricity | 3 |  | Heating and Natural Ventilation | 2023-05-07 |  | 1 | FALSE | 53.3835 | -2.6245 | SPM-CROSSFIELDS_T1_CROSSFIELDS_T2_LEVERS_CROSSFIELDS_T3_GATEWART | 14272423000 | SP Energy Networks open data (API key): NDP SPM primary-group polygons + Capacity Heatmaps Information Model SPM + LTDS appendices 3/6 + NSHR
2962 | 33.2 | UNIT C APPLETON PARK, BARLEY CASTLE LANE | WARRINGTON | WA4 4RG | Warrington |  | Warehouse And Premises | industrial | 1 | 1531.93 | 16490 | GIA | 88500 | Gigg La Thelwall T1 / Hillcliffe T1 / Stockton Heath T1 / Stretton Ind Est T1 | inside-area | 3.7 | SANKEY BRIDGES GT3 / WARRINGTON GT5 | CARRINGTON - FIDDLERS FERRY | SPM | 2.4 | bsp | 10.609 | Green | 30 | 19.291 | thermal | 0.4 | 1.3 | 2.2 | 1.7 | 6.7 | SANKEY BRIDGES GT3 / WARRINGTON GT5 | 2.392 | AMBER | 0 |  |  | 0 | 0 | 0 | 30 |  |  |  |  | Green (Over 5% headroom) | 17112 | 100 | 2.43 | 38 | 26 | 1472662 | [9 empty] | Fiddlers Ferry | CARRINGTON | 5 | 2186.9 | 2186.9 | 0 | 0 | 930 | 2026-05 | 10008652978 | B2 to B7 General Industrial and Special Industrial Groups | 1887 | D | Grid Supplied Electricity | 3 |  | Heating and Natural Ventilation | 2014-06-06 |  | 0.5 | FALSE | 53.3495 | -2.5223 | SPM-GIGG_LA_THELWALL_T1_HILLCLIFFE_T1_STOCKTON_HEATH_T1_STRETTON | 2645879000 | SP Energy Networks open data (API key): NDP SPM primary-group polygons + Capacity Heatmaps Information Model SPM + LTDS appendices 3/6 + NSHR
2963 | 33.2 | RYDER PLC, BARLEY CASTLE TRADING ESTATE, LYNCASTLE WAY, BARLEY CASTLE LANE | WARRINGTON | WA4 4ST | Warrington |  | Warehouse, Offices And Premises | industrial | 1 | 1524.86 | 16413 | GIA | 107000 | Gigg La Thelwall T1 / Hillcliffe T1 / Stockton Heath T1 / Stretton Ind Est T1 | inside-area | 3.56 | SANKEY BRIDGES GT3 / WARRINGTON GT5 | CARRINGTON - FIDDLERS FERRY | SPM | 2.4 | bsp | 10.609 | Green | 30 | 19.291 | thermal | 0.4 | 1.3 | 2.2 | 1.7 | 6.7 | SANKEY BRIDGES GT3 / WARRINGTON GT5 | 2.392 | AMBER | 0 |  |  | 0 | 0 | 0 | 30 |  |  |  |  | Green (Over 5% headroom) | 17112 | 100 | 2.42 | 107 | 26 | 1472739 | [9 empty] | Fiddlers Ferry | CARRINGTON | 5 | 2186.9 | 2186.9 | 0 | 0 | 930 | 2026-05 | 10013407534 | B1 Offices and Workshop businesses | 450 | D | Oil | 3 |  | Heating and Natural Ventilation | 2013-02-13 |  | 0.5 | FALSE | 53.3511 | -2.5323 | SPM-GIGG_LA_THELWALL_T1_HILLCLIFFE_T1_STOCKTON_HEATH_T1_STRETTON | 636134137 | SP Energy Networks open data (API key): NDP SPM primary-group polygons + Capacity Heatmaps Information Model SPM + LTDS appendices 3/6 + NSHR
2964 | 33.2 | TOOLBANK HOUSE, LYNCASTLE WAY, BARLEY CASTLE TRADING ESTATE | WARRINGTON | WA4 4ST | Warrington |  | Warehouse And Premises | industrial | 1 | 1507.59 | 16228 | GIA | 92000 | Gigg La Thelwall T1 / Hillcliffe T1 / Stockton Heath T1 / Stretton Ind Est T1 | inside-area | 3.56 | SANKEY BRIDGES GT3 / WARRINGTON GT5 | CARRINGTON - FIDDLERS FERRY | SPM | 2.4 | bsp | 10.609 | Green | 30 | 19.291 | thermal | 0.4 | 1.3 | 2.2 | 1.7 | 6.7 | SANKEY BRIDGES GT3 / WARRINGTON GT5 | 2.392 | AMBER | 0 |  |  | 0 | 0 | 0 | 30 |  |  |  |  | Green (Over 5% headroom) | 17112 | 100 | 2.4 | 38 | 26 | 1472924 | [9 empty] | Fiddlers Ferry | CARRINGTON | 5 | 2186.9 | 2186.9 | 0 | 0 | 930 | 2026-05 | 10008652961 | B8 Storage or Distribution | 1927 | D | Oil | 3 |  | Heating and Natural Ventilation | 2018-09-10 |  | 0.67 | FALSE | 53.3511 | -2.5323 | SPM-GIGG_LA_THELWALL_T1_HILLCLIFFE_T1_STOCKTON_HEATH_T1_STRETTON | 14020439000 | SP Energy Networks open data (API key): NDP SPM primary-group polygons + Capacity Heatmaps Information Model SPM + LTDS appendices 3/6 + NSHR
2965 | 33.2 | UNITS 1 & 2, BROOKS LANE | MIDDLEWICH | CW10 0JH | Cheshire East |  | Warehouse And Premises | industrial | 1 | 1461.94 | 15736 | GIA | 106000 | Middlewich T1 | inside-area | 1.13 | ELWORTH GT1 / ELWORTH GT2 / KNUTSFORD GT1 / KNUTSFORD GT2 | CARRINGTON - FIDDLERS FERRY | SPM | 2.4 | primary | 2.437 | Green | 7.5 | 5.063 | thermal | 0 | 0 | 0 | 0 | 1.4 | ELWORTH GT1 / ELWORTH GT2 / KNUTSFORD GT1 / KNUTSFORD GT2 | 26.603 | GREEN | 0 |  |  | 0 | 0 | 0 | 7.5 |  |  |  |  | Green (Over 5% headroom) | 17112 | 100 | 2.32 | 37 | 17 | 1127407 | [9 empty] | Frodsham | CARRINGTON | 5 | 2186.9 | 2186.9 | 0 | 0 | 930 | 2026-05 | 10014454461 | B1 Offices and Workshop businesses | 442 | C | LPG | 3 |  | Heating and Natural Ventilation | 2021-12-31 |  | 0.67 | FALSE | 53.1919 | -2.4402 | SPM-MIDDLEWICH_T1 | 14796678000 | SP Energy Networks open data (API key): NDP SPM primary-group polygons + Capacity Heatmaps Information Model SPM + LTDS appendices 3/6 + NSHR
2966 | 33.2 | UNITS 3 & 3A, ASTON WAY | MIDDLEWICH | CW10 0HS | Cheshire East |  | Warehouse, Office And Premises | industrial | 1 | 1390.92 | 14972 | GIA | 84500 | Middlewich T1 | inside-area | 0.77 | ELWORTH GT1 / ELWORTH GT2 / KNUTSFORD GT1 / KNUTSFORD GT2 | CARRINGTON - FIDDLERS FERRY | SPM | 2.4 | primary | 2.437 | Green | 7.5 | 5.063 | thermal | 0 | 0 | 0 | 0 | 1.4 | ELWORTH GT1 / ELWORTH GT2 / KNUTSFORD GT1 / KNUTSFORD GT2 | 26.603 | GREEN | 0 |  |  | 0 | 0 | 0 | 7.5 |  |  |  |  | Green (Over 5% headroom) | 17112 | 100 | 2.21 | 97 | 17 | 1128171 | [9 empty] | Frodsham | CARRINGTON | 5 | 2186.9 | 2186.9 | 0 | 0 | 930 | 2026-05 | 10014453273 | B8 Storage or Distribution | 1378 | C | Natural Gas | 3 |  | Heating and Natural Ventilation | 2021-06-04 |  | 0.67 | FALSE | 53.1938 | -2.4359 | SPM-MIDDLEWICH_T1 | 9946447000 | SP Energy Networks open data (API key): NDP SPM primary-group polygons + Capacity Heatmaps Information Model SPM + LTDS appendices 3/6 + NSHR
2967 | 33.2 | UNIT 1, MOSS LANE | MIDDLEWICH | CW10 9NG | Cheshire West And Chester |  | Warehouse, Office And Premises | industrial | 1 | 1339.9 | 14423 | GIA | 29500 | Middlewich T1 | inside-area | 2.7 | ELWORTH GT1 / ELWORTH GT2 / KNUTSFORD GT1 / KNUTSFORD GT2 | CARRINGTON - FIDDLERS FERRY | SPM | 2.4 | primary | 2.437 | Green | 7.5 | 5.063 | thermal | 0 | 0 | 0 | 0 | 1.4 | ELWORTH GT1 / ELWORTH GT2 / KNUTSFORD GT1 / KNUTSFORD GT2 | 26.603 | GREEN | 0 |  |  | 0 | 0 | 0 | 7.5 |  |  |  |  | Green (Over 5% headroom) | 17112 | 100 | 2.13 | 94 | 17 | 1128720 | [9 empty] | Frodsham | CARRINGTON | 5 | 2186.9 | 2186.9 | 0 | 0 | 930 | 2026-05 | 200003235233 | Offices and Workshop Businesses | 1392 | D | Grid Supplied Electricity | 3 |  | Heating and Natural Ventilation | 2025-10-03 |  | 1 | FALSE | 53.2202 | -2.4139 | SPM-MIDDLEWICH_T1 | 6860386000 | SP Energy Networks open data (API key): NDP SPM primary-group polygons + Capacity Heatmaps Information Model SPM + LTDS appendices 3/6 + NSHR
2968 | 33.2 | UNIT 10 STRETTON GREEN DISTRIBUTION PARK, LANGFORD WAY, BARLEY CASTLE LANE | WARRINGTON | WA4 4TQ | Warrington |  | Warehouse And Premises | industrial | 1 | 1334.81 | 14368 | GIA | 78500 | Gigg La Thelwall T1 / Hillcliffe T1 / Stockton Heath T1 / Stretton Ind Est T1 | inside-area | 3.7 | SANKEY BRIDGES GT3 / WARRINGTON GT5 | CARRINGTON - FIDDLERS FERRY | SPM | 2.4 | bsp | 10.609 | Green | 30 | 19.291 | thermal | 0.4 | 1.3 | 2.2 | 1.7 | 6.7 | SANKEY BRIDGES GT3 / WARRINGTON GT5 | 2.392 | AMBER | 0 |  |  | 0 | 0 | 0 | 30 |  |  |  |  | Green (Over 5% headroom) | 17112 | 100 | 2.12 | 33 | 26 | 1474784 | [9 empty] | Fiddlers Ferry | CARRINGTON | 5 | 2186.9 | 2186.9 | 0 | 0 | 930 | 2026-05 | 10008652947 | B8 Storage or Distribution | 2204 | B | Natural Gas | 3 | 1 | Air Conditioning | 2016-08-01 |  | 1 | FALSE | 53.3496 | -2.5288 | SPM-GIGG_LA_THELWALL_T1_HILLCLIFFE_T1_STOCKTON_HEATH_T1_STRETTON | 12275140000 | SP Energy Networks open data (API key): NDP SPM primary-group polygons + Capacity Heatmaps Information Model SPM + LTDS appendices 3/6 + NSHR
2969 | 33.2 | CO-OPERATIVE, STRYT LAS | WREXHAM | LL14 2AN | Wrexham |  | Large Foodstore | industrial | 1 | 1334.55 | 14365 | GIA | 130000 | Johnstown T1 | inside-area | 0.66 | LEGACY LOCAL GT2 / NEWTOWN GT2 / OSWESTRY GT8 / WELSHPOOL GT1 | LEGACY | SPM | 2.4 | primary | 2.36 | Green | 7.5 | 5.14 | thermal | 0 | 0.2 | 0 | 0.2 | 1.4 | LEGACY LOCAL GT2 / NEWTOWN GT2 / OSWESTRY GT8 / WELSHPOOL GT1 | 60.6676 | GREEN | 0 |  |  | 0 | 0 | 0 | 7.5 |  |  |  |  | Green (Over 5% headroom) | 17112 | 100 | 2.12 | 33 | 6 | 538797 | [9 empty] | Legacy | LEGACY | 5 | 1714 | 1714 | 0 | 0 | 0 | 2024-08 | [12 empty] | 53.0052 | -3.0442 | SPM-JOHNSTOWN_T1 | 8467593000 | SP Energy Networks open data (API key): NDP SPM primary-group polygons + Capacity Heatmaps Information Model SPM + LTDS appendices 3/6 + NSHR
2970 | 33.2 | UNITS A2 & B1 & B2 MILLBROOK COURT, PROSPERITY WAY | MIDDLEWICH | CW10 0GE | Cheshire East |  | Warehouse And Premises | industrial | 1 | 1328.72 | 14302 | GIA | 72000 | Middlewich T1 | inside-area | 0.95 | ELWORTH GT1 / ELWORTH GT2 / KNUTSFORD GT1 / KNUTSFORD GT2 | CARRINGTON - FIDDLERS FERRY | SPM | 2.4 | primary | 2.437 | Green | 7.5 | 5.063 | thermal | 0 | 0 | 0 | 0 | 1.4 | ELWORTH GT1 / ELWORTH GT2 / KNUTSFORD GT1 / KNUTSFORD GT2 | 26.603 | GREEN | 0 |  |  | 0 | 0 | 0 | 7.5 |  |  |  |  | Green (Over 5% headroom) | 17112 | 100 | 2.11 | 33 | 17 | 1128841 | [9 empty] | Frodsham | CARRINGTON | 5 | 2186.9 | 2186.9 | 0 | 0 | 930 | 2026-05 | 10007640686 | B2 to B7 General Industrial and Special Industrial Groups | 369 | E | Grid Supplied Electricity | 3 |  | Heating and Natural Ventilation | 2020-06-15 |  | 1 | FALSE | 53.1939 | -2.4389 | SPM-MIDDLEWICH_T1 | 13714673000 | SP Energy Networks open data (API key): NDP SPM primary-group polygons + Capacity Heatmaps Information Model SPM + LTDS appendices 3/6 + NSHR
2971 | 33.2 | BARLEY CASTLE TRADING ESTATE, LYNCASTLE WAY, BARLEY CASTLE LANE | WARRINGTON | WA4 4ST | Warrington | CAPE SCAFFOLDING LTD | Warehouse And Premises | industrial | 1 | 1322.78 | 14238 | GIA | 94500 | Gigg La Thelwall T1 / Hillcliffe T1 / Stockton Heath T1 / Stretton Ind Est T1 | inside-area | 3.56 | SANKEY BRIDGES GT3 / WARRINGTON GT5 | CARRINGTON - FIDDLERS FERRY | SPM | 2.4 | bsp | 10.609 | Green | 30 | 19.291 | thermal | 0.4 | 1.3 | 2.2 | 1.7 | 6.7 | SANKEY BRIDGES GT3 / WARRINGTON GT5 | 2.392 | AMBER | 0 |  |  | 0 | 0 | 0 | 30 |  |  |  |  | Green (Over 5% headroom) | 17112 | 100 | 2.1 | 33 | 26 | 1474914 | [9 empty] | Fiddlers Ferry | CARRINGTON | 5 | 2186.9 | 2186.9 | 0 | 0 | 930 | 2026-05 | 10013407534 | B1 Offices and Workshop businesses | 450 | D | Oil | 3 |  | Heating and Natural Ventilation | 2013-02-13 |  | 0.5 | FALSE | 53.3511 | -2.5323 | SPM-GIGG_LA_THELWALL_T1_HILLCLIFFE_T1_STOCKTON_HEATH_T1_STRETTON | 173804137 | SP Energy Networks open data (API key): NDP SPM primary-group polygons + Capacity Heatmaps Information Model SPM + LTDS appendices 3/6 + NSHR
2972 | 33.2 | LYNCASTLE WAY, BARLEY CASTLE TRADING ESTATE | WARRINGTON | WA4 4ST | Warrington | DANIEL BROTHERS PIPELINES LTD | Workshop And Premises | industrial | 1 | 1217.1 | 13101 | GIA | 105000 | Gigg La Thelwall T1 / Hillcliffe T1 / Stockton Heath T1 / Stretton Ind Est T1 | inside-area | 3.56 | SANKEY BRIDGES GT3 / WARRINGTON GT5 | CARRINGTON - FIDDLERS FERRY | SPM | 2.4 | bsp | 10.609 | Green | 30 | 19.291 | thermal | 0.4 | 1.3 | 2.2 | 1.7 | 6.7 | SANKEY BRIDGES GT3 / WARRINGTON GT5 | 2.392 | AMBER | 0 |  |  | 0 | 0 | 0 | 30 |  |  |  |  | Green (Over 5% headroom) | 17112 | 100 | 1.93 | 55 | 26 | 1476051 | [9 empty] | Fiddlers Ferry | CARRINGTON | 5 | 2186.9 | 2186.9 | 0 | 0 | 930 | 2026-05 | 10013407534 | B1 Offices and Workshop businesses | 450 | D | Oil | 3 |  | Heating and Natural Ventilation | 2013-02-13 |  | 0.5 | FALSE | 53.3511 | -2.5323 | SPM-GIGG_LA_THELWALL_T1_HILLCLIFFE_T1_STOCKTON_HEATH_T1_STRETTON | 175133137 | SP Energy Networks open data (API key): NDP SPM primary-group polygons + Capacity Heatmaps Information Model SPM + LTDS appendices 3/6 + NSHR
2973 | 33.2 | UNIT 1, DALTON WAY | MIDDLEWICH | CW10 0HU | Cheshire East |  | Warehouse And Premises | industrial | 1 | 1165.22 | 12542 | GIA | 70000 | Middlewich T1 | inside-area | 0.87 | ELWORTH GT1 / ELWORTH GT2 / KNUTSFORD GT1 / KNUTSFORD GT2 | CARRINGTON - FIDDLERS FERRY | SPM | 2.4 | primary | 2.437 | Green | 7.5 | 5.063 | thermal | 0 | 0 | 0 | 0 | 1.4 | ELWORTH GT1 / ELWORTH GT2 / KNUTSFORD GT1 / KNUTSFORD GT2 | 26.603 | GREEN | 0 |  |  | 0 | 0 | 0 | 7.5 |  |  |  |  | Green (Over 5% headroom) | 17112 | 100 | 1.85 | 29 | 17 | 1130601 | [9 empty] | Frodsham | CARRINGTON | 5 | 2186.9 | 2186.9 | 0 | 0 | 930 | 2026-05 | 200001488770 | B1 Offices and Workshop businesses | 1172 | D | Natural Gas | 3 |  | Heating and Natural Ventilation | 2016-03-09 |  | 1 | FALSE | 53.1936 | -2.4373 | SPM-MIDDLEWICH_T1 | 5192840000 | SP Energy Networks open data (API key): NDP SPM primary-group polygons + Capacity Heatmaps Information Model SPM + LTDS appendices 3/6 + NSHR
2974 | 33.2 | EUROFORM PRODUCTS LTD, LYNCASTLE ROAD, BARLEY CASTLE TRADING ESTATE | WARRINGTON | WA4 4SN | Warrington |  | Warehouse And Premises | industrial | 1 | 1122.55 | 12083 | GIA | 43000 | Gigg La Thelwall T1 / Hillcliffe T1 / Stockton Heath T1 / Stretton Ind Est T1 | inside-area | 3.92 | SANKEY BRIDGES GT3 / WARRINGTON GT5 | CARRINGTON - FIDDLERS FERRY | SPM | 2.4 | bsp | 10.609 | Green | 30 | 19.291 | thermal | 0.4 | 1.3 | 2.2 | 1.7 | 6.7 | SANKEY BRIDGES GT3 / WARRINGTON GT5 | 2.392 | AMBER | 0 |  |  | 0 | 0 | 0 | 30 |  |  |  |  | Green (Over 5% headroom) | 17112 | 100 | 1.78 | 28 | 26 | 1477069 | [9 empty] | Fiddlers Ferry | CARRINGTON | 5 | 2186.9 | 2186.9 | 0 | 0 | 930 | 2026-05 |  | B8 Storage or Distribution | 22832 | A | Grid Supplied Electricity | 5 | 2 | Air Conditioning | 2022-05-06 |  | 1 | FALSE | 53.3479 | -2.5338 | SPM-GIGG_LA_THELWALL_T1_HILLCLIFFE_T1_STOCKTON_HEATH_T1_STRETTON | 6817211000 | SP Energy Networks open data (API key): NDP SPM primary-group polygons + Capacity Heatmaps Information Model SPM + LTDS appendices 3/6 + NSHR
2975 | 33.2 | UNITS 21-26, BANK QUAY TRADING ESTATE, SLUTCHERS LANE | WARRINGTON | WA1 1PJ | Warrington |  | Workshop And Premises | industrial | 1 | 1082.45 | 11651 | GIA | 24750 | Crossfields T1 / Crossfields T2 / Levers Crossfields T3 / Gatewarth Sewage T1 | inside-area | 1.66 | SANKEY BRIDGES GT3 / WARRINGTON GT5 | CARRINGTON - FIDDLERS FERRY | SPM | 2.4 | bsp | 20.251 | Green | 30 | 9.749 | thermal | 0 | 2 | 0 | 2 | 19.4 | SANKEY BRIDGES GT3 / WARRINGTON GT5 | 2.392 | AMBER | 0 |  |  | 0 | 0 | 0 | 30 |  |  |  |  | Green (Over 5% headroom) | 17112 | 100 | 1.72 | 49 | 8 | 233937 | [9 empty] | Fiddlers Ferry | CARRINGTON | 5 | 2186.9 | 2186.9 | 0 | 0 | 930 | 2026-05 | [12 empty] | 53.3837 | -2.6047 | SPM-CROSSFIELDS_T1_CROSSFIELDS_T2_LEVERS_CROSSFIELDS_T3_GATEWART | 8462140000 | SP Energy Networks open data (API key): NDP SPM primary-group polygons + Capacity Heatmaps Information Model SPM + LTDS appendices 3/6 + NSHR
2976 | 33.2 | UNITS 1 & 3, SPEDDYD FARM | DENBIGH | LL16 4LE | Denbighshire |  | Warehouse And Premises | industrial | 1 | 1020.92 | 10989 | GIA | 45500 | Llandyrnog T1 | inside-area | 1.43 | HOLYWELL GT1 / RHYL GT1 / ST ASAPH GT2 / ST ASAPH GT4 | CONNAHS QUAY - PENTIR - ST ASAPH | SPM | 2.4 | primary | 2.438 | Green | 5 | 2.51 | thermal | 0.1 | 0.1 | 0 | 0.2 | 2.2 | HOLYWELL GT1 / RHYL GT1 / ST ASAPH GT2 / ST ASAPH GT4 | 22.4768 | GREEN | 0 |  |  | 0 | 0 | 0 | 5 |  |  |  |  | Green (Over 5% headroom) | 17112 | 100 | 1.62 | 26 | 1 | 170393 | [9 empty] | Connahs Quay / SASA | [20 empty] | 53.1683 | -3.3301 | SPM-LLANDYRNOG_T1 | 8079078000 | SP Energy Networks open data (API key): NDP SPM primary-group polygons + Capacity Heatmaps Information Model SPM + LTDS appendices 3/6 + NSHR
2977 | 33.2 | UNIT 1B, LYNCASTLE WAY, BARLEY CASTLE TRADING ESTATE | WARRINGTON | WA4 4SP | Warrington |  | Warehouse And Premises | industrial | 1 | 1005.43 | 10822 | GIA | 62000 | Gigg La Thelwall T1 / Hillcliffe T1 / Stockton Heath T1 / Stretton Ind Est T1 | inside-area | 3.6 | SANKEY BRIDGES GT3 / WARRINGTON GT5 | CARRINGTON - FIDDLERS FERRY | SPM | 2.4 | bsp | 10.609 | Green | 30 | 19.291 | thermal | 0.4 | 1.3 | 2.2 | 1.7 | 6.7 | SANKEY BRIDGES GT3 / WARRINGTON GT5 | 2.392 | AMBER | 0 |  |  | 0 | 0 | 0 | 30 |  |  |  |  | Green (Over 5% headroom) | 17112 | 100 | 1.6 | 25 | 26 | 1478330 | [9 empty] | Fiddlers Ferry | CARRINGTON | 5 | 2186.9 | 2186.9 | 0 | 0 | 930 | 2026-05 | [12 empty] | 53.3506 | -2.5301 | SPM-GIGG_LA_THELWALL_T1_HILLCLIFFE_T1_STOCKTON_HEATH_T1_STRETTON | 13853605000 | SP Energy Networks open data (API key): NDP SPM primary-group polygons + Capacity Heatmaps Information Model SPM + LTDS appendices 3/6 + NSHR
2978 | 33.2 | BURLEY HEYES FARM, ARLEY ROAD | WARRINGTON | WA4 4RG | Warrington | T V SEEDS LTD | Warehouse And Premises | industrial | 1 | 1001.82 | 10783 | GIA | 35250 | Gigg La Thelwall T1 / Hillcliffe T1 / Stockton Heath T1 / Stretton Ind Est T1 | inside-area | 3.7 | SANKEY BRIDGES GT3 / WARRINGTON GT5 | CARRINGTON - FIDDLERS FERRY | SPM | 2.4 | bsp | 10.609 | Green | 30 | 19.291 | thermal | 0.4 | 1.3 | 2.2 | 1.7 | 6.7 | SANKEY BRIDGES GT3 / WARRINGTON GT5 | 2.392 | AMBER | 0 |  |  | 0 | 0 | 0 | 30 |  |  |  |  | Green (Over 5% headroom) | 17112 | 100 | 1.59 | 25 | 26 | 1478369 | [9 empty] | Fiddlers Ferry | CARRINGTON | 5 | 2186.9 | 2186.9 | 0 | 0 | 930 | 2026-05 | 10008652978 | B2 to B7 General Industrial and Special Industrial Groups | 1887 | D | Grid Supplied Electricity | 3 |  | Heating and Natural Ventilation | 2014-06-06 |  | 0.5 | FALSE | 53.3495 | -2.5223 | SPM-GIGG_LA_THELWALL_T1_HILLCLIFFE_T1_STOCKTON_HEATH_T1_STRETTON | 27583137 | SP Energy Networks open data (API key): NDP SPM primary-group polygons + Capacity Heatmaps Information Model SPM + LTDS appendices 3/6 + NSHR
2979 | 32.9 | 257-259, OLD CHESTER ROAD | BIRKENHEAD | CH42 3TD | Wirral |  | Offices And Premises | office | 1 | 1548.3 | 16666 | NIA | 139000 | Egerton T1 / Rock Ferry T1 / Shell Tranmere T1 | inside-area | 1.42 | PRENTON GRID GT1 / ROCK FERRY GT1 | BIRKENHEAD | SPM | 6.7 | primary | 6.67 | Green | 20 | 13.33 | thermal | 0 | 0 | 0 | 0 | 4.2 | PRENTON GRID GT1 / ROCK FERRY GT1 | 18.455 | GREEN | 0 |  |  | 0 | 0 | 0 | 20 |  |  |  |  | Green (Over 5% headroom) | 47772 | 100 | 2.46 | 108 | 10 | 192650 | [9 empty] | Birkenhead | BIRKENHEAD | 0 | 0 | 0 | 0 | 0 | 90 |  | 42169663 | B1 Offices and Workshop businesses | 1948 | C | Natural Gas | 5 | 1 | Heating and Mechanical Ventilation | 2012-09-28 |  | 0.75 | FALSE | 53.3756 | -3.015 | SPM-EGERTON_T1_ROCK_FERRY_T1_SHELL_TRANMERE_T1 | 9392373000 | SP Energy Networks open data (API key): NDP SPM primary-group polygons + Capacity Heatmaps Information Model SPM + LTDS appendices 3/6 + NSHR
2980 | 32.9 | ROYAL STANDARD HOUSE 334, NEW CHESTER ROAD | BIRKENHEAD | CH42 1LE | Wirral |  | Offices And Premises | office | 1 | 1450.4 | 15612 | NIA | 139000 | Egerton T1 / Rock Ferry T1 / Shell Tranmere T1 | inside-area | 1.38 | PRENTON GRID GT1 / ROCK FERRY GT1 | BIRKENHEAD | SPM | 6.7 | primary | 6.67 | Green | 20 | 13.33 | thermal | 0 | 0 | 0 | 0 | 4.2 | PRENTON GRID GT1 / ROCK FERRY GT1 | 18.455 | GREEN | 0 |  |  | 0 | 0 | 0 | 20 |  |  |  |  | Green (Over 5% headroom) | 47772 | 100 | 2.3 | 102 | 10 | 193704 | [9 empty] | Birkenhead | BIRKENHEAD | 0 | 0 | 0 | 0 | 0 | 90 |  | 42194823 | B1 Offices and Workshop businesses | 2005 | C | Natural Gas | 3 | 1 | Air Conditioning | 2021-06-04 |  | 1 | FALSE | 53.3763 | -3.0104 | SPM-EGERTON_T1_ROCK_FERRY_T1_SHELL_TRANMERE_T1 | 2384328000 | SP Energy Networks open data (API key): NDP SPM primary-group polygons + Capacity Heatmaps Information Model SPM + LTDS appendices 3/6 + NSHR
2981 | 32.9 | IFOR WILLIAMS TRAILERS LTD, TYNLLIDIART INDUSTRIAL ESTATE | CORWEN | LL21 9RR | Denbighshire |  | Factory And Premises | industrial | 1 | 14372.66 | 154706 | GIA | 397500 | Corwen T1 | inside-area | 1.82 | FOUR CROSSES GT2 / MAENTWROG GT1 / MAENTWROG GT2 | TRAWSFYNYDD | SPM | 2.2 | primary | 2.219 | Green | 7.5 | 5.281 | thermal | 0 | 1 | 0 | 1 | 0.8 | FOUR CROSSES GT2 / MAENTWROG GT1 / MAENTWROG GT2 | 4.306 | GREEN | 0 |  |  | 0 | 0 | 0 | 7.5 |  |  |  |  | Green (Over 5% headroom) | 15686 | 10 | 22.84 | 862 | 8 | 316890 | [9 empty] | Legacy | TRAWSFYNYDD | 1 | 940 | 0 | 0 | 0 | 10 | 2037-11 | [12 empty] | 52.9916 | -3.3791 | SPM-CORWEN_T1 | 386198000 | SP Energy Networks open data (API key): NDP SPM primary-group polygons + Capacity Heatmaps Information Model SPM + LTDS appendices 3/6 + NSHR
2982 | 32.9 | UNIT 10 HOLMES CHAPEL BUSINESS PARK, MANOR LANE | CREWE | CW4 8AF | Cheshire East |  | Warehouse And Premises | industrial | 1 | 1434.93 | 15445 | GIA | 72500 | Fisons T1 | inside-area | 0.28 | ELWORTH GT1 / ELWORTH GT2 / KNUTSFORD GT1 / KNUTSFORD GT2 | CARRINGTON - FIDDLERS FERRY | SPM | 2.2 | primary | 2.181 | Green | 7.5 | 2.64 | thermal | 2.7 | 0.3 | 0 | 3 | 4.5 | ELWORTH GT1 / ELWORTH GT2 / KNUTSFORD GT1 / KNUTSFORD GT2 | 26.603 | GREEN | 0 |  |  | 0 | 0 | 0 | 7.5 |  |  |  |  | Green (Over 5% headroom) | 15686 | 100 | 2.28 | 36 | 2 | 23684 | [9 empty] | Fiddlers Ferry | CARRINGTON | 5 | 2186.9 | 2186.9 | 0 | 0 | 930 | 2026-05 | 10007642804 | Offices and Workshop Businesses | 482 | B | Grid Supplied Electricity | 3 |  | Heating and Natural Ventilation | 2023-04-06 |  | 1 | FALSE | 53.1996 | -2.3481 | SPM-FISONS_T1 | 10177356000 | SP Energy Networks open data (API key): NDP SPM primary-group polygons + Capacity Heatmaps Information Model SPM + LTDS appendices 3/6 + NSHR
2983 | 32.9 | THE REAL CAR COMPANY, SNOWDONIA BUSINESS PARK, COED Y PARC | BANGOR | LL57 4YY | Gwynedd |  | Workshop And Premises | industrial | 1 | 1410.85 | 15186 | GIA | 16250 | Bethesda T1 | inside-area | 0.37 | BANGOR GT2 / CAERNARFON GT2 | CONNAHS QUAY - PENTIR - ST ASAPH | SPM | 2.2 | primary | 2.203 | Green | 7.5 | 5.115 | thermal | 0.2 | 3.3 | 6.1 | 3.5 | 1.2 | BANGOR GT2 / CAERNARFON GT2 | 31.686 | GREEN | 0 |  |  | 0 | 0 | 0 | 7.5 |  |  |  |  | Green (Over 5% headroom) | 15686 | 100 | 2.24 | 63 | 3 | 89412 | [9 empty] | Pentir | PENTIR | 2 | 1082 | 1082 | 1025 | 57 | 39 | 2028-10 | [12 empty] | 53.1774 | -4.0742 | SPM-BETHESDA_T1 | 215183202 | SP Energy Networks open data (API key): NDP SPM primary-group polygons + Capacity Heatmaps Information Model SPM + LTDS appendices 3/6 + NSHR
2984 | 32.9 | EURO HOUSE UNIT 13, TYNLLIDIART INDUSTRIAL ESTATE | CORWEN | LL21 9QX | Denbighshire |  | Warehouse And Premises | industrial | 1 | 1401.04 | 15081 | GIA | 38750 | Corwen T1 | inside-area | 1.8 | FOUR CROSSES GT2 / MAENTWROG GT1 / MAENTWROG GT2 | TRAWSFYNYDD | SPM | 2.2 | primary | 2.219 | Green | 7.5 | 5.281 | thermal | 0 | 1 | 0 | 1 | 0.8 | FOUR CROSSES GT2 / MAENTWROG GT1 / MAENTWROG GT2 | 4.306 | GREEN | 0 |  |  | 0 | 0 | 0 | 7.5 |  |  |  |  | Green (Over 5% headroom) | 15686 | 100 | 2.23 | 35 | 8 | 456515 | [9 empty] | Legacy | TRAWSFYNYDD | 1 | 940 | 0 | 0 | 0 | 10 | 2037-11 | 10023751226 | B8 Storage or Distribution | 911 | E | Natural Gas | 3 |  | Heating and Natural Ventilation | 2018-07-10 |  | 0.5 | FALSE | 52.9908 | -3.3781 | SPM-CORWEN_T1 | 6603379000 | SP Energy Networks open data (API key): NDP SPM primary-group polygons + Capacity Heatmaps Information Model SPM + LTDS appendices 3/6 + NSHR
2985 | 32.9 | BROOKDALE, STATION ROAD | WHITCHURCH | SY13 2DW | Shropshire |  | Store And Premises | industrial | 1 | 1329.61 | 14312 | GIA | 39500 | Prees T1 | inside-area | 0.62 | OSWESTRY GT5 / WHITCHURCH GT1 | LEGACY | SPM | 2.2 | primary | 2.216 | Green | 7.5 | 5.171 | thermal | 0.1 | 1 | 0 | 1.1 | 1.5 | OSWESTRY GT5 / WHITCHURCH GT1 / WEM GT1 | 3.1024 | AMBER | 0 |  |  | 0 | 0 | 0 | 7.5 |  |  |  |  | Green (Over 5% headroom) | 15686 | 100 | 2.11 | 33 | 12 | 648611 | [9 empty] | Frodsham | LEGACY | 5 | 1714 | 1714 | 0 | 0 | 0 | 2024-08 | 10095710434 | B1 Offices and Workshop businesses | 1737 | E | Oil | 3 |  | Heating and Natural Ventilation | 2016-10-27 |  | 1 | FALSE | 52.8987 | -2.6829 | SPM-PREES_T1 | 156342234 | SP Energy Networks open data (API key): NDP SPM primary-group polygons + Capacity Heatmaps Information Model SPM + LTDS appendices 3/6 + NSHR
2986 | 32.9 | UNITS 1-2B HOLMES CHAPEL BUSINESS PARK, MANOR LANE | CREWE | CW4 8AB | Cheshire East |  | Warehouse And Premises | industrial | 1 | 1151.79 | 12398 | GIA | 59000 | Fisons T1 | inside-area | 0.41 | ELWORTH GT1 / ELWORTH GT2 / KNUTSFORD GT1 / KNUTSFORD GT2 | CARRINGTON - FIDDLERS FERRY | SPM | 2.2 | primary | 2.181 | Green | 7.5 | 2.64 | thermal | 2.7 | 0.3 | 0 | 3 | 4.5 | ELWORTH GT1 / ELWORTH GT2 / KNUTSFORD GT1 / KNUTSFORD GT2 | 26.603 | GREEN | 0 |  |  | 0 | 0 | 0 | 7.5 |  |  |  |  | Green (Over 5% headroom) | 15686 | 100 | 1.83 | 29 | 2 | 26731 | [9 empty] | Fiddlers Ferry | CARRINGTON | 5 | 2186.9 | 2186.9 | 0 | 0 | 930 | 2026-05 | 10094313089 | Storage or Distribution | 1194 | C | Natural Gas | 3 |  | Heating and Natural Ventilation | 2023-11-22 |  | 1 | FALSE | 53.2002 | -2.3461 | SPM-FISONS_T1 | 5365193000 | SP Energy Networks open data (API key): NDP SPM primary-group polygons + Capacity Heatmaps Information Model SPM + LTDS appendices 3/6 + NSHR
2987 | 32.9 | WAREHOUSE 4A GROCUTT DEVELOPMENTS | WHITCHURCH | SY13 2HF | Shropshire |  | Warehouse And Premises | industrial | 1 | 1119.9 | 12054 | GIA | 43750 | Prees T1 | inside-area | 3.07 | OSWESTRY GT5 / WHITCHURCH GT1 | LEGACY | SPM | 2.2 | primary | 2.216 | Green | 7.5 | 5.171 | thermal | 0.1 | 1 | 0 | 1.1 | 1.5 | OSWESTRY GT5 / WHITCHURCH GT1 / WEM GT1 | 3.1024 | AMBER | 0 |  |  | 0 | 0 | 0 | 7.5 |  |  |  |  | Green (Over 5% headroom) | 15686 | 100 | 1.78 | 28 | 12 | 650869 | [9 empty] | Frodsham | LEGACY | 5 | 1714 | 1714 | 0 | 0 | 0 | 2024-08 | [12 empty] | 52.9206 | -2.6488 | SPM-PREES_T1 | 12850801000 | SP Energy Networks open data (API key): NDP SPM primary-group polygons + Capacity Heatmaps Information Model SPM + LTDS appendices 3/6 + NSHR
2988 | 32.9 | WORKSHOP, TYNLLIDIART | CORWEN | LL21 9RR | Denbighshire |  | Workshop And Premises | industrial | 1 | 1095.36 | 11790 | GIA | 43750 | Corwen T1 | inside-area | 1.82 | FOUR CROSSES GT2 / MAENTWROG GT1 / MAENTWROG GT2 | TRAWSFYNYDD | SPM | 2.2 | primary | 2.219 | Green | 7.5 | 5.281 | thermal | 0 | 1 | 0 | 1 | 0.8 | FOUR CROSSES GT2 / MAENTWROG GT1 / MAENTWROG GT2 | 4.306 | GREEN | 0 |  |  | 0 | 0 | 0 | 7.5 |  |  |  |  | Green (Over 5% headroom) | 15686 | 100 | 1.74 | 49 | 8 | 459806 | [9 empty] | Legacy | TRAWSFYNYDD | 1 | 940 | 0 | 0 | 0 | 10 | 2037-11 | [12 empty] | 52.9916 | -3.3791 | SPM-CORWEN_T1 | 493202206 | SP Energy Networks open data (API key): NDP SPM primary-group polygons + Capacity Heatmaps Information Model SPM + LTDS appendices 3/6 + NSHR
2989 | 32.9 | UNIT 4A AND 4B HOLMES CHAPEL BUSINESS PARK, MANOR LANE | CREWE | CW4 8AF | Cheshire East |  | Warehouse And Premises | industrial | 1 | 1048.54 | 11286 | GIA | 56000 | Fisons T1 | inside-area | 0.28 | ELWORTH GT1 / ELWORTH GT2 / KNUTSFORD GT1 / KNUTSFORD GT2 | CARRINGTON - FIDDLERS FERRY | SPM | 2.2 | primary | 2.181 | Green | 7.5 | 2.64 | thermal | 2.7 | 0.3 | 0 | 3 | 4.5 | ELWORTH GT1 / ELWORTH GT2 / KNUTSFORD GT1 / KNUTSFORD GT2 | 26.603 | GREEN | 0 |  |  | 0 | 0 | 0 | 7.5 |  |  |  |  | Green (Over 5% headroom) | 15686 | 100 | 1.67 | 26 | 2 | 27843 | [9 empty] | Fiddlers Ferry | CARRINGTON | 5 | 2186.9 | 2186.9 | 0 | 0 | 930 | 2026-05 | 10007642804 | Offices and Workshop Businesses | 482 | B | Grid Supplied Electricity | 3 |  | Heating and Natural Ventilation | 2023-04-06 |  | 1 | FALSE | 53.1996 | -2.3481 | SPM-FISONS_T1 | 3667613000 | SP Energy Networks open data (API key): NDP SPM primary-group polygons + Capacity Heatmaps Information Model SPM + LTDS appendices 3/6 + NSHR
2990 | 32.9 | PLANT YARD | WHITCHURCH | SY13 3JX | Shropshire |  | Warehouse And Premises | industrial | 1 | 1035.78 | 11149 | GIA | 52000 | Prees T1 | inside-area | 3.58 | OSWESTRY GT5 / WHITCHURCH GT1 | LEGACY | SPM | 2.2 | primary | 2.216 | Green | 7.5 | 5.171 | thermal | 0.1 | 1 | 0 | 1.1 | 1.5 | OSWESTRY GT5 / WHITCHURCH GT1 / WEM GT1 | 3.1024 | AMBER | 0 |  |  | 0 | 0 | 0 | 7.5 |  |  |  |  | Green (Over 5% headroom) | 15686 | 100 | 1.65 | 26 | 12 | 651774 | [9 empty] | Frodsham | LEGACY | 5 | 1714 | 1714 | 0 | 0 | 0 | 2024-08 | 10014547646 | B1 Offices and Workshop businesses | 447 | A | Grid Supplied Electricity | 4 |  | Heating and Natural Ventilation | 2025-03-06 |  | 0.5 | FALSE | 52.9285 | -2.6591 | SPM-PREES_T1 | 12550275000 | SP Energy Networks open data (API key): NDP SPM primary-group polygons + Capacity Heatmaps Information Model SPM + LTDS appendices 3/6 + NSHR
2991 | 32.8 | UNIT 19, FIRST AVENUE | DEESIDE | CH5 2NU | Flintshire |  | Factory And Premises; Warehouse And Premises | industrial | 7 | 38550.42 | 414953 | GIA | 1842000 | Deeside Ind Pk T1 / Deeside Ind Pk 6Th Ave T1 / Raf Sealand T1 | inside-area | 0.22 | DEESIDE PK GRID GT1 / SIXTH AVE GRID GT1 | CONNAHS QUAY - PENTIR - ST ASAPH | SPM | 7.7 | primary | 7.72 | Green | 20 | 12.28 | thermal | 0 | 16.6 | 5.6 | 16.6 | 6.2 | DEESIDE PK GRID GT1 / SIXTH AVE GRID GT1 | 9.814 | GREEN | 0 |  |  | 0 | 0 | 0 | 20 |  |  |  |  | Green (Over 5% headroom) | 54902 | 13 | 61.26 | 2313 | 41 | 2466592 | [9 empty] | Connahs Quay / SASA | [8 empty] | 10090462597 | B2 to B7 General Industrial and Special Industrial Groups | 2389 | D | Natural Gas | 3 | 2 | Heating and Natural Ventilation | 2014-01-17 |  | 1 | FALSE | 53.2293 | -3.0025 | SPM-DEESIDE_IND_PK_T1_DEESIDE_IND_PK_6TH_AVE_T1_RAF_SEALAND_T1 | 12447385000;7106046000;144753206;144754206;12447386000;150907206;2225363000 | SP Energy Networks open data (API key): NDP SPM primary-group polygons + Capacity Heatmaps Information Model SPM + LTDS appendices 3/6 + NSHR
2992 | 32.8 | LLANEURGAIN HOUSE, NORTHOP ROAD | MOLD | CH7 6WD | Flintshire |  | Offices And Premises | office | 1 | 1510.01 | 16254 | NIA | 142000 | Buckley T1 / Buckley T2 / Buckley Cross T1 | inside-area | 5.59 | CASTLE CEMENT GT1 / HAWARDEN GT1 / SALTNEY GT1 / SALTNEY G2B | CONNAHS QUAY - PENTIR - ST ASAPH | SPM | 6.6 | primary | 6.552 | Green | 20 | 11.448 | thermal | 6 | 0 | 0 | 6 | 5.3 | CASTLE CEMENT GT1 / HAWARDEN GT1 / SALTNEY GT1 / SALTNEY G2B | 32.76 | GREEN | 0 |  |  | 0 | 0 | 0 | 20 |  |  |  |  | Green (Over 5% headroom) | 47059 | 100 | 2.4 | 106 | 23 | 654258 | [9 empty] | Connahs Quay / SASA | [8 empty] | 10023845158 | B1 Offices and Workshop businesses | 1665 | C | Grid Supplied Electricity | 4 | 2 | Air Conditioning | 2020-02-28 |  | 1 | FALSE | 53.1977 | -3.1183 | SPM-BUCKLEY_T1_BUCKLEY_T2_BUCKLEY_CROSS_T1 | 2914731000 | SP Energy Networks open data (API key): NDP SPM primary-group polygons + Capacity Heatmaps Information Model SPM + LTDS appendices 3/6 + NSHR
2993 | 32.8 | THE ENVIRONMENT AGENCY, CHESTER ROAD | BUCKLEY | CH7 3AG | Flintshire |  | Offices And Premises | office | 1 | 1453.65 | 15647 | GIA | 32750 | Buckley T1 / Buckley T2 / Buckley Cross T1 | inside-area | 0.09 | CASTLE CEMENT GT1 / HAWARDEN GT1 / SALTNEY GT1 / SALTNEY G2B | CONNAHS QUAY - PENTIR - ST ASAPH | SPM | 6.6 | primary | 6.552 | Green | 20 | 11.448 | thermal | 6 | 0 | 0 | 6 | 5.3 | CASTLE CEMENT GT1 / HAWARDEN GT1 / SALTNEY GT1 / SALTNEY G2B | 32.76 | GREEN | 0 |  |  | 0 | 0 | 0 | 20 |  |  |  |  | Green (Over 5% headroom) | 47059 | 100 | 2.31 | 102 | 23 | 654865 | [9 empty] | Connahs Quay / SASA | [20 empty] | 53.1651 | -3.056 | SPM-BUCKLEY_T1_BUCKLEY_T2_BUCKLEY_CROSS_T1 | 491274206 | SP Energy Networks open data (API key): NDP SPM primary-group polygons + Capacity Heatmaps Information Model SPM + LTDS appendices 3/6 + NSHR
2994 | 32.8 | NO 6, BOOTHS PARK, CHELFORD ROAD | KNUTSFORD | WA16 8QZ | Cheshire East |  | Offices And Premises | office | 1 | 5407.56 | 58206 | NIA | 730000 | Knutsford T2 | inside-area | 39.35 | ELWORTH GT1 / ELWORTH GT2 / KNUTSFORD GT1 / KNUTSFORD GT2 | CARRINGTON - FIDDLERS FERRY | SPM | 2.1 | primary | 2.076 | Green | 7.5 | 5.424 | thermal | 0 | 0 | 0 | 0 | 1.4 | ELWORTH GT1 / ELWORTH GT2 / KNUTSFORD GT1 / KNUTSFORD GT2 | 26.603 | GREEN | 0 |  |  | 0 | 0 | 0 | 7.5 |  |  |  |  | Green (Over 5% headroom) | 14973 | 26 | 8.59 | 379 | 5 | 124274 | [9 empty] | Fiddlers Ferry | CARRINGTON | 5 | 2186.9 | 2186.9 | 0 | 0 | 930 | 2026-05 | [12 empty] | 53.2983 | -2.3514 | SPM-KNUTSFORD_T2 | 15003961000 | SP Energy Networks open data (API key): NDP SPM primary-group polygons + Capacity Heatmaps Information Model SPM + LTDS appendices 3/6 + NSHR
2995 | 32.8 | TREDERWEN SPRINGS LTD AT TREDERWEN HALL | LLANSANTFFRAID | SY22 6SY | Powys 1 (Montgomeryshire) |  | Factory And Premises | industrial | 1 | 1623.43 | 17474 | GIA | 36750 | Llandrinio T1 | inside-area | 4.7 | LEGACY LOCAL GT2 / NEWTOWN GT2 / OSWESTRY GT8 / WELSHPOOL GT1 | LEGACY | SPM | 2.1 | primary | 2.06 | Green | 5.3 | 3.217 | thermal | 0 | 0.4 | 0.1 | 0.4 | 1.4 | LEGACY LOCAL GT2 / NEWTOWN GT2 / OSWESTRY GT8 / WELSHPOOL GT1 | 60.6676 | GREEN | 0 |  |  | 0 | 0 | 0 | 5.3 |  |  |  |  | Green (Over 5% headroom) | 14973 | 86 | 2.58 | 97 | 7 | 123883 | [9 empty] | Legacy | LEGACY | 5 | 1714 | 1714 | 0 | 0 | 0 | 2024-08 | 10090259463 | General Industrial and Special Industrial Groups | 1532 | B | Grid Supplied Electricity | 3 |  | Heating and Natural Ventilation | 2023-08-21 |  | 0.67 | FALSE | 52.7682 | -3.1259 | SPM-LLANDRINIO_T1 | 5272014000 | SP Energy Networks open data (API key): NDP SPM primary-group polygons + Capacity Heatmaps Information Model SPM + LTDS appendices 3/6 + NSHR
2996 | 32.8 | THE SARN | SHREWSBURY | SY5 9DA | Shropshire |  | Factory And Premises | industrial | 1 | 1494.7 | 16089 | GIA | 36250 | Llandrinio T1 | nearest-substation | 9.1 | LEGACY LOCAL GT2 / NEWTOWN GT2 / OSWESTRY GT8 / WELSHPOOL GT1 | LEGACY | SPM | 2.1 | primary | 2.06 | Green | 5.3 | 3.217 | thermal | 0 | 0.4 | 0.1 | 0.4 | 1.4 | LEGACY LOCAL GT2 / NEWTOWN GT2 / OSWESTRY GT8 / WELSHPOOL GT1 | 60.6676 | GREEN | 0 |  |  | 0 | 0 | 0 | 5.3 |  |  |  |  | Green (Over 5% headroom) | 14973 | 93 | 2.38 | 90 | 7 | 125268 | [9 empty] | Legacy | LEGACY | 5 | 1714 | 1714 | 0 | 0 | 0 | 2024-08 | [12 empty] | 52.6913 | -2.9684 | SPM-LLANDRINIO_T1 | 103993234 | SP Energy Networks open data (API key): NDP SPM primary-group polygons + Capacity Heatmaps Information Model SPM + LTDS appendices 3/6 + NSHR
2997 | 32.8 | UNIT 6, FOUR CROSSES BUSINESS PARK | LLANYMYNECH | SY22 6ST | Powys 1 (Montgomeryshire) |  | Workshop And Premises | industrial | 1 | 1300.82 | 14002 | GIA | 37000 | Llandrinio T1 | inside-area | 1.49 | LEGACY LOCAL GT2 / NEWTOWN GT2 / OSWESTRY GT8 / WELSHPOOL GT1 | LEGACY | SPM | 2.1 | primary | 2.06 | Green | 5.3 | 3.217 | thermal | 0 | 0.4 | 0.1 | 0.4 | 1.4 | LEGACY LOCAL GT2 / NEWTOWN GT2 / OSWESTRY GT8 / WELSHPOOL GT1 | 60.6676 | GREEN | 0 |  |  | 0 | 0 | 0 | 5.3 |  |  |  |  | Green (Over 5% headroom) | 14973 | 100 | 2.07 | 59 | 7 | 127355 | [9 empty] | Legacy | LEGACY | 5 | 1714 | 1714 | 0 | 0 | 0 | 2024-08 | [12 empty] | 52.7596 | -3.0779 | SPM-LLANDRINIO_T1 | 8788272000 | SP Energy Networks open data (API key): NDP SPM primary-group polygons + Capacity Heatmaps Information Model SPM + LTDS appendices 3/6 + NSHR
2998 | 32.8 | SHORTWAVE A CRIGGION RADIO STATION | SHREWSBURY | SY5 9BE | Powys 1 (Montgomeryshire) |  | Workshop And Premises | industrial | 1 | 1218.6 | 13117 | GIA | 29750 | Llandrinio T1 | inside-area | 1.94 | LEGACY LOCAL GT2 / NEWTOWN GT2 / OSWESTRY GT8 / WELSHPOOL GT1 | LEGACY | SPM | 2.1 | primary | 2.06 | Green | 5.3 | 3.217 | thermal | 0 | 0.4 | 0.1 | 0.4 | 1.4 | LEGACY LOCAL GT2 / NEWTOWN GT2 / OSWESTRY GT8 / WELSHPOOL GT1 | 60.6676 | GREEN | 0 |  |  | 0 | 0 | 0 | 5.3 |  |  |  |  | Green (Over 5% headroom) | 14973 | 100 | 1.94 | 55 | 7 | 128240 | [9 empty] | Legacy | LEGACY | 5 | 1714 | 1714 | 0 | 0 | 0 | 2024-08 | 10091466026 | B1 Offices and Workshop businesses | 1196 | E | Oil | 3 |  | Heating and Natural Ventilation | 2017-03-17 |  | 1 | FALSE | 52.7329 | -3.055 | SPM-LLANDRINIO_T1 | 10096537000 | SP Energy Networks open data (API key): NDP SPM primary-group polygons + Capacity Heatmaps Information Model SPM + LTDS appendices 3/6 + NSHR
2999 | 32.8 | UNIT 5 OFFAS DYKE LANE, FOUR CROSSES BUSINESS PARK | LLANYMYNECH | SY22 6ST | Powys 1 (Montgomeryshire) |  | Factory And Premises | industrial | 1 | 1193.4 | 12846 | GIA | 39250 | Llandrinio T1 | inside-area | 1.49 | LEGACY LOCAL GT2 / NEWTOWN GT2 / OSWESTRY GT8 / WELSHPOOL GT1 | LEGACY | SPM | 2.1 | primary | 2.06 | Green | 5.3 | 3.217 | thermal | 0 | 0.4 | 0.1 | 0.4 | 1.4 | LEGACY LOCAL GT2 / NEWTOWN GT2 / OSWESTRY GT8 / WELSHPOOL GT1 | 60.6676 | GREEN | 0 |  |  | 0 | 0 | 0 | 5.3 |  |  |  |  | Green (Over 5% headroom) | 14973 | 100 | 1.9 | 72 | 7 | 128511 | [9 empty] | Legacy | LEGACY | 5 | 1714 | 1714 | 0 | 0 | 0 | 2024-08 | [12 empty] | 52.7596 | -3.0779 | SPM-LLANDRINIO_T1 | 5065639000 | SP Energy Networks open data (API key): NDP SPM primary-group polygons + Capacity Heatmaps Information Model SPM + LTDS appendices 3/6 + NSHR
3000 | 32.8 | UNIT A, LYNCHFORD WORKS | LLANYMYNECH | SY22 6RD | Powys 1 (Montgomeryshire) |  | Workshop And Premises | industrial | 1 | 1030.42 | 11091 | GIA | 24750 | Llandrinio T1 | inside-area | 1.79 | LEGACY LOCAL GT2 / NEWTOWN GT2 / OSWESTRY GT8 / WELSHPOOL GT1 | LEGACY | SPM | 2.1 | primary | 2.06 | Green | 5.3 | 3.217 | thermal | 0 | 0.4 | 0.1 | 0.4 | 1.4 | LEGACY LOCAL GT2 / NEWTOWN GT2 / OSWESTRY GT8 / WELSHPOOL GT1 | 60.6676 | GREEN | 0 |  |  | 0 | 0 | 0 | 5.3 |  |  |  |  | Green (Over 5% headroom) | 14973 | 100 | 1.64 | 46 | 7 | 130266 | [9 empty] | Legacy | LEGACY | 5 | 1714 | 1714 | 0 | 0 | 0 | 2024-08 | [12 empty] | 52.7603 | -3.083 | SPM-LLANDRINIO_T1 | 14076406000 | SP Energy Networks open data (API key): NDP SPM primary-group polygons + Capacity Heatmaps Information Model SPM + LTDS appendices 3/6 + NSHR
3001 | 32.8 | Y LOLFA | TALYBONT CEREDIGION | SY24 5ER | Ceredigion |  | Workshop And Premises | industrial | 1 | 1027.11 | 11056 | GIA | 21750 | Bow St T1 | inside-area | 4.26 | ABERYSTWYTH GT2 / RHYDLYDAN GT1 | SWANSEA NORTH | SPM | 2.1 | primary | 2.1 | Green | 7.5 | 5.4 | thermal | 0 | 0 | 0 | 0 | 1.2 | ABERYSTWYTH GT2 / RHYDLYDAN GT1 | 8.079 | GREEN | 0 |  |  | 0 | 0 | 0 | 7.5 |  |  |  |  | Green (Over 5% headroom) | 14973 | 100 | 1.63 | 46 | 1 | 49374 | [9 empty] | Trawsfynydd | SWANSEA NORTH | 10 | 2020.9 | 2020.9 | 400 | 0 | 61 | 2024-08 | 49044735 | Restaurants and Cafes/Drinking Establishments/Takeaways | 465 | D | Natural Gas | 3 |  | Heating and Natural Ventilation | 2024-06-19 |  | 0.5 | FALSE | 52.4847 | -3.9825 | SPM-BOW_ST_T1 | 105074193 | SP Energy Networks open data (API key): NDP SPM primary-group polygons + Capacity Heatmaps Information Model SPM + LTDS appendices 3/6 + NSHR
3002 | 32.7 | REHAU LTD | BLAENAU FFESTINIOG | LL41 3RY | Gwynedd |  | Factory And Premises | industrial | 1 | 22344.89 | 240518 | GIA | 235000 | Blaenau Ffestiniog T1 | inside-area | 0.84 | FOUR CROSSES GT2 / MAENTWROG GT1 / MAENTWROG GT2 | TRAWSFYNYDD | SPM | 2 | primary | 1.985 | Green | 4 | 2.015 | thermal | 0 | 0 | 0 | 0 | 1.4 | FOUR CROSSES GT2 / MAENTWROG GT1 / MAENTWROG GT2 | 4.306 | GREEN | 0 |  |  | 0 | 0 | 0 | 4 |  |  |  |  | Green (Over 5% headroom) | 14260 | 6 | 35.51 | 1341 | 3 | 47548 | [9 empty] | Trawsfynydd | TRAWSFYNYDD | 1 | 940 | 0 | 0 | 0 | 10 | 2037-11 | [12 empty] | 52.9876 | -3.9518 | SPM-BLAENAU_FFESTINIOG_T1 | 6549657000 | SP Energy Networks open data (API key): NDP SPM primary-group polygons + Capacity Heatmaps Information Model SPM + LTDS appendices 3/6 + NSHR
3003 | 32.7 | ALDI STORES, WATKIN WAY | WREXHAM | LL14 6EP | Wrexham |  | Large Foodstore | industrial | 1 | 1786 | 19224 | GIA | 285000 | Ruabon T1 | inside-area | 0.8 | LEGACY LOCAL GT2 / NEWTOWN GT2 / OSWESTRY GT8 / WELSHPOOL GT1 | LEGACY | SPM | 2 | primary | 1.996 | Green | 10 | 8.004 | thermal | 0 | 0 | 0 | 0 | 0.5 | LEGACY LOCAL GT2 / NEWTOWN GT2 / OSWESTRY GT8 / WELSHPOOL GT1 | 60.6676 | GREEN | 0 |  |  | 0 | 0 | 0 | 10 |  |  |  |  | Green (Over 5% headroom) | 14260 | 74 | 2.84 | 45 | 5 | 200063 | [9 empty] | Legacy | LEGACY | 5 | 1714 | 1714 | 0 | 0 | 0 | 2024-08 | 10091698047 | A1/A2 Retail and Financial/Professional services | 1716 | B | Grid Supplied Electricity | 4 |  | Air Conditioning | 2019-07-29 |  | 0.67 | FALSE | 52.9833 | -3.0469 | SPM-RUABON_T1 | 12335817000 | SP Energy Networks open data (API key): NDP SPM primary-group polygons + Capacity Heatmaps Information Model SPM + LTDS appendices 3/6 + NSHR
3004 | 32.7 | UNIT 1, ADVANCE PARK, PARK ROAD | WREXHAM | LL14 3YR | Wrexham |  | Factory And Premises | industrial | 1 | 1784.86 | 19212 | GIA | 38000 | Ruabon T1 | inside-area | 1.57 | LEGACY LOCAL GT2 / NEWTOWN GT2 / OSWESTRY GT8 / WELSHPOOL GT1 | LEGACY | SPM | 2 | primary | 1.996 | Green | 10 | 8.004 | thermal | 0 | 0 | 0 | 0 | 0.5 | LEGACY LOCAL GT2 / NEWTOWN GT2 / OSWESTRY GT8 / WELSHPOOL GT1 | 60.6676 | GREEN | 0 |  |  | 0 | 0 | 0 | 10 |  |  |  |  | Green (Over 5% headroom) | 14260 | 74 | 2.84 | 107 | 5 | 200075 | [9 empty] | Legacy | LEGACY | 5 | 1714 | 1714 | 0 | 0 | 0 | 2024-08 | [12 empty] | 52.9739 | -3.0674 | SPM-RUABON_T1 | 10496962000 | SP Energy Networks open data (API key): NDP SPM primary-group polygons + Capacity Heatmaps Information Model SPM + LTDS appendices 3/6 + NSHR
3005 | 32.7 | THE UNIT WHITEGATES | NEWTOWN | SY16 3PG | Powys 1 (Montgomeryshire) |  | Workshop And Premises | industrial | 1 | 1431.79 | 15412 | GIA | 32500 | Llanfair Caereinion T1 | inside-area | 9.19 | LEGACY LOCAL GT2 / NEWTOWN GT2 / OSWESTRY GT8 / WELSHPOOL GT1 | LEGACY | SPM | 2 | primary | 2.033 | Green | 7.5 | 5.329 | thermal | 0.1 | 0.1 | 0.7 | 0.2 | 1.5 | LEGACY LOCAL GT2 / NEWTOWN GT2 / OSWESTRY GT8 / WELSHPOOL GT1 | 60.6676 | GREEN | 0 |  |  | 0 | 0 | 0 | 7.5 |  |  |  |  | Green (Over 5% headroom) | 14260 | 93 | 2.28 | 64 | 4 | 82368 | [9 empty] | Legacy | LEGACY | 5 | 1714 | 1714 | 0 | 0 | 0 | 2024-08 | 10090726954 | B2 to B7 General Industrial and Special Industrial Groups | 1254 | C | Grid Supplied Electricity | 3 |  | Heating and Natural Ventilation | 2021-01-22 |  | 1 | FALSE | 52.5645 | -3.342 | SPM-LLANFAIR_CAEREINION_T1 | 3371839000 | SP Energy Networks open data (API key): NDP SPM primary-group polygons + Capacity Heatmaps Information Model SPM + LTDS appendices 3/6 + NSHR
3006 | 32.7 | UNITS 1-5, BANWY INDUSTRIAL ESTATE, POOL ROAD | WELSHPOOL | SY21 0SG | Powys 1 (Montgomeryshire) |  | Factory And Premises | industrial | 1 | 1269.11 | 13661 | GIA | 20250 | Llanfair Caereinion T1 | inside-area | 0.92 | LEGACY LOCAL GT2 / NEWTOWN GT2 / OSWESTRY GT8 / WELSHPOOL GT1 | LEGACY | SPM | 2 | primary | 2.033 | Green | 7.5 | 5.329 | thermal | 0.1 | 0.1 | 0.7 | 0.2 | 1.5 | LEGACY LOCAL GT2 / NEWTOWN GT2 / OSWESTRY GT8 / WELSHPOOL GT1 | 60.6676 | GREEN | 0 |  |  | 0 | 0 | 0 | 7.5 |  |  |  |  | Green (Over 5% headroom) | 14260 | 100 | 2.02 | 76 | 4 | 84119 | [9 empty] | Legacy | LEGACY | 5 | 1714 | 1714 | 0 | 0 | 0 | 2024-08 | 10011760437 | B1 Offices and Workshop businesses | 1179 | E | LPG | 3 | 2 | Heating and Natural Ventilation | 2016-03-23 |  | 1 | FALSE | 52.6526 | -3.3213 | SPM-LLANFAIR_CAEREINION_T1 | 491915206 | SP Energy Networks open data (API key): NDP SPM primary-group polygons + Capacity Heatmaps Information Model SPM + LTDS appendices 3/6 + NSHR
3007 | 32.7 | HAYGARTH PARK | BLAENAU FFESTINIOG | LL41 3PG | Gwynedd |  | Factory And Premises | industrial | 1 | 1261.2 | 13575 | GIA | 23750 | Blaenau Ffestiniog T1 | inside-area | 0.3 | FOUR CROSSES GT2 / MAENTWROG GT1 / MAENTWROG GT2 | TRAWSFYNYDD | SPM | 2 | primary | 1.985 | Green | 4 | 2.015 | thermal | 0 | 0 | 0 | 0 | 1.4 | FOUR CROSSES GT2 / MAENTWROG GT1 / MAENTWROG GT2 | 4.306 | GREEN | 0 |  |  | 0 | 0 | 0 | 4 |  |  |  |  | Green (Over 5% headroom) | 14260 | 100 | 2 | 76 | 3 | 274491 | [9 empty] | Trawsfynydd | TRAWSFYNYDD | 1 | 940 | 0 | 0 | 0 | 10 | 2037-11 | [12 empty] | 52.9948 | -3.9487 | SPM-BLAENAU_FFESTINIOG_T1 | 137798202 | SP Energy Networks open data (API key): NDP SPM primary-group polygons + Capacity Heatmaps Information Model SPM + LTDS appendices 3/6 + NSHR
3008 | 32.7 | UNIT 2 (MOFFAT) | BLAENAU FFESTINIOG | LL41 3ND | Gwynedd |  | Factory And Premises | industrial | 1 | 1136.24 | 12230 | GIA | 30250 | Blaenau Ffestiniog T1 | inside-area | 1.77 | FOUR CROSSES GT2 / MAENTWROG GT1 / MAENTWROG GT2 | TRAWSFYNYDD | SPM | 2 | primary | 1.985 | Green | 4 | 2.015 | thermal | 0 | 0 | 0 | 0 | 1.4 | FOUR CROSSES GT2 / MAENTWROG GT1 / MAENTWROG GT2 | 4.306 | GREEN | 0 |  |  | 0 | 0 | 0 | 4 |  |  |  |  | Green (Over 5% headroom) | 14260 | 100 | 1.81 | 68 | 3 | 275836 | [9 empty] | Trawsfynydd | TRAWSFYNYDD | 1 | 940 | 0 | 0 | 0 | 10 | 2037-11 | [12 empty] | 53.0095 | -3.9474 | SPM-BLAENAU_FFESTINIOG_T1 | 6547829000 | SP Energy Networks open data (API key): NDP SPM primary-group polygons + Capacity Heatmaps Information Model SPM + LTDS appendices 3/6 + NSHR
3009 | 32.7 | DWYRHIEW MILL | NEWTOWN | SY16 3BS | Powys 1 (Montgomeryshire) | H V BOWEN | Warehouse And Premises | industrial | 1 | 1114.6 | 11997 | GIA | 12750 | Llanfair Caereinion T1 | inside-area | 4.88 | LEGACY LOCAL GT2 / NEWTOWN GT2 / OSWESTRY GT8 / WELSHPOOL GT1 | LEGACY | SPM | 2 | primary | 2.033 | Green | 7.5 | 5.329 | thermal | 0.1 | 0.1 | 0.7 | 0.2 | 1.5 | LEGACY LOCAL GT2 / NEWTOWN GT2 / OSWESTRY GT8 / WELSHPOOL GT1 | 60.6676 | GREEN | 0 |  |  | 0 | 0 | 0 | 7.5 |  |  |  |  | Green (Over 5% headroom) | 14260 | 100 | 1.77 | 28 | 4 | 85783 | [9 empty] | Legacy | LEGACY | 5 | 1714 | 1714 | 0 | 0 | 0 | 2024-08 | [12 empty] | 52.6055 | -3.3446 | SPM-LLANFAIR_CAEREINION_T1 | 6181001000 | SP Energy Networks open data (API key): NDP SPM primary-group polygons + Capacity Heatmaps Information Model SPM + LTDS appendices 3/6 + NSHR
3010 | 32.7 | BERWYN GARAGE, ADFA | NEWTOWN | SY16 3DB | Powys 1 (Montgomeryshire) |  | Vehicle Repair Workshop And Premises | industrial | 1 | 1034.26 | 11133 | GIA | 23250 | Llanfair Caereinion T1 | inside-area | 7.11 | LEGACY LOCAL GT2 / NEWTOWN GT2 / OSWESTRY GT8 / WELSHPOOL GT1 | LEGACY | SPM | 2 | primary | 2.033 | Green | 7.5 | 5.329 | thermal | 0.1 | 0.1 | 0.7 | 0.2 | 1.5 | LEGACY LOCAL GT2 / NEWTOWN GT2 / OSWESTRY GT8 / WELSHPOOL GT1 | 60.6676 | GREEN | 0 |  |  | 0 | 0 | 0 | 7.5 |  |  |  |  | Green (Over 5% headroom) | 14260 | 100 | 1.64 | 47 | 4 | 86647 | [9 empty] | Legacy | LEGACY | 5 | 1714 | 1714 | 0 | 0 | 0 | 2024-08 | [12 empty] | 52.5994 | -3.3875 | SPM-LLANFAIR_CAEREINION_T1 | 177640206 | SP Energy Networks open data (API key): NDP SPM primary-group polygons + Capacity Heatmaps Information Model SPM + LTDS appendices 3/6 + NSHR
3011 | 32.5 | PT LWR GND FLR PT GND FLR & 1ST FLR, WALKER HOUSE, EXCHANGE FLAGS | LIVERPOOL | L2 3QF | Liverpool |  | Offices And Premises | office | 1 | 4033.24 | 43413 | NIA | 650000 | Harrington St T2 / Highfield St T1 | inside-area | 0.3 | BURLINGTON ST GT2 / LISTER DV B GT1 / PARADISE ST GT1 | LISTER DRIVE | SPM | 1.9 | primary | 1.871 | Green | 8.7 | 6.829 | thermal | 0 | 3 | 0 | 3 | 0.7 | BURLINGTON ST GT2 / LISTER DV B GT1 / PARADISE ST GT1 | 59.6 | GREEN | 0 |  |  | 0 | 0 | 0 | 8.7 |  |  |  |  | Green (Over 5% headroom) | 13547 | 31 | 6.41 | 282 | 12 | 265653 | [9 empty] | Lister Drive | LISTER DRIVE | 2 | 114 | 114 | 0 | 57 | 20 | 2026-09 | [12 empty] | 53.4081 | -2.9898 | SPM-HARRINGTON_ST_T2_HIGHFIELD_ST_T1 | 14840332000 | SP Energy Networks open data (API key): NDP SPM primary-group polygons + Capacity Heatmaps Information Model SPM + LTDS appendices 3/6 + NSHR
3012 | 32.5 | 2ND FLR, WALKER HOUSE, EXCHANGE FLAGS | LIVERPOOL | L2 3QF | Liverpool |  | Offices And Premises | office | 1 | 2458.51 | 26463 | NIA | 425000 | Harrington St T2 / Highfield St T1 | inside-area | 0.3 | BURLINGTON ST GT2 / LISTER DV B GT1 / PARADISE ST GT1 | LISTER DRIVE | SPM | 1.9 | primary | 1.871 | Green | 8.7 | 6.829 | thermal | 0 | 3 | 0 | 3 | 0.7 | BURLINGTON ST GT2 / LISTER DV B GT1 / PARADISE ST GT1 | 59.6 | GREEN | 0 |  |  | 0 | 0 | 0 | 8.7 |  |  |  |  | Green (Over 5% headroom) | 13547 | 51 | 3.91 | 172 | 12 | 282603 | [9 empty] | Lister Drive | LISTER DRIVE | 2 | 114 | 114 | 0 | 57 | 20 | 2026-09 | [12 empty] | 53.4081 | -2.9898 | SPM-HARRINGTON_ST_T2_HIGHFIELD_ST_T1 | 14840333000 | SP Energy Networks open data (API key): NDP SPM primary-group polygons + Capacity Heatmaps Information Model SPM + LTDS appendices 3/6 + NSHR
3013 | 32.5 | PREMIER COURT 26, HATTON GARDEN | LIVERPOOL | L3 2AA | Liverpool |  | Offices And Premises | office | 1 | 2407.5 | 25914 | NIA | 275000 | Harrington St T2 / Highfield St T1 | inside-area | 0.49 | BURLINGTON ST GT2 / LISTER DV B GT1 / PARADISE ST GT1 | LISTER DRIVE | SPM | 1.9 | primary | 1.871 | Green | 8.7 | 6.829 | thermal | 0 | 3 | 0 | 3 | 0.7 | BURLINGTON ST GT2 / LISTER DV B GT1 / PARADISE ST GT1 | 59.6 | GREEN | 0 |  |  | 0 | 0 | 0 | 8.7 |  |  |  |  | Green (Over 5% headroom) | 13547 | 52 | 3.83 | 169 | 12 | 283152 | [9 empty] | Lister Drive | LISTER DRIVE | 2 | 114 | 114 | 0 | 57 | 20 | 2026-09 | 38252591 | Hotels | 9255 | C | Natural Gas | 3 |  | Heating and Natural Ventilation | 2023-02-13 |  | 0.5 | FALSE | 53.4103 | -2.9864 | SPM-HARRINGTON_ST_T2_HIGHFIELD_ST_T1 | 5642995000 | SP Energy Networks open data (API key): NDP SPM primary-group polygons + Capacity Heatmaps Information Model SPM + LTDS appendices 3/6 + NSHR
3014 | 32.5 | 36, DALE STREET | LIVERPOOL | L2 5SF | Liverpool |  | Offices And Premises | office | 1 | 2294.7 | 24700 | NIA | 272500 | Harrington St T2 / Highfield St T1 | inside-area | 0.24 | BURLINGTON ST GT2 / LISTER DV B GT1 / PARADISE ST GT1 | LISTER DRIVE | SPM | 1.9 | primary | 1.871 | Green | 8.7 | 6.829 | thermal | 0 | 3 | 0 | 3 | 0.7 | BURLINGTON ST GT2 / LISTER DV B GT1 / PARADISE ST GT1 | 59.6 | GREEN | 0 |  |  | 0 | 0 | 0 | 8.7 |  |  |  |  | Green (Over 5% headroom) | 13547 | 55 | 3.65 | 161 | 12 | 284366 | [9 empty] | Lister Drive | LISTER DRIVE | 2 | 114 | 114 | 0 | 57 | 20 | 2026-09 | [12 empty] | 53.4079 | -2.9883 | SPM-HARRINGTON_ST_T2_HIGHFIELD_ST_T1 | 910311000 | SP Energy Networks open data (API key): NDP SPM primary-group polygons + Capacity Heatmaps Information Model SPM + LTDS appendices 3/6 + NSHR
3015 | 32.5 | TOWN HALL, DALE STREET | LIVERPOOL | L2 2EA | Liverpool |  | Offices And Premises | office | 1 | 2236.2 | 24070 | NIA | 158000 | Harrington St T2 / Highfield St T1 | inside-area | 0.36 | BURLINGTON ST GT2 / LISTER DV B GT1 / PARADISE ST GT1 | LISTER DRIVE | SPM | 1.9 | primary | 1.871 | Green | 8.7 | 6.829 | thermal | 0 | 3 | 0 | 3 | 0.7 | BURLINGTON ST GT2 / LISTER DV B GT1 / PARADISE ST GT1 | 59.6 | GREEN | 0 |  |  | 0 | 0 | 0 | 8.7 |  |  |  |  | Green (Over 5% headroom) | 13547 | 56 | 3.55 | 157 | 12 | 284996 | [9 empty] | Lister Drive | LISTER DRIVE | 2 | 114 | 114 | 0 | 57 | 20 | 2026-09 | [12 empty] | 53.409 | -2.9883 | SPM-HARRINGTON_ST_T2_HIGHFIELD_ST_T1 | 407681134 | SP Energy Networks open data (API key): NDP SPM primary-group polygons + Capacity Heatmaps Information Model SPM + LTDS appendices 3/6 + NSHR
3016 | 32.5 | 12, WEAVER PARK INDUSTRIAL ESTATE, MILL LANE | FRODSHAM | WA6 7JB | Cheshire West And Chester |  | Workshop And Premises | industrial | 1 | 1241 | 13358 | GIA | 22750 | Frodsham Local T1 | inside-area | 1.42 | ELLESMERE PORT GT2 / INCE LOCAL GT1 / INCE LOCAL GT2 | FRODSHAM - INCE | SPM | 1.9 | primary | 1.943 | Green | 8.2 | 6.257 | thermal | 0 | 0.1 | 0 | 0.1 | 0.4 | INCE LOCAL GT1 / INCE LOCAL GT2 | 26.1433 | GREEN | 0 |  |  | 0 | 0 | 0 | 8.2 |  |  |  |  | Green (Over 5% headroom) | 13547 | 100 | 1.97 | 56 | 5 | 88467 | [9 empty] | Frodsham | FRODSHAM | 5 | 1090 | 1090 | 0 | 0 | 0 | 2029-04 | [12 empty] | 53.3025 | -2.7074 | SPM-FRODSHAM_LOCAL_T1 | 315836133 | SP Energy Networks open data (API key): NDP SPM primary-group polygons + Capacity Heatmaps Information Model SPM + LTDS appendices 3/6 + NSHR
3017 | 32.5 | CLAWDD OFFA FARM, WREXHAM ROAD | CHESTER | CH4 0HT | Flintshire |  | Warehouse Glamping Pods And Premises | industrial | 1 | 1231.92 | 13260 | GIA | 42500 | Caergwrle T1 | inside-area | 2.1 | CASTLE CEMENT GT1 / HAWARDEN GT1 / SALTNEY GT1 / SALTNEY G2B | CONNAHS QUAY - PENTIR - ST ASAPH | SPM | 1.9 | primary | 1.9 | Green | 7.5 | 5.6 | thermal | 0 | 0 | 0.3 | 0 | 0.7 | CASTLE CEMENT GT1 / HAWARDEN GT1 / SALTNEY GT1 / SALTNEY G2B | 32.76 | GREEN | 0 |  |  | 0 | 0 | 0 | 7.5 |  |  |  |  | Green (Over 5% headroom) | 13547 | 100 | 1.96 | 31 | 1 | 24925 | [9 empty] | Legacy | LEGACY | 5 | 1714 | 1714 | 0 | 0 | 0 | 2024-08 | 200001829325 | B1 Offices and Workshop businesses | 138 | C | Oil | 3 |  | Heating and Natural Ventilation | 2012-12-06 |  | 1 | FALSE | 53.1384 | -3.0432 | SPM-CAERGWRLE_T1 | 6954524000 | SP Energy Networks open data (API key): NDP SPM primary-group polygons + Capacity Heatmaps Information Model SPM + LTDS appendices 3/6 + NSHR
3018 | 32.5 | 100, MAIN STREET | FRODSHAM | WA6 7AR | Cheshire West And Chester |  | Workshop And Premises | industrial | 1 | 1218.06 | 13111 | GIA | 44000 | Frodsham Local T1 | inside-area | 0.21 | ELLESMERE PORT GT2 / INCE LOCAL GT1 / INCE LOCAL GT2 | FRODSHAM - INCE | SPM | 1.9 | primary | 1.943 | Green | 8.2 | 6.257 | thermal | 0 | 0.1 | 0 | 0.1 | 0.4 | INCE LOCAL GT1 / INCE LOCAL GT2 | 26.1433 | GREEN | 0 |  |  | 0 | 0 | 0 | 8.2 |  |  |  |  | Green (Over 5% headroom) | 13547 | 100 | 1.94 | 55 | 5 | 88714 | [9 empty] | Frodsham | FRODSHAM | 5 | 1090 | 1090 | 0 | 0 | 0 | 2029-04 | 100012807715 | Retail/Financial and Professional Services | 329 | C | Grid Supplied Electricity | 3 | 1 | Heating and Natural Ventilation | 2022-08-07 |  | 1 | FALSE | 53.2953 | -2.7266 | SPM-FRODSHAM_LOCAL_T1 | 2343883000 | SP Energy Networks open data (API key): NDP SPM primary-group polygons + Capacity Heatmaps Information Model SPM + LTDS appendices 3/6 + NSHR
3019 | 32.5 | BEACON HILL, SIMONS LANE | FRODSHAM | WA6 6HG | Cheshire West And Chester |  | Store And Premises | industrial | 1 | 1130 | 12163 | GIA | 30750 | Frodsham Local T1 | inside-area | 1.46 | ELLESMERE PORT GT2 / INCE LOCAL GT1 / INCE LOCAL GT2 | FRODSHAM - INCE | SPM | 1.9 | primary | 1.943 | Green | 8.2 | 6.257 | thermal | 0 | 0.1 | 0 | 0.1 | 0.4 | INCE LOCAL GT1 / INCE LOCAL GT2 | 26.1433 | GREEN | 0 |  |  | 0 | 0 | 0 | 8.2 |  |  |  |  | Green (Over 5% headroom) | 13547 | 100 | 1.8 | 28 | 5 | 89662 | [9 empty] | Frodsham | FRODSHAM | 5 | 1090 | 1090 | 0 | 0 | 0 | 2029-04 | [12 empty] | 53.2843 | -2.7228 | SPM-FRODSHAM_LOCAL_T1 | 194559133 | SP Energy Networks open data (API key): NDP SPM primary-group polygons + Capacity Heatmaps Information Model SPM + LTDS appendices 3/6 + NSHR
3020 | 32.5 | BROOK WORKS 38, MAIN STREET | FRODSHAM | WA6 7AX | Cheshire West And Chester | HAWSLEY BUILDING CO LTD | Workshop And Premises | industrial | 1 | 1086.8 | 11698 | GIA | 28000 | Frodsham Local T1 | inside-area | 0.45 | ELLESMERE PORT GT2 / INCE LOCAL GT1 / INCE LOCAL GT2 | FRODSHAM - INCE | SPM | 1.9 | primary | 1.943 | Green | 8.2 | 6.257 | thermal | 0 | 0.1 | 0 | 0.1 | 0.4 | INCE LOCAL GT1 / INCE LOCAL GT2 | 26.1433 | GREEN | 0 |  |  | 0 | 0 | 0 | 8.2 |  |  |  |  | Green (Over 5% headroom) | 13547 | 100 | 1.73 | 49 | 5 | 90127 | [9 empty] | Frodsham | FRODSHAM | 5 | 1090 | 1090 | 0 | 0 | 0 | 2029-04 | [12 empty] | 53.2938 | -2.7305 | SPM-FRODSHAM_LOCAL_T1 | 193474133 | SP Energy Networks open data (API key): NDP SPM primary-group polygons + Capacity Heatmaps Information Model SPM + LTDS appendices 3/6 + NSHR
3021 | 32.4 | UNIT 6, BUTTINGTON CROSS ENTERPRISE CENTRE | WELSHPOOL | SY21 8SL | Powys 1 (Montgomeryshire) |  | Factory And Premises | industrial | 5 | 18279.35 | 196757 | GIA | 546250 | Buttington Cross T1 | inside-area | 0.17 | LEGACY LOCAL GT2 / NEWTOWN GT2 / OSWESTRY GT8 / WELSHPOOL GT1 | LEGACY | SPM | 1.8 | primary | 1.8441 | Green | 7.5 | 5.19 | thermal | 0.5 | 2.1 | 0 | 2.6 | 1.8 | LEGACY LOCAL GT2 / NEWTOWN GT2 / OSWESTRY GT8 / WELSHPOOL GT1 | 60.6676 | GREEN | 0 |  |  | 0 | 0 | 0 | 7.5 |  |  |  |  | Green (Over 5% headroom) | 12834 | 7 | 29.05 | 1097 | 4 | 274995 | [9 empty] | Legacy | LEGACY | 5 | 1714 | 1714 | 0 | 0 | 0 | 2024-08 | 10011762629 | General Industrial and Special Industrial Groups | 1429 | C | Natural Gas | 3 |  | Heating and Mechanical Ventilation | 2025-01-09 |  | 1 | FALSE | 52.67 | -3.1248 | SPM-BUTTINGTON_CROSS_T1 | 2178189000;267944206;267945206;267886206;3902481000 | SP Energy Networks open data (API key): NDP SPM primary-group polygons + Capacity Heatmaps Information Model SPM + LTDS appendices 3/6 + NSHR
3022 | 32.4 | UNIT 9, SEVERN FARM INDUSTRIAL ESTATE | WELSHPOOL | SY21 7DF | Powys 1 (Montgomeryshire) |  | Factory And Premises; Warehouse And Premises | industrial | 5 | 14583.54 | 156976 | GIA | 331750 | Raven Square T1 | inside-area | 1.57 | LEGACY LOCAL GT2 / NEWTOWN GT2 / OSWESTRY GT8 / WELSHPOOL GT1 | LEGACY | SPM | 1.8 | primary | 1.76 | Green | 7.5 | 5.74 | thermal | 0 | 0 | 0 | 0 | 0.2 | LEGACY LOCAL GT2 / NEWTOWN GT2 / OSWESTRY GT8 / WELSHPOOL GT1 | 60.6676 | GREEN | 0 |  |  | 0 | 0 | 0 | 7.5 |  |  |  |  | Green (Over 5% headroom) | 12834 | 8 | 23.17 | 875 | 21 | 918629 | [9 empty] | Legacy | LEGACY | 5 | 1714 | 1714 | 0 | 0 | 0 | 2024-08 | 10011760537 | B2 to B7 General Industrial and Special Industrial Groups | 1662 | B | Natural Gas | 3 | 2 | Heating and Natural Ventilation | 2015-03-18 |  | 1 | FALSE | 52.6543 | -3.1403 | SPM-RAVEN_SQUARE_T1 | 176354206;3066727000;10837749000;178782206;669106000 | SP Energy Networks open data (API key): NDP SPM primary-group polygons + Capacity Heatmaps Information Model SPM + LTDS appendices 3/6 + NSHR
3023 | 32.4 | PIONEER DESIGN & BUILD LTD, RODE STREET | TARPORLEY | CW6 0EF | Cheshire West And Chester |  | Workshop And Premises | industrial | 1 | 1777.99 | 19138 | GIA | 60500 | Tarporley T1 | inside-area | 1.67 | BRYMBO GT1 / LEGACY LOCAL GT1 / MARCHWIEL GT1 / MARCHWIEL GT2 / WREXHAM GT1 | LEGACY | SPM | 1.8 | primary | 1.783 | Green | 7.5 | 5.484 | thermal | 0.2 | 0.4 | 0 | 0.6 | 0.8 | CHESTER MAIN GT4 / CRANE BANK GT1 / GUILDEN SUTTON GT1 / SALTNEY G2A | 31.649 | GREEN | 39.8 |  |  | 0 | 0 | 0 | 7.5 |  |  |  |  | Green (Over 5% headroom) | 12834 | 67 | 2.83 | 80 | 2 | 54665 | [9 empty] | Frodsham | LEGACY | 5 | 1714 | 1714 | 0 | 0 | 0 | 2024-08 | [12 empty] | 53.1652 | -2.6851 | SPM-TARPORLEY_T1 | 11274568000 | SP Energy Networks open data (API key): NDP SPM primary-group polygons + Capacity Heatmaps Information Model SPM + LTDS appendices 3/6 + NSHR
3024 | 32.4 | DRY MATTERS LTD AT GORE FARM, FELDY GREEN ROAD | NORTHWICH | CW9 6LU | Cheshire East |  | Workshop And Premises | industrial | 1 | 1546.79 | 16649 | GIA | 50000 | Mere T1 | inside-area | 3.46 | ELWORTH GT1 / ELWORTH GT2 / KNUTSFORD GT1 / KNUTSFORD GT2 | CARRINGTON - FIDDLERS FERRY | SPM | 1.8 | primary | 1.829 | Green | 7.5 | 4.433 | thermal | 1.2 | 2.1 | 1.8 | 3.3 | 1.2 | ELWORTH GT1 / ELWORTH GT2 / KNUTSFORD GT1 / KNUTSFORD GT2 | 26.603 | GREEN | 0 |  |  | 0 | 0 | 0 | 7.5 |  |  |  |  | Green (Over 5% headroom) | 12834 | 77 | 2.46 | 70 | 11 | 554658 | [9 empty] | Fiddlers Ferry | CARRINGTON | 5 | 2186.9 | 2186.9 | 0 | 0 | 930 | 2026-05 | [12 empty] | 53.3164 | -2.4563 | SPM-MERE_T1 | 10378180000 | SP Energy Networks open data (API key): NDP SPM primary-group polygons + Capacity Heatmaps Information Model SPM + LTDS appendices 3/6 + NSHR
3025 | 32.4 | A C ROOF TRUSSES, SEVERN FARM INDUSTRIAL ESTATE | WELSHPOOL | SY21 7DF | Powys 1 (Montgomeryshire) |  | Factory And Premises | industrial | 1 | 1526.44 | 16430 | GIA | 51500 | Raven Square T1 | inside-area | 1.57 | LEGACY LOCAL GT2 / NEWTOWN GT2 / OSWESTRY GT8 / WELSHPOOL GT1 | LEGACY | SPM | 1.8 | primary | 1.76 | Green | 7.5 | 5.74 | thermal | 0 | 0 | 0 | 0 | 0.2 | LEGACY LOCAL GT2 / NEWTOWN GT2 / OSWESTRY GT8 / WELSHPOOL GT1 | 60.6676 | GREEN | 0 |  |  | 0 | 0 | 0 | 7.5 |  |  |  |  | Green (Over 5% headroom) | 12834 | 78 | 2.43 | 92 | 21 | 1059175 | [9 empty] | Legacy | LEGACY | 5 | 1714 | 1714 | 0 | 0 | 0 | 2024-08 | [12 empty] | 52.6543 | -3.1403 | SPM-RAVEN_SQUARE_T1 | 178019206 | SP Energy Networks open data (API key): NDP SPM primary-group polygons + Capacity Heatmaps Information Model SPM + LTDS appendices 3/6 + NSHR
3026 | 32.4 | UNIT 21A, SEVERN FARM INDUSTRIAL ESTATE | WELSHPOOL | SY21 7DF | Powys 1 (Montgomeryshire) |  | Storage Depot And Premises | industrial | 1 | 1393.79 | 15003 | GIA | 39250 | Raven Square T1 | inside-area | 1.57 | LEGACY LOCAL GT2 / NEWTOWN GT2 / OSWESTRY GT8 / WELSHPOOL GT1 | LEGACY | SPM | 1.8 | primary | 1.76 | Green | 7.5 | 5.74 | thermal | 0 | 0 | 0 | 0 | 0.2 | LEGACY LOCAL GT2 / NEWTOWN GT2 / OSWESTRY GT8 / WELSHPOOL GT1 | 60.6676 | GREEN | 0 |  |  | 0 | 0 | 0 | 7.5 |  |  |  |  | Green (Over 5% headroom) | 12834 | 86 | 2.21 | 35 | 21 | 1060602 | [9 empty] | Legacy | LEGACY | 5 | 1714 | 1714 | 0 | 0 | 0 | 2024-08 | 10091466226 | B1 Offices and Workshop businesses | 177 | C | Grid Supplied Electricity | 4 |  | Air Conditioning | 2012-05-10 |  | 1 | FALSE | 52.6543 | -3.1403 | SPM-RAVEN_SQUARE_T1 | 578785000 | SP Energy Networks open data (API key): NDP SPM primary-group polygons + Capacity Heatmaps Information Model SPM + LTDS appendices 3/6 + NSHR
3027 | 32.4 | LANGFORDS WELSH SAUSAGE CO., GREENFIELDS | WELSHPOOL | SY21 7TR | Powys 1 (Montgomeryshire) |  | Factory And Premises | industrial | 1 | 1316.61 | 14172 | GIA | 47250 | Raven Square T1 | inside-area | 1.69 | LEGACY LOCAL GT2 / NEWTOWN GT2 / OSWESTRY GT8 / WELSHPOOL GT1 | LEGACY | SPM | 1.8 | primary | 1.76 | Green | 7.5 | 5.74 | thermal | 0 | 0 | 0 | 0 | 0.2 | LEGACY LOCAL GT2 / NEWTOWN GT2 / OSWESTRY GT8 / WELSHPOOL GT1 | 60.6676 | GREEN | 0 |  |  | 0 | 0 | 0 | 7.5 |  |  |  |  | Green (Over 5% headroom) | 12834 | 91 | 2.09 | 79 | 21 | 1061433 | [9 empty] | Legacy | LEGACY | 5 | 1714 | 1714 | 0 | 0 | 0 | 2024-08 | 200002962371 | B2 to B7 General Industrial and Special Industrial Groups | 1590 | D | Natural Gas | 3 |  | Heating and Natural Ventilation | 2015-09-24 |  | 0.5 | FALSE | 52.6612 | -3.1376 | SPM-RAVEN_SQUARE_T1 | 6086557000 | SP Energy Networks open data (API key): NDP SPM primary-group polygons + Capacity Heatmaps Information Model SPM + LTDS appendices 3/6 + NSHR
3028 | 32.4 | GLASFRYN FENCING CENTRE | PWLLHELI | LL53 6RN | Gwynedd |  | Office, Stores, Workshop & Premises | industrial | 1 | 1306.72 | 14065 | GIA | 12000 | Rivals T1 | inside-area | 3.24 | FOUR CROSSES GT2 / MAENTWROG GT1 / MAENTWROG GT2 | TRAWSFYNYDD | SPM | 1.8 | primary | 1.79 | Green | 4 | 1.736 | thermal | 0.5 | 0 | 0 | 0.5 | 2.2 | FOUR CROSSES GT2 / MAENTWROG GT1 / MAENTWROG GT2 | 4.306 | GREEN | 0 |  |  | 0 | 0 | 0 | 4 |  |  |  |  | Green (Over 5% headroom) | 12834 | 91 | 2.08 | 59 | 1 | 41376 | [9 empty] | Pentir | TRAWSFYNYDD | 1 | 940 | 0 | 0 | 0 | 10 | 2037-11 | [12 empty] | 52.955 | -4.401 | SPM-RIVALS_T1 | 141969202 | SP Energy Networks open data (API key): NDP SPM primary-group polygons + Capacity Heatmaps Information Model SPM + LTDS appendices 3/6 + NSHR
3029 | 32.4 | MESSRS PARRY AND EVANS, SEVERN FARM INDUSTRIAL ESTATE | WELSHPOOL | SY21 7DF | Powys 1 (Montgomeryshire) |  | Factory And Premises | industrial | 1 | 1210.61 | 13031 | GIA | 49500 | Raven Square T1 | inside-area | 1.57 | LEGACY LOCAL GT2 / NEWTOWN GT2 / OSWESTRY GT8 / WELSHPOOL GT1 | LEGACY | SPM | 1.8 | primary | 1.76 | Green | 7.5 | 5.74 | thermal | 0 | 0 | 0 | 0 | 0.2 | LEGACY LOCAL GT2 / NEWTOWN GT2 / OSWESTRY GT8 / WELSHPOOL GT1 | 60.6676 | GREEN | 0 |  |  | 0 | 0 | 0 | 7.5 |  |  |  |  | Green (Over 5% headroom) | 12834 | 98 | 1.92 | 73 | 21 | 1062574 | [9 empty] | Legacy | LEGACY | 5 | 1714 | 1714 | 0 | 0 | 0 | 2024-08 | [12 empty] | 52.6543 | -3.1403 | SPM-RAVEN_SQUARE_T1 | 176492206 | SP Energy Networks open data (API key): NDP SPM primary-group polygons + Capacity Heatmaps Information Model SPM + LTDS appendices 3/6 + NSHR
3030 | 32.4 | UNIT 3, POTTER INDUSTRIAL ESTATE, HENFAES LANE | WELSHPOOL | SY21 7BE | Powys 1 (Montgomeryshire) |  | Warehouse And Premises | industrial | 1 | 1209.1 | 13015 | GIA | 30250 | Raven Square T1 | inside-area | 1.79 | LEGACY LOCAL GT2 / NEWTOWN GT2 / OSWESTRY GT8 / WELSHPOOL GT1 | LEGACY | SPM | 1.8 | primary | 1.76 | Green | 7.5 | 5.74 | thermal | 0 | 0 | 0 | 0 | 0.2 | LEGACY LOCAL GT2 / NEWTOWN GT2 / OSWESTRY GT8 / WELSHPOOL GT1 | 60.6676 | GREEN | 0 |  |  | 0 | 0 | 0 | 7.5 |  |  |  |  | Green (Over 5% headroom) | 12834 | 99 | 1.92 | 30 | 21 | 1062590 | [9 empty] | Legacy | LEGACY | 5 | 1714 | 1714 | 0 | 0 | 0 | 2024-08 | 10090259173 | B8 Storage or Distribution | 1118 | D | Natural Gas | 3 |  | Heating and Natural Ventilation | 2022-01-07 |  | 1 | FALSE | 52.6588 | -3.1358 | SPM-RAVEN_SQUARE_T1 | 12520239000 | SP Energy Networks open data (API key): NDP SPM primary-group polygons + Capacity Heatmaps Information Model SPM + LTDS appendices 3/6 + NSHR
3031 | 32.4 | UNIT 10, OFFAS DYKE BUSINESS PARK | WELSHPOOL | SY21 8JF | Powys 1 (Montgomeryshire) |  | Factory And Premises | industrial | 1 | 1068.6 | 11502 | GIA | 54000 | Buttington Cross T1 | inside-area | 1.21 | LEGACY LOCAL GT2 / NEWTOWN GT2 / OSWESTRY GT8 / WELSHPOOL GT1 | LEGACY | SPM | 1.8 | primary | 1.8441 | Green | 7.5 | 5.19 | thermal | 0.5 | 2.1 | 0 | 2.6 | 1.8 | LEGACY LOCAL GT2 / NEWTOWN GT2 / OSWESTRY GT8 / WELSHPOOL GT1 | 60.6676 | GREEN | 0 |  |  | 0 | 0 | 0 | 7.5 |  |  |  |  | Green (Over 5% headroom) | 12834 | 100 | 1.7 | 64 | 4 | 460250 | [9 empty] | Legacy | LEGACY | 5 | 1714 | 1714 | 0 | 0 | 0 | 2024-08 | 10011761871 | B1 Offices and Workshop businesses | 269 | D | Natural Gas | 3 |  | Heating and Natural Ventilation | 2016-02-22 |  | 0.67 | FALSE | 52.6687 | -3.1081 | SPM-BUTTINGTON_CROSS_T1 | 5878269000 | SP Energy Networks open data (API key): NDP SPM primary-group polygons + Capacity Heatmaps Information Model SPM + LTDS appendices 3/6 + NSHR
3032 | 32.4 | UNIT A, SEVERN FARM INDUSTRIAL ESTATE | WELSHPOOL | SY21 7DF | Powys 1 (Montgomeryshire) | TRAX | Factory And Premises | industrial | 1 | 1018.29 | 10961 | GIA | 47000 | Raven Square T1 | inside-area | 1.57 | LEGACY LOCAL GT2 / NEWTOWN GT2 / OSWESTRY GT8 / WELSHPOOL GT1 | LEGACY | SPM | 1.8 | primary | 1.76 | Green | 7.5 | 5.74 | thermal | 0 | 0 | 0 | 0 | 0.2 | LEGACY LOCAL GT2 / NEWTOWN GT2 / OSWESTRY GT8 / WELSHPOOL GT1 | 60.6676 | GREEN | 0 |  |  | 0 | 0 | 0 | 7.5 |  |  |  |  | Green (Over 5% headroom) | 12834 | 100 | 1.62 | 61 | 21 | 1064644 | [9 empty] | Legacy | LEGACY | 5 | 1714 | 1714 | 0 | 0 | 0 | 2024-08 | [12 empty] | 52.6543 | -3.1403 | SPM-RAVEN_SQUARE_T1 | 8303197000 | SP Energy Networks open data (API key): NDP SPM primary-group polygons + Capacity Heatmaps Information Model SPM + LTDS appendices 3/6 + NSHR
3033 | 32.3 | ANGEL CENTRE | TELFORD | TF6 6RB | Telford And Wrekin |  | Workshop And Premises | industrial | 1 | 17833.94 | 191963 | GIA | 250000 | Shawbury T1 | nearest-substation | 7.01 | OSWESTRY GT5 / WHITCHURCH GT1 | LEGACY | SPM | 1.7 | primary | 1.668 | Green | 6.8 | 5.042 | thermal | 0.1 | 1.9 | 0 | 2 | 0.8 | OSWESTRY GT5 / WHITCHURCH GT1 / WEM GT1 | 3.1024 | AMBER | 0 |  |  | 0 | 0 | 0 | 6.8 |  |  |  |  | Green (Over 5% headroom) | 12121 | 6 | 28.34 | 803 | 14 | 649484 | [9 empty] | Legacy | LEGACY | 5 | 1714 | 1714 | 0 | 0 | 0 | 2024-08 | 452083822 | Storage or Distribution | 5507 | A+ | Grid Supplied Electricity | 3 |  | Heating and Natural Ventilation | 2024-10-15 |  | 0.5 | FALSE | 52.7652 | -2.5917 | SPM-SHAWBURY_T1 | 2538142000 | SP Energy Networks open data (API key): NDP SPM primary-group polygons + Capacity Heatmaps Information Model SPM + LTDS appendices 3/6 + NSHR
3034 | 32.3 | RAPRA, SHREWSBURY ROAD | SHREWSBURY | SY4 4EL | Shropshire |  | Offices And Premises | office | 1 | 6676.5 | 71865 | GIA | 165000 | Shawbury T1 | inside-area | 2.88 | OSWESTRY GT5 / WHITCHURCH GT1 | LEGACY | SPM | 1.7 | primary | 1.668 | Green | 6.8 | 5.042 | thermal | 0.1 | 1.9 | 0 | 2 | 0.8 | OSWESTRY GT5 / WHITCHURCH GT1 / WEM GT1 | 3.1024 | AMBER | 0 |  |  | 0 | 0 | 0 | 6.8 |  |  |  |  | Green (Over 5% headroom) | 12121 | 17 | 10.61 | 467 | 14 | 769582 | [9 empty] | Legacy | LEGACY | 5 | 1714 | 1714 | 0 | 0 | 0 | 2024-08 | [12 empty] | 52.7925 | -2.6377 | SPM-SHAWBURY_T1 | 163985234 | SP Energy Networks open data (API key): NDP SPM primary-group polygons + Capacity Heatmaps Information Model SPM + LTDS appendices 3/6 + NSHR
3035 | 32.3 | CROWN BUILDING, NORTH PENRALLT | CAERNARFON | LL55 1PR | Gwynedd |  | Offices And Premises | office | 1 | 4036.66 | 43450 | NIA | 169000 | Caernarfon T1 | inside-area | 1.34 | BANGOR GT2 / CAERNARFON GT2 | CONNAHS QUAY - PENTIR - ST ASAPH | SPM | 1.7 | primary | 1.703 | Green | 7.5 | 5.797 | thermal | 0 | 0.3 | 0 | 0.3 | 0.3 | BANGOR GT2 / CAERNARFON GT2 | 31.686 | GREEN | 0 |  |  | 0 | 0 | 0 | 7.5 |  |  |  |  | Green (Over 5% headroom) | 12121 | 28 | 6.41 | 283 | 11 | 336099 | [9 empty] | Pentir | PENTIR | 2 | 1082 | 1082 | 1025 | 57 | 39 | 2028-10 | [12 empty] | 53.1409 | -4.2737 | SPM-CAERNARFON_T1 | 1079667000 | SP Energy Networks open data (API key): NDP SPM primary-group polygons + Capacity Heatmaps Information Model SPM + LTDS appendices 3/6 + NSHR
3036 | 32.3 | THE GRO, POOL ROAD | NEWTOWN | SY16 3AJ | Powys 1 (Montgomeryshire) | CONTROL TECHNIQUES PLC | Offices And Premises | office | 1 | 3836.2 | 41292 | NIA | 257500 | Brd T1 | inside-area | 2.78 | LEGACY LOCAL GT2 / NEWTOWN GT2 / OSWESTRY GT8 / WELSHPOOL GT1 | LEGACY | SPM | 1.7 | primary | 1.718 | Green | 7.5 | 5.444 | thermal | 0.3 | 0.1 | 0 | 0.4 | 0.5 | LEGACY LOCAL GT2 / NEWTOWN GT2 / OSWESTRY GT8 / WELSHPOOL GT1 | 60.6676 | GREEN | 0 |  |  | 0 | 0 | 0 | 7.5 |  |  |  |  | Green (Over 5% headroom) | 12121 | 29 | 6.1 | 269 | 20 | 1016990 | [9 empty] | Legacy | LEGACY | 5 | 1714 | 1714 | 0 | 0 | 0 | 2024-08 | [12 empty] | 52.5197 | -3.2948 | SPM-BRD_T1 | 492806206 | SP Energy Networks open data (API key): NDP SPM primary-group polygons + Capacity Heatmaps Information Model SPM + LTDS appendices 3/6 + NSHR
3037 | 32.3 | SWYDDFA ARFON, NORTH PENRALLT | CAERNARFON | LL55 1PR | Gwynedd |  | Offices And Premises | office | 1 | 2990.24 | 32187 | NIA | 155000 | Caernarfon T1 | inside-area | 1.34 | BANGOR GT2 / CAERNARFON GT2 | CONNAHS QUAY - PENTIR - ST ASAPH | SPM | 1.7 | primary | 1.703 | Green | 7.5 | 5.797 | thermal | 0 | 0.3 | 0 | 0.3 | 0.3 | BANGOR GT2 / CAERNARFON GT2 | 31.686 | GREEN | 0 |  |  | 0 | 0 | 0 | 7.5 |  |  |  |  | Green (Over 5% headroom) | 12121 | 38 | 4.75 | 209 | 11 | 347362 | [9 empty] | Pentir | PENTIR | 2 | 1082 | 1082 | 1025 | 57 | 39 | 2028-10 | [12 empty] | 53.1409 | -4.2737 | SPM-CAERNARFON_T1 | 10170963000 | SP Energy Networks open data (API key): NDP SPM primary-group polygons + Capacity Heatmaps Information Model SPM + LTDS appendices 3/6 + NSHR
3038 | 32.3 | PARK TIMBER LTD, RODEN LANE | TELFORD | TF6 6BJ | Telford And Wrekin |  | Stores And Premises | industrial | 1 | 1810.23 | 19485 | GIA | 32750 | Shawbury T1 | nearest-substation | 6.92 | OSWESTRY GT5 / WHITCHURCH GT1 | LEGACY | SPM | 1.7 | primary | 1.668 | Green | 6.8 | 5.042 | thermal | 0.1 | 1.9 | 0 | 2 | 0.8 | OSWESTRY GT5 / WHITCHURCH GT1 / WEM GT1 | 3.1024 | AMBER | 0 |  |  | 0 | 0 | 0 | 6.8 |  |  |  |  | Green (Over 5% headroom) | 12121 | 62 | 2.88 | 45 | 14 | 821962 | [9 empty] | Legacy | LEGACY | 5 | 1714 | 1714 | 0 | 0 | 0 | 2024-08 | [12 empty] | 52.745 | -2.6297 | SPM-SHAWBURY_T1 | 9153212000 | SP Energy Networks open data (API key): NDP SPM primary-group polygons + Capacity Heatmaps Information Model SPM + LTDS appendices 3/6 + NSHR
3039 | 32.3 | WELCOME FURNITURE LTD ZONE 6, CIBYN INDUSTRIAL ESTATE | CAERNARFON | LL55 2BD | Gwynedd |  | Warehouse And Premises | industrial | 1 | 1726.8 | 18587 | GIA | 59500 | Caernarfon T1 | inside-area | 1.02 | BANGOR GT2 / CAERNARFON GT2 | CONNAHS QUAY - PENTIR - ST ASAPH | SPM | 1.7 | primary | 1.703 | Green | 7.5 | 5.797 | thermal | 0 | 0.3 | 0 | 0.3 | 0.3 | BANGOR GT2 / CAERNARFON GT2 | 31.686 | GREEN | 0 |  |  | 0 | 0 | 0 | 7.5 |  |  |  |  | Green (Over 5% headroom) | 12121 | 65 | 2.74 | 43 | 11 | 360962 | [9 empty] | Pentir | PENTIR | 2 | 1082 | 1082 | 1025 | 57 | 39 | 2028-10 | 10070362119 | B1 Offices and Workshop businesses | 142 | E | Grid Supplied Electricity | 3 |  | Heating and Natural Ventilation | 2015-06-16 |  | 1 | FALSE | 53.1396 | -4.2494 | SPM-CAERNARFON_T1 | 12922318000 | SP Energy Networks open data (API key): NDP SPM primary-group polygons + Capacity Heatmaps Information Model SPM + LTDS appendices 3/6 + NSHR
3040 | 32.3 | UNITS 1A 1H AND 1I, CIBYN INDUSTRIAL ESTATE | CAERNARFON | LL55 2BD | Gwynedd |  | Warehouse, Offices And Premises | industrial | 1 | 1631.46 | 17561 | GIA | 69500 | Caernarfon T1 | inside-area | 1.02 | BANGOR GT2 / CAERNARFON GT2 | CONNAHS QUAY - PENTIR - ST ASAPH | SPM | 1.7 | primary | 1.703 | Green | 7.5 | 5.797 | thermal | 0 | 0.3 | 0 | 0.3 | 0.3 | BANGOR GT2 / CAERNARFON GT2 | 31.686 | GREEN | 0 |  |  | 0 | 0 | 0 | 7.5 |  |  |  |  | Green (Over 5% headroom) | 12121 | 69 | 2.59 | 114 | 11 | 361988 | [9 empty] | Pentir | PENTIR | 2 | 1082 | 1082 | 1025 | 57 | 39 | 2028-10 | [12 empty] | 53.1396 | -4.2494 | SPM-CAERNARFON_T1 | 11218077000 | SP Energy Networks open data (API key): NDP SPM primary-group polygons + Capacity Heatmaps Information Model SPM + LTDS appendices 3/6 + NSHR
3041 | 32.3 | GRAHAM GRATRIX LTD, CIBYN INDUSTRIAL ESTATE | CAERNARFON | LL55 2BD | Gwynedd |  | Warehouse And Premises | industrial | 1 | 1458.13 | 15695 | GIA | 54500 | Caernarfon T1 | inside-area | 1.02 | BANGOR GT2 / CAERNARFON GT2 | CONNAHS QUAY - PENTIR - ST ASAPH | SPM | 1.7 | primary | 1.703 | Green | 7.5 | 5.797 | thermal | 0 | 0.3 | 0 | 0.3 | 0.3 | BANGOR GT2 / CAERNARFON GT2 | 31.686 | GREEN | 0 |  |  | 0 | 0 | 0 | 7.5 |  |  |  |  | Green (Over 5% headroom) | 12121 | 77 | 2.32 | 36 | 11 | 363854 | [9 empty] | Pentir | PENTIR | 2 | 1082 | 1082 | 1025 | 57 | 39 | 2028-10 | 10070341708 | A1/A2 Retail and Financial/Professional services | 1536 | C | Natural Gas | 5 |  | Heating and Natural Ventilation | 2021-09-01 |  | 0.67 | FALSE | 53.1396 | -4.2494 | SPM-CAERNARFON_T1 | 5327609000 | SP Energy Networks open data (API key): NDP SPM primary-group polygons + Capacity Heatmaps Information Model SPM + LTDS appendices 3/6 + NSHR
3042 | 32.3 | UNIT E1, VASTRE INDUSTRIAL ESTATE, KERRY ROAD | NEWTOWN | SY16 1DZ | Powys 1 (Montgomeryshire) |  | Warehouse And Premises | industrial | 1 | 1291.4 | 13901 | GIA | 45750 | Brd T1 | inside-area | 2.63 | LEGACY LOCAL GT2 / NEWTOWN GT2 / OSWESTRY GT8 / WELSHPOOL GT1 | LEGACY | SPM | 1.7 | primary | 1.718 | Green | 7.5 | 5.444 | thermal | 0.3 | 0.1 | 0 | 0.4 | 0.5 | LEGACY LOCAL GT2 / NEWTOWN GT2 / OSWESTRY GT8 / WELSHPOOL GT1 | 60.6676 | GREEN | 0 |  |  | 0 | 0 | 0 | 7.5 |  |  |  |  | Green (Over 5% headroom) | 12121 | 87 | 2.05 | 32 | 20 | 1044381 | [9 empty] | Legacy | LEGACY | 5 | 1714 | 1714 | 0 | 0 | 0 | 2024-08 | [12 empty] | 52.5145 | -3.3005 | SPM-BRD_T1 | 13259523000 | SP Energy Networks open data (API key): NDP SPM primary-group polygons + Capacity Heatmaps Information Model SPM + LTDS appendices 3/6 + NSHR
3043 | 32.3 | HAULAGE YARD MANNINGS FARM, STANTON ON HINE HEATH | SHREWSBURY | SY4 4ET | Shropshire |  | Workshop And Premises | industrial | 1 | 1242.9 | 13378 | GIA | 51000 | Shawbury T1 | inside-area | 4.41 | OSWESTRY GT5 / WHITCHURCH GT1 | LEGACY | SPM | 1.7 | primary | 1.668 | Green | 6.8 | 5.042 | thermal | 0.1 | 1.9 | 0 | 2 | 0.8 | OSWESTRY GT5 / WHITCHURCH GT1 / WEM GT1 | 3.1024 | AMBER | 0 |  |  | 0 | 0 | 0 | 6.8 |  |  |  |  | Green (Over 5% headroom) | 12121 | 91 | 1.98 | 56 | 14 | 828069 | [9 empty] | Legacy | LEGACY | 5 | 1714 | 1714 | 0 | 0 | 0 | 2024-08 | [12 empty] | 52.8093 | -2.6153 | SPM-SHAWBURY_T1 | 13011662000 | SP Energy Networks open data (API key): NDP SPM primary-group polygons + Capacity Heatmaps Information Model SPM + LTDS appendices 3/6 + NSHR
3044 | 32.3 | ASDA, BANGOR ROAD | CAERNARFON | LL55 1LR | Gwynedd |  | Large Foodstore | industrial | 1 | 1154.2 | 12424 | GIA | 181000 | Caernarfon T1 | inside-area | 0.62 | BANGOR GT2 / CAERNARFON GT2 | CONNAHS QUAY - PENTIR - ST ASAPH | SPM | 1.7 | primary | 1.703 | Green | 7.5 | 5.797 | thermal | 0 | 0.3 | 0 | 0.3 | 0.3 | BANGOR GT2 / CAERNARFON GT2 | 31.686 | GREEN | 0 |  |  | 0 | 0 | 0 | 7.5 |  |  |  |  | Green (Over 5% headroom) | 12121 | 98 | 1.83 | 29 | 11 | 367125 | [9 empty] | Pentir | PENTIR | 2 | 1082 | 1082 | 1025 | 57 | 39 | 2028-10 | [12 empty] | 53.1526 | -4.2609 | SPM-CAERNARFON_T1 | 8875667000 | SP Energy Networks open data (API key): NDP SPM primary-group polygons + Capacity Heatmaps Information Model SPM + LTDS appendices 3/6 + NSHR
3045 | 32.3 | STAGECRAFT DISPLAY LTD | LLANDRINDOD WELLS | LD1 6YS | Powys 2 (Radnorshire) |  | Factory And Premises | industrial | 1 | 1091.93 | 11753 | GIA | 7500 | Brd T1 | nearest-substation | 10.79 | LEGACY LOCAL GT2 / NEWTOWN GT2 / OSWESTRY GT8 / WELSHPOOL GT1 | LEGACY | SPM | 1.7 | primary | 1.718 | Green | 7.5 | 5.444 | thermal | 0.3 | 0.1 | 0 | 0.4 | 0.5 | LEGACY LOCAL GT2 / NEWTOWN GT2 / OSWESTRY GT8 / WELSHPOOL GT1 | 60.6676 | GREEN | 0 |  |  | 0 | 0 | 0 | 7.5 |  |  |  |  | Green (Over 5% headroom) | 12121 | 100 | 1.74 | 66 | 20 | 1046529 | [9 empty] | Legacy | LEGACY | 5 | 1714 | 1714 | 0 | 0 | 0 | 2024-08 | [12 empty] | 52.4241 | -3.3697 | SPM-BRD_T1 | 1956202000 | SP Energy Networks open data (API key): NDP SPM primary-group polygons + Capacity Heatmaps Information Model SPM + LTDS appendices 3/6 + NSHR
3046 | 32.3 | UNIT H, VASTRE INDUSTRIAL ESTATE, KERRY ROAD | NEWTOWN | SY16 1DZ | Powys 1 (Montgomeryshire) |  | Factory And Premises | industrial | 1 | 1082.24 | 11649 | GIA | 40500 | Brd T1 | inside-area | 2.63 | LEGACY LOCAL GT2 / NEWTOWN GT2 / OSWESTRY GT8 / WELSHPOOL GT1 | LEGACY | SPM | 1.7 | primary | 1.718 | Green | 7.5 | 5.444 | thermal | 0.3 | 0.1 | 0 | 0.4 | 0.5 | LEGACY LOCAL GT2 / NEWTOWN GT2 / OSWESTRY GT8 / WELSHPOOL GT1 | 60.6676 | GREEN | 0 |  |  | 0 | 0 | 0 | 7.5 |  |  |  |  | Green (Over 5% headroom) | 12121 | 100 | 1.72 | 65 | 20 | 1046633 | [9 empty] | Legacy | LEGACY | 5 | 1714 | 1714 | 0 | 0 | 0 | 2024-08 | 10011780222 | Offices and Workshop Businesses | 1044 | D | Natural Gas | 3 |  | Heating and Natural Ventilation | 2023-08-03 |  | 0.67 | FALSE | 52.5145 | -3.3005 | SPM-BRD_T1 | 9939877000 | SP Energy Networks open data (API key): NDP SPM primary-group polygons + Capacity Heatmaps Information Model SPM + LTDS appendices 3/6 + NSHR
3047 | 32.3 | UNIT 1-3, ABERMULE BUSINESS PARK | MONTGOMERY | SY15 6FB | Powys 1 (Montgomeryshire) |  | Workshop And Premises | industrial | 1 | 1004.06 | 10808 | GIA | 71500 | Brd T1 | inside-area | 4.78 | LEGACY LOCAL GT2 / NEWTOWN GT2 / OSWESTRY GT8 / WELSHPOOL GT1 | LEGACY | SPM | 1.7 | primary | 1.718 | Green | 7.5 | 5.444 | thermal | 0.3 | 0.1 | 0 | 0.4 | 0.5 | LEGACY LOCAL GT2 / NEWTOWN GT2 / OSWESTRY GT8 / WELSHPOOL GT1 | 60.6676 | GREEN | 0 |  |  | 0 | 0 | 0 | 7.5 |  |  |  |  | Green (Over 5% headroom) | 12121 | 100 | 1.6 | 45 | 20 | 1047474 | [9 empty] | Legacy | LEGACY | 5 | 1714 | 1714 | 0 | 0 | 0 | 2024-08 | [12 empty] | 52.5396 | -3.2435 | SPM-BRD_T1 | 14054099000 | SP Energy Networks open data (API key): NDP SPM primary-group polygons + Capacity Heatmaps Information Model SPM + LTDS appendices 3/6 + NSHR
3048 | 32.1 | UNIT G, RHOSDDU INDUSTRIAL ESTATE | WREXHAM | LL11 4YL | Wrexham | HOWDENS JOINERY CO | Warehouse And Premises | industrial | 1 | 1350.57 | 14537 | GIA | 44250 | Pandy T1 / Pandy T2 | inside-area | 1.35 | BRYMBO GT1 / LEGACY LOCAL GT1 / MARCHWIEL GT1 / MARCHWIEL GT2 / WREXHAM GT1 | LEGACY | SPM | 1.6 | primary | 1.597 | Green | 10 | 8.403 | thermal | 0 | 0 | 0 | 0 | -0.2 | BRYMBO GT1 / LEGACY LOCAL GT1 / MARCHWIEL GT1 / MARCHWIEL GT2 / WREXHAM GT1 | 41.8508 | GREEN | 1.6 |  |  | 0 | 0 | 0 | 10 |  |  |  |  | Green (Over 5% headroom) | 11408 | 78 | 2.15 | 34 | 8 | 184215 | [9 empty] | Legacy | LEGACY | 5 | 1714 | 1714 | 0 | 0 | 0 | 2024-08 | 10013547843 | Storage or Distribution | 749 | B | Grid Supplied Electricity | 3 |  | Heating and Natural Ventilation | 2024-07-05 |  | 1 | FALSE | 53.065 | -3.005 | SPM-PANDY_T1_PANDY_T2 | 2912893000 | SP Energy Networks open data (API key): NDP SPM primary-group polygons + Capacity Heatmaps Information Model SPM + LTDS appendices 3/6 + NSHR
3049 | 32.1 | LLAY HALL | WREXHAM | LL12 9YG | Wrexham | A E L FLEXAULIC LTD | Factory And Premises | industrial | 1 | 1300.69 | 14000 | GIA | 34250 | Pandy T1 / Pandy T2 | inside-area | 2.57 | BRYMBO GT1 / LEGACY LOCAL GT1 / MARCHWIEL GT1 / MARCHWIEL GT2 / WREXHAM GT1 | LEGACY | SPM | 1.6 | primary | 1.597 | Green | 10 | 8.403 | thermal | 0 | 0 | 0 | 0 | -0.2 | BRYMBO GT1 / LEGACY LOCAL GT1 / MARCHWIEL GT1 / MARCHWIEL GT2 / WREXHAM GT1 | 41.8508 | GREEN | 1.6 |  |  | 0 | 0 | 0 | 10 |  |  |  |  | Green (Over 5% headroom) | 11408 | 81 | 2.07 | 78 | 8 | 184752 | [9 empty] | Legacy | LEGACY | 5 | 1714 | 1714 | 0 | 0 | 0 | 2024-08 | 10023168381 | Storage or Distribution | 110 | E | Grid Supplied Electricity | 3 |  | Heating and Mechanical Ventilation | 2024-07-25 |  | 1 | FALSE | 53.0887 | -3.0203 | SPM-PANDY_T1_PANDY_T2 | 995994000 | SP Energy Networks open data (API key): NDP SPM primary-group polygons + Capacity Heatmaps Information Model SPM + LTDS appendices 3/6 + NSHR
3050 | 32.1 | UNITS 1-3, BRON Y BERTH | PWLLHELI | LL53 7HL | Gwynedd |  | Workshop And Premises | industrial | 1 | 1193.56 | 12847 | GIA | 15500 | Llanbedrog T1 | inside-area | 2.17 | FOUR CROSSES GT2 / MAENTWROG GT1 / MAENTWROG GT2 | TRAWSFYNYDD | SPM | 1.6 | primary | 1.572 | Green | 4 | 2.428 | thermal | 0 | 0 | 0 | 0 | 1 | FOUR CROSSES GT2 / MAENTWROG GT1 / MAENTWROG GT2 | 4.306 | GREEN | 0 |  |  | 0 | 0 | 0 | 4 |  |  |  |  | Green (Over 5% headroom) | 11408 | 89 | 1.9 | 54 | 0 | 0 | [9 empty] | Pentir | TRAWSFYNYDD | 1 | 940 | 0 | 0 | 0 | 10 | 2037-11 | [12 empty] | 52.8803 | -4.4724 | SPM-LLANBEDROG_T1 | 7985000 | SP Energy Networks open data (API key): NDP SPM primary-group polygons + Capacity Heatmaps Information Model SPM + LTDS appendices 3/6 + NSHR
3051 | 32 | CAMBRIAN WORKS, VAN ROAD | LLANIDLOES | SY18 6HL | Powys 1 (Montgomeryshire) |  | Factory And Premises | industrial | 1 | 1747.43 | 18809 | GIA | 38500 | Llanidloes T1 / Llanidloes T2 | inside-area | 0.62 | LEGACY LOCAL GT2 / NEWTOWN GT2 / OSWESTRY GT8 / WELSHPOOL GT1 | LEGACY | SPM | 1.5 | primary | 1.52 | Green | 5.7 | 4.144 | thermal | 0.1 | 0.3 | 0 | 0.4 | 0.2 | LEGACY LOCAL GT2 / NEWTOWN GT2 / OSWESTRY GT8 / WELSHPOOL GT1 | 60.6676 | GREEN | 0 |  |  | 0 | 0 | 0 | 5.7 |  |  |  |  | Green (Over 5% headroom) | 10695 | 57 | 2.78 | 105 | 4 | 143878 | [9 empty] | Trawsfynydd | LEGACY | 5 | 1714 | 1714 | 0 | 0 | 0 | 2024-08 | [12 empty] | 52.452 | -3.5427 | SPM-LLANIDLOES_T1_LLANIDLOES_T2 | 2032681000 | SP Energy Networks open data (API key): NDP SPM primary-group polygons + Capacity Heatmaps Information Model SPM + LTDS appendices 3/6 + NSHR
3052 | 32 | BRYN | PWLLHELI | LL53 6RL | Gwynedd |  | Factory And Premises | industrial | 1 | 1508.01 | 16232 | GIA | 25250 | Four Crosses T1 | inside-area | 1.3 | FOUR CROSSES GT2 / MAENTWROG GT1 / MAENTWROG GT2 | TRAWSFYNYDD | SPM | 1.5 | primary | 1.5 | Green | 4 | 2.5 | thermal | 0 | 0 | 0 | 0 | 1.2 | FOUR CROSSES GT2 / MAENTWROG GT1 / MAENTWROG GT2 | 4.306 | GREEN | 0 |  |  | 0 | 0 | 0 | 4 |  |  |  |  | Green (Over 5% headroom) | 10695 | 66 | 2.4 | 90 | 3 | 191391 | [9 empty] | Pentir | TRAWSFYNYDD | 1 | 940 | 0 | 0 | 0 | 10 | 2037-11 | [12 empty] | 52.9417 | -4.3935 | SPM-FOUR_CROSSES_T1 | 143481202 | SP Energy Networks open data (API key): NDP SPM primary-group polygons + Capacity Heatmaps Information Model SPM + LTDS appendices 3/6 + NSHR
3053 | 32 | LIDL SUPERMARKET, HOPE STREET | WREXHAM | LL11 4HT | Wrexham |  | Large Foodstore | industrial | 1 | 1504.63 | 16196 | GIA | 240000 | Gwersyllt T1 | inside-area | 0.2 | BRYMBO GT1 / LEGACY LOCAL GT1 / MARCHWIEL GT1 / MARCHWIEL GT2 / WREXHAM GT1 | LEGACY | SPM | 1.5 | primary | 1.462 | Green | 7.5 | 6.038 | thermal | 0 | 0 | 0 | 0 | -0.2 | BRYMBO GT1 / LEGACY LOCAL GT1 / MARCHWIEL GT1 / MARCHWIEL GT2 / WREXHAM GT1 | 41.8508 | GREEN | 1.6 |  |  | 0 | 0 | 0 | 7.5 |  |  |  |  | Green (Over 5% headroom) | 10695 | 66 | 2.39 | 38 | 1 | 32404 | [9 empty] | Legacy | LEGACY | 5 | 1714 | 1714 | 0 | 0 | 0 | 2024-08 | [12 empty] | 53.0722 | -3.0178 | SPM-GWERSYLLT_T1 | 2298981000 | SP Energy Networks open data (API key): NDP SPM primary-group polygons + Capacity Heatmaps Information Model SPM + LTDS appendices 3/6 + NSHR
3054 | 32 | G R H FOODS CO LTD CAE GROMLECH | PWLLHELI | LL53 6RW | Gwynedd |  | Factory And Premises | industrial | 1 | 1321.64 | 14226 | GIA | 37000 | Four Crosses T1 | inside-area | 1.07 | FOUR CROSSES GT2 / MAENTWROG GT1 / MAENTWROG GT2 | TRAWSFYNYDD | SPM | 1.5 | primary | 1.5 | Green | 4 | 2.5 | thermal | 0 | 0 | 0 | 0 | 1.2 | FOUR CROSSES GT2 / MAENTWROG GT1 / MAENTWROG GT2 | 4.306 | GREEN | 0 |  |  | 0 | 0 | 0 | 4 |  |  |  |  | Green (Over 5% headroom) | 10695 | 75 | 2.1 | 79 | 3 | 193397 | [9 empty] | Pentir | TRAWSFYNYDD | 1 | 940 | 0 | 0 | 0 | 10 | 2037-11 | [12 empty] | 52.9225 | -4.3786 | SPM-FOUR_CROSSES_T1 | 3597361000 | SP Energy Networks open data (API key): NDP SPM primary-group polygons + Capacity Heatmaps Information Model SPM + LTDS appendices 3/6 + NSHR
3055 | 32 | UNIT 8, PARC HAFREN | LLANIDLOES | SY18 6AL | Powys 1 (Montgomeryshire) |  | Factory And Premises | industrial | 1 | 1302.69 | 14022 | GIA | 32750 | Llanidloes T1 / Llanidloes T2 | inside-area | 0.79 | LEGACY LOCAL GT2 / NEWTOWN GT2 / OSWESTRY GT8 / WELSHPOOL GT1 | LEGACY | SPM | 1.5 | primary | 1.52 | Green | 5.7 | 4.144 | thermal | 0.1 | 0.3 | 0 | 0.4 | 0.2 | LEGACY LOCAL GT2 / NEWTOWN GT2 / OSWESTRY GT8 / WELSHPOOL GT1 | 60.6676 | GREEN | 0 |  |  | 0 | 0 | 0 | 5.7 |  |  |  |  | Green (Over 5% headroom) | 10695 | 76 | 2.07 | 78 | 4 | 148665 | [9 empty] | Trawsfynydd | LEGACY | 5 | 1714 | 1714 | 0 | 0 | 0 | 2024-08 | [12 empty] | 52.4496 | -3.5419 | SPM-LLANIDLOES_T1_LLANIDLOES_T2 | 1191089000 | SP Energy Networks open data (API key): NDP SPM primary-group polygons + Capacity Heatmaps Information Model SPM + LTDS appendices 3/6 + NSHR
3056 | 31.9 | OAK FURNITURE LAND AND LORRY PARK AT REAR, LOCK STREET | ST HELENS | WA9 1HS | St Helens |  | Warehouse And Premises | industrial | 1 | 18353.84 | 197559 | GIA | 510000 | Chalon Way T1 / Technology Campus T1 / Woodville St T1 | inside-area | 1.21 | RAVENHEAD G1A1 / ST HELENS GT2B / WINDLE GT1 | RAINHILL | SPM | 1.4 | primary | 1.43 | Green | 9.1 | 7.67 | thermal | 0 | 0 | 0 | 0 | -0.4 | RAVENHEAD G1A1 / ST HELENS GT2B / WINDLE GT1 | 26.66 | GREEN | 17.1 |  |  | 0 | 0 | 0 | 9.1 |  |  |  |  | Green (Over 5% headroom) | 9982 | 5 | 29.17 | 459 | 17 | 482735 | [9 empty] | Rainhill | RAINHILL | 1 | 85.5 | 85.5 | 0 | 0 | 57 | 2026-09 | [12 empty] | 53.4602 | -2.7236 | SPM-CHALON_WAY_T1_TECHNOLOGY_CAMPUS_T1_WOODVILLE_ST_T1 | 14468177000 | SP Energy Networks open data (API key): NDP SPM primary-group polygons + Capacity Heatmaps Information Model SPM + LTDS appendices 3/6 + NSHR
3057 | 31.9 | TOWN HALL, VICTORIA SQUARE | ST HELENS | WA10 1HP | St Helens |  | Offices And Premises | office | 1 | 4154.3 | 44716 | NIA | 226000 | Chalon Way T1 / Technology Campus T1 / Woodville St T1 | inside-area | 0.39 | RAVENHEAD G1A1 / ST HELENS GT2B / WINDLE GT1 | RAINHILL | SPM | 1.4 | primary | 1.43 | Green | 9.1 | 7.67 | thermal | 0 | 0 | 0 | 0 | -0.4 | RAVENHEAD G1A1 / ST HELENS GT2B / WINDLE GT1 | 26.66 | GREEN | 17.1 |  |  | 0 | 0 | 0 | 9.1 |  |  |  |  | Green (Over 5% headroom) | 9982 | 22 | 6.6 | 291 | 17 | 635578 | [9 empty] | Rainhill | RAINHILL | 1 | 85.5 | 85.5 | 0 | 0 | 57 | 2026-09 | [12 empty] | 53.4542 | -2.7349 | SPM-CHALON_WAY_T1_TECHNOLOGY_CAMPUS_T1_WOODVILLE_ST_T1 | 10640002000 | SP Energy Networks open data (API key): NDP SPM primary-group polygons + Capacity Heatmaps Information Model SPM + LTDS appendices 3/6 + NSHR
3058 | 31.9 | ATLAS HOUSE 2, CORPORATION STREET | ST HELENS | WA9 1LD | St Helens |  | Offices And Premises | office | 1 | 3584.2 | 38580 | NIA | 370000 | Chalon Way T1 / Technology Campus T1 / Woodville St T1 | inside-area | 0.5 | RAVENHEAD G1A1 / ST HELENS GT2B / WINDLE GT1 | RAINHILL | SPM | 1.4 | primary | 1.43 | Green | 9.1 | 7.67 | thermal | 0 | 0 | 0 | 0 | -0.4 | RAVENHEAD G1A1 / ST HELENS GT2B / WINDLE GT1 | 26.66 | GREEN | 17.1 |  |  | 0 | 0 | 0 | 9.1 |  |  |  |  | Green (Over 5% headroom) | 9982 | 26 | 5.7 | 251 | 17 | 641714 | [9 empty] | Rainhill | RAINHILL | 1 | 85.5 | 85.5 | 0 | 0 | 57 | 2026-09 | [12 empty] | 53.4534 | -2.7267 | SPM-CHALON_WAY_T1_TECHNOLOGY_CAMPUS_T1_WOODVILLE_ST_T1 | 7601667000 | SP Energy Networks open data (API key): NDP SPM primary-group polygons + Capacity Heatmaps Information Model SPM + LTDS appendices 3/6 + NSHR
3059 | 31.9 | CORPORATION STREET | ST HELENS | WA10 1HF | St Helens | WESLEY HOUSE | Offices And Premises | office | 1 | 3291.6 | 35430 | NIA | 297500 | Chalon Way T1 / Technology Campus T1 / Woodville St T1 | inside-area | 0.37 | RAVENHEAD G1A1 / ST HELENS GT2B / WINDLE GT1 | RAINHILL | SPM | 1.4 | primary | 1.43 | Green | 9.1 | 7.67 | thermal | 0 | 0 | 0 | 0 | -0.4 | RAVENHEAD G1A1 / ST HELENS GT2B / WINDLE GT1 | 26.66 | GREEN | 17.1 |  |  | 0 | 0 | 0 | 9.1 |  |  |  |  | Green (Over 5% headroom) | 9982 | 28 | 5.23 | 230 | 17 | 644864 | [9 empty] | Rainhill | RAINHILL | 1 | 85.5 | 85.5 | 0 | 0 | 57 | 2026-09 | [12 empty] | 53.4541 | -2.7345 | SPM-CHALON_WAY_T1_TECHNOLOGY_CAMPUS_T1_WOODVILLE_ST_T1 | 567226137 | SP Energy Networks open data (API key): NDP SPM primary-group polygons + Capacity Heatmaps Information Model SPM + LTDS appendices 3/6 + NSHR
3060 | 31.9 | SKA OBSERVATORY, JODRELL BANK | MACCLESFIELD | SK11 9DL | Cheshire East |  | Offices And Premises | office | 1 | 3101.55 | 33385 | NIA | 397500 | Holmes Chapel T1 | inside-area | 4.53 | ELWORTH GT1 / ELWORTH GT2 / KNUTSFORD GT1 / KNUTSFORD GT2 | CARRINGTON - FIDDLERS FERRY | SPM | 1.4 | primary | 1.42 | Green | 7.5 | 6.08 | thermal | 0 | 1 | 0 | 1 | 0 | ELWORTH GT1 / ELWORTH GT2 / KNUTSFORD GT1 / KNUTSFORD GT2 | 26.603 | GREEN | 0 |  |  | 0 | 0 | 0 | 7.5 |  |  |  |  | Green (Over 5% headroom) | 9982 | 30 | 4.93 | 217 | 3 | 85369 | [9 empty] | Fiddlers Ferry | CARRINGTON | 5 | 2186.9 | 2186.9 | 0 | 0 | 930 | 2026-05 | 10094315305 | B1 Offices and Workshop businesses | 1213 | B | Grid Supplied Electricity | 4 |  | Heating and Natural Ventilation | 2012-10-25 |  | 1 | FALSE | 53.2361 | -2.3066 | SPM-HOLMES_CHAPEL_T1 | 13375831000 | SP Energy Networks open data (API key): NDP SPM primary-group polygons + Capacity Heatmaps Information Model SPM + LTDS appendices 3/6 + NSHR
3061 | 31.9 | HELENA CENTRAL 4, CORPORATION STREET | ST HELENS | WA9 1LD | St Helens |  | Offices And Premises | office | 1 | 2273.41 | 24471 | NIA | 297500 | Chalon Way T1 / Technology Campus T1 / Woodville St T1 | inside-area | 0.5 | RAVENHEAD G1A1 / ST HELENS GT2B / WINDLE GT1 | RAINHILL | SPM | 1.4 | primary | 1.43 | Green | 9.1 | 7.67 | thermal | 0 | 0 | 0 | 0 | -0.4 | RAVENHEAD G1A1 / ST HELENS GT2B / WINDLE GT1 | 26.66 | GREEN | 17.1 |  |  | 0 | 0 | 0 | 9.1 |  |  |  |  | Green (Over 5% headroom) | 9982 | 41 | 3.61 | 159 | 17 | 655823 | [9 empty] | Rainhill | RAINHILL | 1 | 85.5 | 85.5 | 0 | 0 | 57 | 2026-09 | 39013950 | Offices and Workshop Businesses | 2841 | B | Grid Supplied Electricity | 4 |  | Air Conditioning | 2026-05-18 |  | 1 | FALSE | 53.4534 | -2.7267 | SPM-CHALON_WAY_T1_TECHNOLOGY_CAMPUS_T1_WOODVILLE_ST_T1 | 7968418000 | SP Energy Networks open data (API key): NDP SPM primary-group polygons + Capacity Heatmaps Information Model SPM + LTDS appendices 3/6 + NSHR
3062 | 31.9 | 17-19, RAVENHEAD ROAD | ST HELENS | WA10 3DB | St Helens |  | Warehouse And Premises | industrial | 1 | 1807.13 | 19452 | GIA | 106000 | Lea Green T1 / Pilkingtons Ho T1 / Ravenhead Retail Pk T1 / Somerfield Distribution T1 | inside-area | 2.41 | BOLD G2B / RAVENHEAD G1A2 / ST HELENS GT2A | RAINHILL | SPM | 1.4 | primary | 1.3736 | Green | 20 | 18.6264 | thermal | 0 | 0 | 0 | 0 | -2.6 | BOLD G4B / RAVENHEAD G1A2 / ST HELENS GT2A | 20.6708 | GREEN | 0 |  |  | 0 | 0 | 0 | 20 |  |  |  |  | Green (Over 5% headroom) | 9982 | 51 | 2.87 | 45 | 11 | 2804230 | [9 empty] | Rainhill | RAINHILL | 1 | 85.5 | 85.5 | 0 | 0 | 57 | 2026-09 | 39087926 | B8 Storage or Distribution | 841 | D | Grid Supplied Electricity | 3 |  | Heating and Natural Ventilation | 2015-03-30 |  | 0.5 | FALSE | 53.445 | -2.7427 | SPM-LEA_GREEN_T1_PILKINGTONS_HO_T1_RAVENHEAD_RETAIL_PK_T1_SOMERF | 11956885000 | SP Energy Networks open data (API key): NDP SPM primary-group polygons + Capacity Heatmaps Information Model SPM + LTDS appendices 3/6 + NSHR
3063 | 31.9 | THE PALLET COMPANY LTD, BURTONHEAD ROAD | ST HELENS | WA9 5EA | St Helens |  | Warehouse And Premises | industrial | 1 | 1764.33 | 18991 | GIA | 28000 | Lea Green T1 / Pilkingtons Ho T1 / Ravenhead Retail Pk T1 / Somerfield Distribution T1 | inside-area | 2.5 | BOLD G2B / RAVENHEAD G1A2 / ST HELENS GT2A | RAINHILL | SPM | 1.4 | primary | 1.3736 | Green | 20 | 18.6264 | thermal | 0 | 0 | 0 | 0 | -2.6 | BOLD G4B / RAVENHEAD G1A2 / ST HELENS GT2A | 20.6708 | GREEN | 0 |  |  | 0 | 0 | 0 | 20 |  |  |  |  | Green (Over 5% headroom) | 9982 | 53 | 2.8 | 44 | 11 | 2804691 | [9 empty] | Rainhill | RAINHILL | 1 | 85.5 | 85.5 | 0 | 0 | 57 | 2026-09 | 39201027 | Offices and Workshop Businesses | 1828 | B | Biomass | 3 | 2 | Heating and Natural Ventilation | 2023-10-03 |  | 0.5 | FALSE | 53.4459 | -2.7382 | SPM-LEA_GREEN_T1_PILKINGTONS_HO_T1_RAVENHEAD_RETAIL_PK_T1_SOMERF | 15075179000 | SP Energy Networks open data (API key): NDP SPM primary-group polygons + Capacity Heatmaps Information Model SPM + LTDS appendices 3/6 + NSHR
3064 | 31.9 | UNITS 1-2 M&D BUSINESS PARK, BURTONHEAD ROAD | ST HELENS | WA9 5EA | St Helens |  | Warehouse And Premises | industrial | 1 | 1588.19 | 17095 | GIA | 77500 | Lea Green T1 / Pilkingtons Ho T1 / Ravenhead Retail Pk T1 / Somerfield Distribution T1 | inside-area | 2.5 | BOLD G2B / RAVENHEAD G1A2 / ST HELENS GT2A | RAINHILL | SPM | 1.4 | primary | 1.3736 | Green | 20 | 18.6264 | thermal | 0 | 0 | 0 | 0 | -2.6 | BOLD G4B / RAVENHEAD G1A2 / ST HELENS GT2A | 20.6708 | GREEN | 0 |  |  | 0 | 0 | 0 | 20 |  |  |  |  | Green (Over 5% headroom) | 9982 | 58 | 2.52 | 40 | 11 | 2806587 | [9 empty] | Rainhill | RAINHILL | 1 | 85.5 | 85.5 | 0 | 0 | 57 | 2026-09 | 39102814 | B2 to B7 General Industrial and Special Industrial Groups | 789 | C | Other | 3 |  | Unconditioned | 2021-08-02 |  | 1 | FALSE | 53.4459 | -2.7382 | SPM-LEA_GREEN_T1_PILKINGTONS_HO_T1_RAVENHEAD_RETAIL_PK_T1_SOMERF | 14316056000 | SP Energy Networks open data (API key): NDP SPM primary-group polygons + Capacity Heatmaps Information Model SPM + LTDS appendices 3/6 + NSHR
3065 | 31.9 | UNIT C2, MANOR POINT BUSINESS PARK, MANOR LANE | CREWE | CW4 8AG | Cheshire East |  | Warehouse And Premises | industrial | 1 | 1553.75 | 16724 | GIA | 143000 | Holmes Chapel T1 | inside-area | 0.59 | ELWORTH GT1 / ELWORTH GT2 / KNUTSFORD GT1 / KNUTSFORD GT2 | CARRINGTON - FIDDLERS FERRY | SPM | 1.4 | primary | 1.42 | Green | 7.5 | 6.08 | thermal | 0 | 1 | 0 | 1 | 0 | ELWORTH GT1 / ELWORTH GT2 / KNUTSFORD GT1 / KNUTSFORD GT2 | 26.603 | GREEN | 0 |  |  | 0 | 0 | 0 | 7.5 |  |  |  |  | Green (Over 5% headroom) | 9982 | 60 | 2.47 | 39 | 3 | 102030 | [9 empty] | Fiddlers Ferry | CARRINGTON | 5 | 2186.9 | 2186.9 | 0 | 0 | 930 | 2026-05 | [12 empty] | 53.2022 | -2.3467 | SPM-HOLMES_CHAPEL_T1 | 14284929000 | SP Energy Networks open data (API key): NDP SPM primary-group polygons + Capacity Heatmaps Information Model SPM + LTDS appendices 3/6 + NSHR
3066 | 31.9 | PRE-SEAL BOARDS LTD CHARITY FARM, ARCH LANE | WIGAN | WN4 0XL | St Helens |  | Workshop And Premises | industrial | 1 | 1365.8 | 14701 | GIA | 40500 | Chalon Way T1 / Technology Campus T1 / Woodville St T1 | nearest-substation | 5.04 | RAVENHEAD G1A1 / ST HELENS GT2B / WINDLE GT1 | RAINHILL | SPM | 1.4 | primary | 1.43 | Green | 9.1 | 7.67 | thermal | 0 | 0 | 0 | 0 | -0.4 | RAVENHEAD G1A1 / ST HELENS GT2B / WINDLE GT1 | 26.66 | GREEN | 17.1 |  |  | 0 | 0 | 0 | 9.1 |  |  |  |  | Green (Over 5% headroom) | 9982 | 68 | 2.17 | 61 | 17 | 665593 | [9 empty] | Rainhill | RAINHILL | 1 | 85.5 | 85.5 | 0 | 0 | 57 | 2026-09 | [12 empty] | 53.4876 | -2.6883 | SPM-CHALON_WAY_T1_TECHNOLOGY_CAMPUS_T1_WOODVILLE_ST_T1 | 633710137 | SP Energy Networks open data (API key): NDP SPM primary-group polygons + Capacity Heatmaps Information Model SPM + LTDS appendices 3/6 + NSHR
3067 | 31.9 | UNIT 3, MANOR BUSINESS PARK, MANOR LANE | CREWE | CW4 8AG | Cheshire East |  | Warehouse And Premises | industrial | 1 | 1260.53 | 13568 | GIA | 59500 | Holmes Chapel T1 | inside-area | 0.59 | ELWORTH GT1 / ELWORTH GT2 / KNUTSFORD GT1 / KNUTSFORD GT2 | CARRINGTON - FIDDLERS FERRY | SPM | 1.4 | primary | 1.42 | Green | 7.5 | 6.08 | thermal | 0 | 1 | 0 | 1 | 0 | ELWORTH GT1 / ELWORTH GT2 / KNUTSFORD GT1 / KNUTSFORD GT2 | 26.603 | GREEN | 0 |  |  | 0 | 0 | 0 | 7.5 |  |  |  |  | Green (Over 5% headroom) | 9982 | 74 | 2 | 32 | 3 | 105186 | [9 empty] | Fiddlers Ferry | CARRINGTON | 5 | 2186.9 | 2186.9 | 0 | 0 | 930 | 2026-05 | [12 empty] | 53.2022 | -2.3467 | SPM-HOLMES_CHAPEL_T1 | 363342133 | SP Energy Networks open data (API key): NDP SPM primary-group polygons + Capacity Heatmaps Information Model SPM + LTDS appendices 3/6 + NSHR
3068 | 31.9 | MERTON BANK ROAD | ST HELENS | WA9 1DZ | St Helens | ESSPEE FABRICATIONS LTD | Workshop And Premises | industrial | 1 | 1219.29 | 13124 | GIA | 53500 | Chalon Way T1 / Technology Campus T1 / Woodville St T1 | inside-area | 1.18 | RAVENHEAD G1A1 / ST HELENS GT2B / WINDLE GT1 | RAINHILL | SPM | 1.4 | primary | 1.43 | Green | 9.1 | 7.67 | thermal | 0 | 0 | 0 | 0 | -0.4 | RAVENHEAD G1A1 / ST HELENS GT2B / WINDLE GT1 | 26.66 | GREEN | 17.1 |  |  | 0 | 0 | 0 | 9.1 |  |  |  |  | Green (Over 5% headroom) | 9982 | 76 | 1.94 | 55 | 17 | 667170 | [9 empty] | Rainhill | RAINHILL | 1 | 85.5 | 85.5 | 0 | 0 | 57 | 2026-09 | 39079838 | General Industrial and Special Industrial Groups | 1249 | C | Natural Gas | 3 |  | Heating and Natural Ventilation | 2025-05-15 |  | 1 | FALSE | 53.4578 | -2.7194 | SPM-CHALON_WAY_T1_TECHNOLOGY_CAMPUS_T1_WOODVILLE_ST_T1 | 567519137 | SP Energy Networks open data (API key): NDP SPM primary-group polygons + Capacity Heatmaps Information Model SPM + LTDS appendices 3/6 + NSHR
3069 | 31.9 | WOODWARDS SVS LTD, MERTON STREET | ST HELENS | WA9 1HU | St Helens |  | Warehouse And Premises | industrial | 1 | 1019.5 | 10974 | GIA | 41750 | Chalon Way T1 / Technology Campus T1 / Woodville St T1 | inside-area | 1.26 | RAVENHEAD G1A1 / ST HELENS GT2B / WINDLE GT1 | RAINHILL | SPM | 1.4 | primary | 1.43 | Green | 9.1 | 7.67 | thermal | 0 | 0 | 0 | 0 | -0.4 | RAVENHEAD G1A1 / ST HELENS GT2B / WINDLE GT1 | 26.66 | GREEN | 17.1 |  |  | 0 | 0 | 0 | 9.1 |  |  |  |  | Green (Over 5% headroom) | 9982 | 91 | 1.62 | 25 | 17 | 669320 | [9 empty] | Rainhill | RAINHILL | 1 | 85.5 | 85.5 | 0 | 0 | 57 | 2026-09 |  | General Industrial and Special Industrial Groups | 964 | D | Oil | 3 |  | Heating and Natural Ventilation | 2022-07-26 |  | 1 | FALSE | 53.4601 | -2.7217 | SPM-CHALON_WAY_T1_TECHNOLOGY_CAMPUS_T1_WOODVILLE_ST_T1 | 4759335000 | SP Energy Networks open data (API key): NDP SPM primary-group polygons + Capacity Heatmaps Information Model SPM + LTDS appendices 3/6 + NSHR
3070 | 31.6 | WILSONS AUCTIONS BLOCK 2 JOHN SUMMERS, CENTURY WAY | DEESIDE | CH5 2GG | Flintshire |  | Offices And Premises | office | 1 | 1663.69 | 17908 | NIA | 74500 | Engineer Pk T1 / Pilkingtons Queensferry T1 / Queensferry T1 | inside-area | 0.88 | CASTLE CEMENT GT1 / HAWARDEN GT1 / SALTNEY GT1 / SALTNEY G2B | CONNAHS QUAY - PENTIR - ST ASAPH | SPM | 5.7 | primary | 5.682 | Green | 20 | 14.318 | thermal | 0 | 2.2 | 2.6 | 2.2 | 3.8 | CASTLE CEMENT GT1 / HAWARDEN GT1 / SALTNEY GT1 / SALTNEY G2B | 32.76 | GREEN | 0 |  |  | 0 | 0 | 0 | 20 |  |  |  |  | Green (Over 5% headroom) | 40642 | 100 | 2.64 | 116 | 47 | 2247566 | [9 empty] | Connahs Quay / SASA | [20 empty] | 53.2092 | -3.0204 | SPM-ENGINEER_PK_T1_PILKINGTONS_QUEENSFERRY_T1_QUEENSFERRY_T1 | 14261265000 | SP Energy Networks open data (API key): NDP SPM primary-group polygons + Capacity Heatmaps Information Model SPM + LTDS appendices 3/6 + NSHR
3071 | 31.6 | UNITS D2 3 AND 4, BERSHAM ENTERPRISE CENTRE, PLAS GRONO ROAD | WREXHAM | LL14 4EH | Wrexham |  | Workshop And Premises | industrial | 1 | 1616.21 | 17397 | GIA | 25750 | Bersham Colliery T1 | inside-area | 0.87 | BRYMBO GT1 / LEGACY LOCAL GT1 / MARCHWIEL GT1 / MARCHWIEL GT2 / WREXHAM GT1 | LEGACY | SPM | 1.2 | primary | 1.1985 | Green | 4 | 2.8015 | thermal | 0 | 0 | 0.3 | 0 | 0.7 | BRYMBO GT1 / LEGACY LOCAL GT1 / MARCHWIEL GT1 / MARCHWIEL GT2 / WREXHAM GT1 | 41.8508 | GREEN | 1.6 |  |  | 0 | 0 | 0 | 4 |  |  |  |  | Green (Over 5% headroom) | 8556 | 49 | 2.57 | 73 | 5 | 203313 | [9 empty] | Legacy | LEGACY | 5 | 1714 | 1714 | 0 | 0 | 0 | 2024-08 | [12 empty] | 53.0236 | -3.0375 | SPM-BERSHAM_COLLIERY_T1 | 151230206 | SP Energy Networks open data (API key): NDP SPM primary-group polygons + Capacity Heatmaps Information Model SPM + LTDS appendices 3/6 + NSHR
3072 | 31.6 | HAFOD TILERIES, HAFOD | WREXHAM | LL14 6ET | Wrexham | RUABON SALES LIMITED | Factory And Premises | industrial | 1 | 1460.3 | 15719 | GIA | 46500 | Bersham Colliery T1 | inside-area | 1.83 | BRYMBO GT1 / LEGACY LOCAL GT1 / MARCHWIEL GT1 / MARCHWIEL GT2 / WREXHAM GT1 | LEGACY | SPM | 1.2 | primary | 1.1985 | Green | 4 | 2.8015 | thermal | 0 | 0 | 0.3 | 0 | 0.7 | BRYMBO GT1 / LEGACY LOCAL GT1 / MARCHWIEL GT1 / MARCHWIEL GT2 / WREXHAM GT1 | 41.8508 | GREEN | 1.6 |  |  | 0 | 0 | 0 | 4 |  |  |  |  | Green (Over 5% headroom) | 8556 | 54 | 2.32 | 88 | 5 | 204991 | [9 empty] | Legacy | LEGACY | 5 | 1714 | 1714 | 0 | 0 | 0 | 2024-08 | 10023169376 | Offices and Workshop Businesses | 265 | A | Other | 3 |  | Unconditioned | 2023-10-24 |  | 1 | FALSE | 53.0088 | -3.027 | SPM-BERSHAM_COLLIERY_T1 | 7150136000 | SP Energy Networks open data (API key): NDP SPM primary-group polygons + Capacity Heatmaps Information Model SPM + LTDS appendices 3/6 + NSHR
3073 | 31.6 | 177, WREXHAM ROAD | WREXHAM | LL14 4DP | Wrexham | GRIFFITHS TOOL HIRE | Warehouse And Premises | industrial | 1 | 1180.77 | 12710 | GIA | 32000 | Bersham Colliery T1 | inside-area | 0.39 | BRYMBO GT1 / LEGACY LOCAL GT1 / MARCHWIEL GT1 / MARCHWIEL GT2 / WREXHAM GT1 | LEGACY | SPM | 1.2 | primary | 1.1985 | Green | 4 | 2.8015 | thermal | 0 | 0 | 0.3 | 0 | 0.7 | BRYMBO GT1 / LEGACY LOCAL GT1 / MARCHWIEL GT1 / MARCHWIEL GT2 / WREXHAM GT1 | 41.8508 | GREEN | 1.6 |  |  | 0 | 0 | 0 | 4 |  |  |  |  | Green (Over 5% headroom) | 8556 | 67 | 1.88 | 30 | 5 | 208000 | [9 empty] | Legacy | LEGACY | 5 | 1714 | 1714 | 0 | 0 | 0 | 2024-08 | 10070384521 | A1/A2 Retail and Financial/Professional services | 643 | D | Oil | 3 |  | Heating and Natural Ventilation | 2015-06-09 |  | 0.5 | FALSE | 53.0286 | -3.0258 | SPM-BERSHAM_COLLIERY_T1 | 257463206 | SP Energy Networks open data (API key): NDP SPM primary-group polygons + Capacity Heatmaps Information Model SPM + LTDS appendices 3/6 + NSHR
3074 | 31.5 | 77-83, STATION ROAD | ELLESMERE PORT | CH65 4BN | Cheshire West And Chester |  | Offices And Premises | office | 1 | 1068.14 | 11497 | NIA | 89000 | Bowater Containers T1 / Ellesmere Port Local T1 / Hh Robertsons T1 / Mobil Oil (E Port) T1 / Whitby T1 | inside-area | 0.36 | BROMBOROUGH GT2 / ELLESMERE PORT GT1 / HOOTON PK GT1A / HOOTON PK GT2A | CAPENHURST | SPM | 5.6 | primary | 5.623 | Green | 25.5 | 19.207 | thermal | 2.7 | 21.1 | 0 | 23.8 | 1 | BROMBOROUGH GT2 / ELLESMERE PORT GT1 / HOOTON PK GT1A / HOOTON PK GT2A | 11.703 | GREEN | 0 |  |  | 0 | 0 | 0 | 25.5 |  |  |  |  | Green (Over 5% headroom) | 39929 | 100 | 1.7 | 75 | 65 | 4688627 | [9 empty] | Capenhurst | CAPENHURST | 4 | 896.6 | 896.6 | 0 | 0 | 304 | 2029-10 | 100012594102 | Retail/Financial and Professional Services | 1118 | D | Natural Gas | 3 |  | Heating and Natural Ventilation | 2026-05-05 |  | 1 | FALSE | 53.2837 | -2.8952 | SPM-BOWATER_CONTAINERS_T1_ELLESMERE_PORT_LOCAL_T1_HH_ROBERTSONS_ | 10722820000 | SP Energy Networks open data (API key): NDP SPM primary-group polygons + Capacity Heatmaps Information Model SPM + LTDS appendices 3/6 + NSHR
3075 | 31.5 | TY GLYN, CANOL-Y-DRE | RUTHIN | LL15 2TN | Denbighshire |  | Offices And Premises | office | 1 | 1014.84 | 10924 | NIA | 55000 | Llanfwrog T1 / Ruthin T1 | inside-area | 1.64 | HOLYWELL GT1 / RHYL GT1 / ST ASAPH GT2 / ST ASAPH GT4 | CONNAHS QUAY - PENTIR - ST ASAPH | SPM | 5.6 | primary | 5.607 | Green | 15 | 9.237 | thermal | 0.3 | 1.1 | 0.1 | 1.4 | 4.1 | HOLYWELL GT1 / RHYL GT1 / ST ASAPH GT2 / ST ASAPH GT4 | 22.4768 | GREEN | 0 |  |  | 0 | 0 | 0 | 15 |  |  |  |  | Green (Over 5% headroom) | 39929 | 100 | 1.61 | 71 | 14 | 338839 | [9 empty] | Legacy | LEGACY | 5 | 1714 | 1714 | 0 | 0 | 0 | 2024-08 | [12 empty] | 53.1225 | -3.3234 | SPM-LLANFWROG_T1_RUTHIN_T1 | 8248298000 | SP Energy Networks open data (API key): NDP SPM primary-group polygons + Capacity Heatmaps Information Model SPM + LTDS appendices 3/6 + NSHR
3076 | 31.5 | CHESHIRE COUNTY COUNCIL SOCIAL SERVICES, CORONATION ROAD | ELLESMERE PORT | CH65 9AB | Cheshire West And Chester |  | Offices And Premises | office | 1 | 1012.3 | 10896 | NIA | 108000 | Bowater Containers T1 / Ellesmere Port Local T1 / Hh Robertsons T1 / Mobil Oil (E Port) T1 / Whitby T1 | inside-area | 0.77 | BROMBOROUGH GT2 / ELLESMERE PORT GT1 / HOOTON PK GT1A / HOOTON PK GT2A | CAPENHURST | SPM | 5.6 | primary | 5.623 | Green | 25.5 | 19.207 | thermal | 2.7 | 21.1 | 0 | 23.8 | 1 | BROMBOROUGH GT2 / ELLESMERE PORT GT1 / HOOTON PK GT1A / HOOTON PK GT2A | 11.703 | GREEN | 0 |  |  | 0 | 0 | 0 | 25.5 |  |  |  |  | Green (Over 5% headroom) | 39929 | 100 | 1.61 | 71 | 65 | 4689228 | [9 empty] | Capenhurst | CAPENHURST | 4 | 896.6 | 896.6 | 0 | 0 | 304 | 2029-10 | 200003330780 | A1/A2 Retail and Financial/Professional services | 1061 | D | Natural Gas | 3 |  | Heating and Natural Ventilation | 2018-03-14 |  | 1 | FALSE | 53.2742 | -2.8992 | SPM-BOWATER_CONTAINERS_T1_ELLESMERE_PORT_LOCAL_T1_HH_ROBERTSONS_ | 298150000 | SP Energy Networks open data (API key): NDP SPM primary-group polygons + Capacity Heatmaps Information Model SPM + LTDS appendices 3/6 + NSHR
3077 | 31.5 | GROSVENOR GARDEN CENTRE, WREXHAM ROAD | CHESTER | CH4 9EB | Cheshire West And Chester |  | Garden Centre & Premises | bigbox | 1 | 16507.02 | 177680 | NIA | 530000 | Kinnerton T1 | inside-area | 4.15 | CASTLE CEMENT GT1 / HAWARDEN GT1 / SALTNEY GT1 / SALTNEY G2B | CONNAHS QUAY - PENTIR - ST ASAPH | SPM | 3.4 | primary | 3.412 | Green | 7.5 | 4.088 | thermal | 0 | 0 | 0 | 0 | 2.9 | CASTLE CEMENT GT1 / HAWARDEN GT1 / SALTNEY GT1 / SALTNEY G2B | 32.76 | GREEN | 0 |  |  | 0 | 0 | 0 | 7.5 |  |  |  |  | Green (Over 5% headroom) | 24242 | 14 | 26.23 | 1486 | 0 | 0 | [9 empty] | Capenhurst | CAPENHURST | 4 | 896.6 | 896.6 | 0 | 0 | 304 | 2029-10 | 10012220053 | Retail/Financial and Professional Services | 129 | E | LPG | 3 |  | Heating and Natural Ventilation | 2023-03-24 |  | 1 | FALSE | 53.1428 | -2.9182 | SPM-KINNERTON_T1 | 32565132 | SP Energy Networks open data (API key): NDP SPM primary-group polygons + Capacity Heatmaps Information Model SPM + LTDS appendices 3/6 + NSHR
3078 | 31.5 | BOWELD, HALKYN ROAD | HOLYWELL | CH8 8HP | Flintshire |  | Workshop And Premises | industrial | 1 | 1730.12 | 18623 | GIA | 65000 | Wimpeys Pant Quarry T1 / Wimpeys Pant Quarry T2 | inside-area | 1.88 | BRYMBO GT2 / HAWARDEN GT2 / HOLYWELL GT2 | CONNAHS QUAY - PENTIR - ST ASAPH | SPM | 1.1 | primary | 1.062 | Green | 5.2 | 4.137 | thermal | 0 | 0 | 0 | 0 | 0.8 | BRYMBO GT2 / HAWARDEN GT2 / HOLYWELL GT2 | 19.9178 | GREEN | 0 |  |  | 0 | 0 | 0 | 5.2 |  |  |  |  | Green (Over 5% headroom) | 7843 | 42 | 2.75 | 78 | 1 | 14160 | [9 empty] | Connahs Quay / SASA | [20 empty] | 53.2421 | -3.1992 | SPM-WIMPEYS_PANT_QUARRY_T1_WIMPEYS_PANT_QUARRY_T2 | 2032959000 | SP Energy Networks open data (API key): NDP SPM primary-group polygons + Capacity Heatmaps Information Model SPM + LTDS appendices 3/6 + NSHR
3079 | 31.5 | B T DEPOT, TREOWAIN INDUSTRIAL ESTATE | MACHYNLLETH | SY20 8EG | Powys 1 (Montgomeryshire) |  | Storage Depot And Premises | industrial | 1 | 1720.4 | 18518 | OTH | 14250 | Machynlleth T1 | inside-area | 0.79 | ABERYSTWYTH GT2 / RHYDLYDAN GT1 | SWANSEA NORTH | SPM | 1.1 | primary | 1.091 | Green | 4 | 2.909 | thermal | 0 | 0 | 0 | 0 | -0.2 | ABERYSTWYTH GT2 / RHYDLYDAN GT1 | 8.079 | GREEN | 0 |  |  | 0 | 0 | 0 | 4 |  |  |  |  | Green (Over 5% headroom) | 7843 | 42 | 2.73 | 43 | 1 | 13207 | [9 empty] | Trawsfynydd | SWANSEA NORTH | 10 | 2020.9 | 2020.9 | 400 | 0 | 61 | 2024-08 | [12 empty] | 52.5894 | -3.8438 | SPM-MACHYNLLETH_T1 | 1486809000 | SP Energy Networks open data (API key): NDP SPM primary-group polygons + Capacity Heatmaps Information Model SPM + LTDS appendices 3/6 + NSHR
3080 | 31.5 | UNITS A D & B, CARGOTEC INDUSTRIAL PARK | ELLESMERE | SY12 9JW | Shropshire |  | Warehouse, Office And Premises | industrial | 1 | 1710.4 | 18411 | GIA | 61000 | Ellesmere T1 / Mmb Ellesmere T1 | inside-area | 1.96 | OSWESTRY GT5 / WHITCHURCH GT1 | LEGACY | SPM | 1.1 | primary | 1.144 | Green | 9 | 7.802 | thermal | 0.1 | 0.7 | 0 | 0.8 | 0 | OSWESTRY GT5 / WHITCHURCH GT1 / WEM GT1 | 3.1024 | AMBER | 0 |  |  | 0 | 0 | 0 | 9 |  |  |  |  | Green (Over 5% headroom) | 7843 | 43 | 2.72 | 120 | 10 | 382369 | [9 empty] | Legacy | LEGACY | 5 | 1714 | 1714 | 0 | 0 | 0 | 2024-08 | 10014534700 | Storage or Distribution | 1252 | E | Grid Supplied Electricity | 3 | 2 | Heating and Natural Ventilation | 2022-11-28 |  | 1 | FALSE | 52.916 | -2.9168 | SPM-ELLESMERE_T1_MMB_ELLESMERE_T1 | 6083289000 | SP Energy Networks open data (API key): NDP SPM primary-group polygons + Capacity Heatmaps Information Model SPM + LTDS appendices 3/6 + NSHR
3081 | 31.5 | UNIT I, CARGOTEC INDUSTRIAL PARK | ELLESMERE | SY12 9JW | Shropshire |  | Workshop And Premises | industrial | 1 | 1384.49 | 14903 | GIA | 45000 | Ellesmere T1 / Mmb Ellesmere T1 | inside-area | 1.96 | OSWESTRY GT5 / WHITCHURCH GT1 | LEGACY | SPM | 1.1 | primary | 1.144 | Green | 9 | 7.802 | thermal | 0.1 | 0.7 | 0 | 0.8 | 0 | OSWESTRY GT5 / WHITCHURCH GT1 / WEM GT1 | 3.1024 | AMBER | 0 |  |  | 0 | 0 | 0 | 9 |  |  |  |  | Green (Over 5% headroom) | 7843 | 53 | 2.2 | 62 | 10 | 385877 | [9 empty] | Legacy | LEGACY | 5 | 1714 | 1714 | 0 | 0 | 0 | 2024-08 | 10014531541 | B1 Offices and Workshop businesses | 1898 | G | Oil | 3 |  | Heating and Natural Ventilation | 2012-10-04 |  | 1 | FALSE | 52.916 | -2.9168 | SPM-ELLESMERE_T1_MMB_ELLESMERE_T1 | 9300168000 | SP Energy Networks open data (API key): NDP SPM primary-group polygons + Capacity Heatmaps Information Model SPM + LTDS appendices 3/6 + NSHR
3082 | 31.5 | THE COACH CENTRE, ELLESMERE BUSINESS PARK, OSWESTRY ROAD | ELLESMERE | SY12 0EW | Shropshire |  | Workshop And Premises | industrial | 1 | 1303.81 | 14034 | GIA | 63000 | Ellesmere T1 / Mmb Ellesmere T1 | inside-area | 0.98 | OSWESTRY GT5 / WHITCHURCH GT1 | LEGACY | SPM | 1.1 | primary | 1.144 | Green | 9 | 7.802 | thermal | 0.1 | 0.7 | 0 | 0.8 | 0 | OSWESTRY GT5 / WHITCHURCH GT1 / WEM GT1 | 3.1024 | AMBER | 0 |  |  | 0 | 0 | 0 | 9 |  |  |  |  | Green (Over 5% headroom) | 7843 | 56 | 2.07 | 59 | 10 | 386746 | [9 empty] | Legacy | LEGACY | 5 | 1714 | 1714 | 0 | 0 | 0 | 2024-08 | [12 empty] | 52.9029 | -2.9091 | SPM-ELLESMERE_T1_MMB_ELLESMERE_T1 | 13435522000 | SP Energy Networks open data (API key): NDP SPM primary-group polygons + Capacity Heatmaps Information Model SPM + LTDS appendices 3/6 + NSHR
3083 | 31.5 | FABDEC LTD UNIT H, CARGOTEC INDUSTRIAL PARK | ELLESMERE | SY12 9JW | Shropshire |  | Warehouse And Premises | industrial | 1 | 1283.2 | 13812 | GIA | 41500 | Ellesmere T1 / Mmb Ellesmere T1 | inside-area | 1.96 | OSWESTRY GT5 / WHITCHURCH GT1 | LEGACY | SPM | 1.1 | primary | 1.144 | Green | 9 | 7.802 | thermal | 0.1 | 0.7 | 0 | 0.8 | 0 | OSWESTRY GT5 / WHITCHURCH GT1 / WEM GT1 | 3.1024 | AMBER | 0 |  |  | 0 | 0 | 0 | 9 |  |  |  |  | Green (Over 5% headroom) | 7843 | 57 | 2.04 | 32 | 10 | 386968 | [9 empty] | Legacy | LEGACY | 5 | 1714 | 1714 | 0 | 0 | 0 | 2024-08 | 10013135935 | B8 Storage or Distribution | 1301 | F | Oil | 3 |  | Heating and Natural Ventilation | 2016-10-29 |  | 0.67 | FALSE | 52.916 | -2.9168 | SPM-ELLESMERE_T1_MMB_ELLESMERE_T1 | 4974253000 | SP Energy Networks open data (API key): NDP SPM primary-group polygons + Capacity Heatmaps Information Model SPM + LTDS appendices 3/6 + NSHR
3084 | 31.5 | UNIT 1, TREOWAIN INDUSTRIAL ESTATE | MACHYNLLETH | SY20 8EG | Powys 1 (Montgomeryshire) |  | Factory And Premises | industrial | 1 | 1226.94 | 13207 | GIA | 40750 | Machynlleth T1 | inside-area | 0.79 | ABERYSTWYTH GT2 / RHYDLYDAN GT1 | SWANSEA NORTH | SPM | 1.1 | primary | 1.091 | Green | 4 | 2.909 | thermal | 0 | 0 | 0 | 0 | -0.2 | ABERYSTWYTH GT2 / RHYDLYDAN GT1 | 8.079 | GREEN | 0 |  |  | 0 | 0 | 0 | 4 |  |  |  |  | Green (Over 5% headroom) | 7843 | 59 | 1.95 | 74 | 1 | 18518 | [9 empty] | Trawsfynydd | SWANSEA NORTH | 10 | 2020.9 | 2020.9 | 400 | 0 | 61 | 2024-08 | 10011802133 | B2 to B7 General Industrial and Special Industrial Groups | 1245 | E | Grid Supplied Electricity | 3 |  | Heating and Natural Ventilation | 2016-01-29 |  | 1 | FALSE | 52.5894 | -3.8438 | SPM-MACHYNLLETH_T1 | 495385206 | SP Energy Networks open data (API key): NDP SPM primary-group polygons + Capacity Heatmaps Information Model SPM + LTDS appendices 3/6 + NSHR
3085 | 31.5 | LANGSHAW HOUSE, ELLESMERE BUSINESS PARK, OSWESTRY ROAD | ELLESMERE | SY12 0EW | Shropshire |  | Warehouse And Premises | industrial | 1 | 1205.16 | 12972 | GIA | 53500 | Ellesmere T1 / Mmb Ellesmere T1 | inside-area | 0.98 | OSWESTRY GT5 / WHITCHURCH GT1 | LEGACY | SPM | 1.1 | primary | 1.144 | Green | 9 | 7.802 | thermal | 0.1 | 0.7 | 0 | 0.8 | 0 | OSWESTRY GT5 / WHITCHURCH GT1 / WEM GT1 | 3.1024 | AMBER | 0 |  |  | 0 | 0 | 0 | 9 |  |  |  |  | Green (Over 5% headroom) | 7843 | 60 | 1.92 | 30 | 10 | 387808 | [9 empty] | Legacy | LEGACY | 5 | 1714 | 1714 | 0 | 0 | 0 | 2024-08 | [12 empty] | 52.9029 | -2.9091 | SPM-ELLESMERE_T1_MMB_ELLESMERE_T1 | 6717053000 | SP Energy Networks open data (API key): NDP SPM primary-group polygons + Capacity Heatmaps Information Model SPM + LTDS appendices 3/6 + NSHR
3086 | 31.5 | UNIT 29/30, INDUSTRIAL ESTATE | WREXHAM | LL13 0LQ | Wrexham |  | Store And Premises | industrial | 1 | 1131.66 | 12181 | GIA | 20500 | Ellesmere T1 / Mmb Ellesmere T1 | inside-area | 5.74 | OSWESTRY GT5 / WHITCHURCH GT1 | LEGACY | SPM | 1.1 | primary | 1.144 | Green | 9 | 7.802 | thermal | 0.1 | 0.7 | 0 | 0.8 | 0 | OSWESTRY GT5 / WHITCHURCH GT1 / WEM GT1 | 3.1024 | AMBER | 0 |  |  | 0 | 0 | 0 | 9 |  |  |  |  | Green (Over 5% headroom) | 7843 | 64 | 1.8 | 28 | 10 | 388599 | [9 empty] | Legacy | LEGACY | 5 | 1714 | 1714 | 0 | 0 | 0 | 2024-08 | 100100941132 | B8 Storage or Distribution | 585 | C | Biomass | 3 |  | Heating and Natural Ventilation | 2015-12-31 |  | 0.5 | FALSE | 52.9543 | -2.872 | SPM-ELLESMERE_T1_MMB_ELLESMERE_T1 | 779501000 | SP Energy Networks open data (API key): NDP SPM primary-group polygons + Capacity Heatmaps Information Model SPM + LTDS appendices 3/6 + NSHR
3087 | 31.3 | UNIT 12, VANGUARD WAY, NINE BRIDGES BUSINESS PARK, BATTLEFIELD ENTERPRISE PARK | SHREWSBURY | SY1 3AS | Shropshire |  | Offices And Premises; Warehouse And Premises | office | 2 | 7746.6 | 83384 | NIA | 261500 | Baschurch T1 | nearest-substation | 11.1 | OSWESTRY GT5 / WHITCHURCH GT1 | LEGACY | SPM | 1 | primary | 0.998 | Green | 7.5 | 6.232 | thermal | 0.3 | 0.5 | 0.5 | 0.8 | 0.1 | OSWESTRY GT5 / WHITCHURCH GT1 / WEM GT1 | 3.1024 | AMBER | 0 |  |  | 0 | 0 | 0 | 7.5 |  |  |  |  | Green (Over 5% headroom) | 7130 | 9 | 12.31 | 542 | 64 | 1968825 | [9 empty] | Legacy | LEGACY | 5 | 1714 | 1714 | 0 | 0 | 0 | 2024-08 | [12 empty] | 52.741 | -2.7319 | SPM-BASCHURCH_T1 | 14488339000;14525892000 | SP Energy Networks open data (API key): NDP SPM primary-group polygons + Capacity Heatmaps Information Model SPM + LTDS appendices 3/6 + NSHR
3088 | 31.3 | GND 1ST & MEZZ FLRS COMMUNICATIONS HOUSE, HARLESCOTT LANE | SHREWSBURY | SY1 3AR | Shropshire |  | Offices And Premises | office | 1 | 5648.1 | 60796 | NIA | 212000 | Baschurch T1 | nearest-substation | 11.04 | OSWESTRY GT5 / WHITCHURCH GT1 | LEGACY | SPM | 1 | primary | 0.998 | Green | 7.5 | 6.232 | thermal | 0.3 | 0.5 | 0.5 | 0.8 | 0.1 | OSWESTRY GT5 / WHITCHURCH GT1 / WEM GT1 | 3.1024 | AMBER | 0 |  |  | 0 | 0 | 0 | 7.5 |  |  |  |  | Green (Over 5% headroom) | 7130 | 12 | 8.98 | 395 | 64 | 1991413 | [9 empty] | Legacy | LEGACY | 5 | 1714 | 1714 | 0 | 0 | 0 | 2024-08 | [12 empty] | 52.7401 | -2.7343 | SPM-BASCHURCH_T1 | 4560455000 | SP Energy Networks open data (API key): NDP SPM primary-group polygons + Capacity Heatmaps Information Model SPM + LTDS appendices 3/6 + NSHR
3089 | 31.3 | SUTHERLAND HOUSE, ARLINGTON WAY | SHREWSBURY | SY1 4YA | Shropshire |  | Warehouse And Premises | industrial | 1 | 1732 | 18643 | GIA | 81500 | Baschurch T1 | nearest-substation | 11.95 | OSWESTRY GT5 / WHITCHURCH GT1 | LEGACY | SPM | 1 | primary | 0.998 | Green | 7.5 | 6.232 | thermal | 0.3 | 0.5 | 0.5 | 0.8 | 0.1 | OSWESTRY GT5 / WHITCHURCH GT1 / WEM GT1 | 3.1024 | AMBER | 0 |  |  | 0 | 0 | 0 | 7.5 |  |  |  |  | Green (Over 5% headroom) | 7130 | 38 | 2.75 | 43 | 64 | 2033566 | [9 empty] | Legacy | LEGACY | 5 | 1714 | 1714 | 0 | 0 | 0 | 2024-08 | 10014529105 | A1/A2 Retail and Financial/Professional services | 5103 | B | Grid Supplied Electricity | 4 |  | Air Conditioning | 2015-10-21 |  | 0.5 | FALSE | 52.7384 | -2.7191 | SPM-BASCHURCH_T1 | 595337000 | SP Energy Networks open data (API key): NDP SPM primary-group polygons + Capacity Heatmaps Information Model SPM + LTDS appendices 3/6 + NSHR
3090 | 31.3 | UNIT 2-3 THE SIDINGS, HARLESCOTT LANE, HARLESCOTT | SHREWSBURY | SY1 3AH | Shropshire |  | Brewery Warehouse, Office And Premises | industrial | 1 | 1601.54 | 17239 | GIA | 66000 | Baschurch T1 | nearest-substation | 11.66 | OSWESTRY GT5 / WHITCHURCH GT1 | LEGACY | SPM | 1 | primary | 0.998 | Green | 7.5 | 6.232 | thermal | 0.3 | 0.5 | 0.5 | 0.8 | 0.1 | OSWESTRY GT5 / WHITCHURCH GT1 / WEM GT1 | 3.1024 | AMBER | 0 |  |  | 0 | 0 | 0 | 7.5 |  |  |  |  | Green (Over 5% headroom) | 7130 | 41 | 2.55 | 112 | 64 | 2034970 | [9 empty] | Legacy | LEGACY | 5 | 1714 | 1714 | 0 | 0 | 0 | 2024-08 | 10014541143 | B2 to B7 General Industrial and Special Industrial Groups | 2095 | D | Grid Supplied Electricity | 3 |  | Heating and Natural Ventilation | 2019-01-09 |  | 1 | FALSE | 52.737 | -2.7266 | SPM-BASCHURCH_T1 | 13162187000 | SP Energy Networks open data (API key): NDP SPM primary-group polygons + Capacity Heatmaps Information Model SPM + LTDS appendices 3/6 + NSHR
3091 | 31.3 | SURRIDGE DAWSON LTD, MARCH WAY, BATTLEFIELD ENTERPRISE PARK | SHREWSBURY | SY1 3JE | Shropshire |  | Warehouse And Premises | industrial | 1 | 1528.95 | 16457 | GIA | 79500 | Baschurch T1 | nearest-substation | 10.58 | OSWESTRY GT5 / WHITCHURCH GT1 | LEGACY | SPM | 1 | primary | 0.998 | Green | 7.5 | 6.232 | thermal | 0.3 | 0.5 | 0.5 | 0.8 | 0.1 | OSWESTRY GT5 / WHITCHURCH GT1 / WEM GT1 | 3.1024 | AMBER | 0 |  |  | 0 | 0 | 0 | 7.5 |  |  |  |  | Green (Over 5% headroom) | 7130 | 43 | 2.43 | 38 | 64 | 2035752 | [9 empty] | Legacy | LEGACY | 5 | 1714 | 1714 | 0 | 0 | 0 | 2024-08 | 10014530550 | Offices and Workshop Businesses | 505 | B | Grid Supplied Electricity | 3 |  | Air Conditioning | 2024-04-23 |  | 0.75 | FALSE | 52.744 | -2.7378 | SPM-BASCHURCH_T1 | 276041234 | SP Energy Networks open data (API key): NDP SPM primary-group polygons + Capacity Heatmaps Information Model SPM + LTDS appendices 3/6 + NSHR
3092 | 31.3 | UNITS 1A & 1B, MARCH WAY, BATTLEFIELD ENTERPRISE PARK | SHREWSBURY | SY1 3JE | Shropshire | BILLCARE ENGINERING | Factory And Premises | industrial | 1 | 1509.55 | 16249 | GIA | 77000 | Baschurch T1 | nearest-substation | 10.58 | OSWESTRY GT5 / WHITCHURCH GT1 | LEGACY | SPM | 1 | primary | 0.998 | Green | 7.5 | 6.232 | thermal | 0.3 | 0.5 | 0.5 | 0.8 | 0.1 | OSWESTRY GT5 / WHITCHURCH GT1 / WEM GT1 | 3.1024 | AMBER | 0 |  |  | 0 | 0 | 0 | 7.5 |  |  |  |  | Green (Over 5% headroom) | 7130 | 44 | 2.4 | 91 | 64 | 2035960 | [9 empty] | Legacy | LEGACY | 5 | 1714 | 1714 | 0 | 0 | 0 | 2024-08 | 10014530550 | Offices and Workshop Businesses | 505 | B | Grid Supplied Electricity | 3 |  | Air Conditioning | 2024-04-23 |  | 0.75 | FALSE | 52.744 | -2.7378 | SPM-BASCHURCH_T1 | 8502953000 | SP Energy Networks open data (API key): NDP SPM primary-group polygons + Capacity Heatmaps Information Model SPM + LTDS appendices 3/6 + NSHR
3093 | 31.3 | TILEMAZE 11, VANGUARD WAY, BATTLEFIELD ENTERPRISE PARK | SHREWSBURY | SY1 3TG | Shropshire |  | Warehouse, Showroom, Office And Premises | industrial | 1 | 1504.88 | 16198 | GIA | 85500 | Baschurch T1 | nearest-substation | 11.23 | OSWESTRY GT5 / WHITCHURCH GT1 | LEGACY | SPM | 1 | primary | 0.998 | Green | 7.5 | 6.232 | thermal | 0.3 | 0.5 | 0.5 | 0.8 | 0.1 | OSWESTRY GT5 / WHITCHURCH GT1 / WEM GT1 | 3.1024 | AMBER | 0 |  |  | 0 | 0 | 0 | 7.5 |  |  |  |  | Green (Over 5% headroom) | 7130 | 44 | 2.39 | 135 | 64 | 2036011 | [9 empty] | Legacy | LEGACY | 5 | 1714 | 1714 | 0 | 0 | 0 | 2024-08 | [12 empty] | 52.7415 | -2.7287 | SPM-BASCHURCH_T1 | 9276612000 | SP Energy Networks open data (API key): NDP SPM primary-group polygons + Capacity Heatmaps Information Model SPM + LTDS appendices 3/6 + NSHR
3094 | 31.3 | THE STABLE YARD & STABLE COTTAGE AT BLACK BIRCHES | SHREWSBURY | SY4 3DH | Shropshire | THE COUNTRY GARDEN PLANT CENTRE | Plant Centre, Tea Rooms & Warehouse | industrial | 1 | 1404.29 | 15116 | NIA | 6900 | Baschurch T1 | inside-area | 8.63 | OSWESTRY GT5 / WHITCHURCH GT1 | LEGACY | SPM | 1 | primary | 0.998 | Green | 7.5 | 6.232 | thermal | 0.3 | 0.5 | 0.5 | 0.8 | 0.1 | OSWESTRY GT5 / WHITCHURCH GT1 / WEM GT1 | 3.1024 | AMBER | 0 |  |  | 0 | 0 | 0 | 7.5 |  |  |  |  | Green (Over 5% headroom) | 7130 | 47 | 2.23 | 35 | 64 | 2037093 | [9 empty] | Legacy | LEGACY | 5 | 1714 | 1714 | 0 | 0 | 0 | 2024-08 | [12 empty] | 52.7901 | -2.7322 | SPM-BASCHURCH_T1 | 11455876000 | SP Energy Networks open data (API key): NDP SPM primary-group polygons + Capacity Heatmaps Information Model SPM + LTDS appendices 3/6 + NSHR
3095 | 31.3 | SENTINEL MANUFACTURING LTD, MARCH WAY, BATTLEFIELD ENTERPRISE PARK | SHREWSBURY | SY1 3JE | Shropshire |  | Factory And Premises | industrial | 1 | 1380.15 | 14856 | GIA | 81000 | Baschurch T1 | nearest-substation | 10.58 | OSWESTRY GT5 / WHITCHURCH GT1 | LEGACY | SPM | 1 | primary | 0.998 | Green | 7.5 | 6.232 | thermal | 0.3 | 0.5 | 0.5 | 0.8 | 0.1 | OSWESTRY GT5 / WHITCHURCH GT1 / WEM GT1 | 3.1024 | AMBER | 0 |  |  | 0 | 0 | 0 | 7.5 |  |  |  |  | Green (Over 5% headroom) | 7130 | 48 | 2.19 | 83 | 64 | 2037353 | [9 empty] | Legacy | LEGACY | 5 | 1714 | 1714 | 0 | 0 | 0 | 2024-08 | 10014530550 | Offices and Workshop Businesses | 505 | B | Grid Supplied Electricity | 3 |  | Air Conditioning | 2024-04-23 |  | 0.75 | FALSE | 52.744 | -2.7378 | SPM-BASCHURCH_T1 | 3007704000 | SP Energy Networks open data (API key): NDP SPM primary-group polygons + Capacity Heatmaps Information Model SPM + LTDS appendices 3/6 + NSHR
3096 | 31.3 | GREENHOUS LEYLAND DAF, MARCH WAY, BATTLEFIELD ENTERPRISE PARK | SHREWSBURY | SY1 3JE | Shropshire |  | Workshop And Premises | industrial | 1 | 1376.55 | 14817 | GIA | 72500 | Baschurch T1 | nearest-substation | 10.58 | OSWESTRY GT5 / WHITCHURCH GT1 | LEGACY | SPM | 1 | primary | 0.998 | Green | 7.5 | 6.232 | thermal | 0.3 | 0.5 | 0.5 | 0.8 | 0.1 | OSWESTRY GT5 / WHITCHURCH GT1 / WEM GT1 | 3.1024 | AMBER | 0 |  |  | 0 | 0 | 0 | 7.5 |  |  |  |  | Green (Over 5% headroom) | 7130 | 48 | 2.19 | 62 | 64 | 2037392 | [9 empty] | Legacy | LEGACY | 5 | 1714 | 1714 | 0 | 0 | 0 | 2024-08 | 200000131130 | Offices and Workshop Businesses | 1295 | D | Natural Gas | 3 | 2 | Heating and Natural Ventilation | 2022-08-03 |  | 0.8 | FALSE | 52.744 | -2.7378 | SPM-BASCHURCH_T1 | 179754234 | SP Energy Networks open data (API key): NDP SPM primary-group polygons + Capacity Heatmaps Information Model SPM + LTDS appendices 3/6 + NSHR
3097 | 31.3 | UNITS D E & F, ARROWPOINT RETAIL PARK, BRIXTON WAY | SHREWSBURY | SY1 3GB | Shropshire |  | Warehouse And Premises | industrial | 1 | 1290.32 | 13889 | GIA | 58000 | Baschurch T1 | nearest-substation | 11.34 | OSWESTRY GT5 / WHITCHURCH GT1 | LEGACY | SPM | 1 | primary | 0.998 | Green | 7.5 | 6.232 | thermal | 0.3 | 0.5 | 0.5 | 0.8 | 0.1 | OSWESTRY GT5 / WHITCHURCH GT1 / WEM GT1 | 3.1024 | AMBER | 0 |  |  | 0 | 0 | 0 | 7.5 |  |  |  |  | Green (Over 5% headroom) | 7130 | 51 | 2.05 | 32 | 64 | 2038320 | [9 empty] | Legacy | LEGACY | 5 | 1714 | 1714 | 0 | 0 | 0 | 2024-08 | 10011840963 | A1/A2 Retail and Financial/Professional services | 429 | B | Natural Gas | 3 |  | Heating and Natural Ventilation | 2018-09-12 |  | 0.6 | FALSE | 52.7367 | -2.7335 | SPM-BASCHURCH_T1 | 14315951000 | SP Energy Networks open data (API key): NDP SPM primary-group polygons + Capacity Heatmaps Information Model SPM + LTDS appendices 3/6 + NSHR
3098 | 31.3 | UNIT C-D TRADE CENTRAL, VANGUARD WAY, BATTLEFIELD ENTERPRISE PARK | SHREWSBURY | SY1 3TG | Shropshire |  | Warehouse And Premises | industrial | 1 | 1280.13 | 13779 | GIA | 81000 | Baschurch T1 | nearest-substation | 11.23 | OSWESTRY GT5 / WHITCHURCH GT1 | LEGACY | SPM | 1 | primary | 0.998 | Green | 7.5 | 6.232 | thermal | 0.3 | 0.5 | 0.5 | 0.8 | 0.1 | OSWESTRY GT5 / WHITCHURCH GT1 / WEM GT1 | 3.1024 | AMBER | 0 |  |  | 0 | 0 | 0 | 7.5 |  |  |  |  | Green (Over 5% headroom) | 7130 | 52 | 2.03 | 32 | 64 | 2038430 | [9 empty] | Legacy | LEGACY | 5 | 1714 | 1714 | 0 | 0 | 0 | 2024-08 | 10014540895 | A1/A2 Retail and Financial/Professional services | 1700 | E | Grid Supplied Electricity | 3 |  | Heating and Natural Ventilation | 2015-07-31 |  | 0.75 | FALSE | 52.7415 | -2.7287 | SPM-BASCHURCH_T1 | 10187886000 | SP Energy Networks open data (API key): NDP SPM primary-group polygons + Capacity Heatmaps Information Model SPM + LTDS appendices 3/6 + NSHR
3099 | 31.3 | UNIT 10B, HARLESCOTT LANE | SHREWSBURY | SY1 3AR | Shropshire |  | Factory And Premises | industrial | 1 | 1246.34 | 13415 | GIA | 68000 | Baschurch T1 | nearest-substation | 11.04 | OSWESTRY GT5 / WHITCHURCH GT1 | LEGACY | SPM | 1 | primary | 0.998 | Green | 7.5 | 6.232 | thermal | 0.3 | 0.5 | 0.5 | 0.8 | 0.1 | OSWESTRY GT5 / WHITCHURCH GT1 / WEM GT1 | 3.1024 | AMBER | 0 |  |  | 0 | 0 | 0 | 7.5 |  |  |  |  | Green (Over 5% headroom) | 7130 | 53 | 1.98 | 75 | 64 | 2038794 | [9 empty] | Legacy | LEGACY | 5 | 1714 | 1714 | 0 | 0 | 0 | 2024-08 | [12 empty] | 52.7401 | -2.7343 | SPM-BASCHURCH_T1 | 14653102000 | SP Energy Networks open data (API key): NDP SPM primary-group polygons + Capacity Heatmaps Information Model SPM + LTDS appendices 3/6 + NSHR
3100 | 31.3 | UNIT 1-2, HUSSEY ROAD, BATTLEFIELD ENTERPRISE PARK | SHREWSBURY | SY1 3JE | Shropshire |  | Warehouse And Premises | industrial | 1 | 1215.3 | 13081 | GIA | 45250 | Baschurch T1 | nearest-substation | 10.58 | OSWESTRY GT5 / WHITCHURCH GT1 | LEGACY | SPM | 1 | primary | 0.998 | Green | 7.5 | 6.232 | thermal | 0.3 | 0.5 | 0.5 | 0.8 | 0.1 | OSWESTRY GT5 / WHITCHURCH GT1 / WEM GT1 | 3.1024 | AMBER | 0 |  |  | 0 | 0 | 0 | 7.5 |  |  |  |  | Green (Over 5% headroom) | 7130 | 55 | 1.93 | 30 | 64 | 2039128 | [9 empty] | Legacy | LEGACY | 5 | 1714 | 1714 | 0 | 0 | 0 | 2024-08 | 10011838112 | B1 Offices and Workshop businesses | 1633 | D | Grid Supplied Electricity | 3 |  | Heating and Natural Ventilation | 2012-05-19 |  | 0.5 | FALSE | 52.744 | -2.7378 | SPM-BASCHURCH_T1 | 7198290000 | SP Energy Networks open data (API key): NDP SPM primary-group polygons + Capacity Heatmaps Information Model SPM + LTDS appendices 3/6 + NSHR
3101 | 31.3 | UNIT 1, KINTON BUSINESS PARK | SHREWSBURY | SY4 1AZ | Shropshire |  | Warehouse And Premises | industrial | 1 | 1181 | 12712 | GIA | 36500 | Baschurch T1 | inside-area | 6.46 | OSWESTRY GT5 / WHITCHURCH GT1 | LEGACY | SPM | 1 | primary | 0.998 | Green | 7.5 | 6.232 | thermal | 0.3 | 0.5 | 0.5 | 0.8 | 0.1 | OSWESTRY GT5 / WHITCHURCH GT1 / WEM GT1 | 3.1024 | AMBER | 0 |  |  | 0 | 0 | 0 | 7.5 |  |  |  |  | Green (Over 5% headroom) | 7130 | 56 | 1.88 | 30 | 64 | 2039497 | [9 empty] | Legacy | LEGACY | 5 | 1714 | 1714 | 0 | 0 | 0 | 2024-08 | 10014528448 | B8 Storage or Distribution | 619 | D | Oil | 3 |  | Heating and Natural Ventilation | 2012-02-09 |  | 0.5 | FALSE | 52.7692 | -2.9331 | SPM-BASCHURCH_T1 | 3385244000 | SP Energy Networks open data (API key): NDP SPM primary-group polygons + Capacity Heatmaps Information Model SPM + LTDS appendices 3/6 + NSHR
3102 | 31.3 | UNIT 3-4 OAKS BUSINESS PARK, KNIGHTS WAY, BATTLEFIELD ENTERPRISE PARK | SHREWSBURY | SY1 3TJ | Shropshire |  | Warehouse And Premises | industrial | 1 | 1152.22 | 12402 | GIA | 52000 | Baschurch T1 | nearest-substation | 10.38 | OSWESTRY GT5 / WHITCHURCH GT1 | LEGACY | SPM | 1 | primary | 0.998 | Green | 7.5 | 6.232 | thermal | 0.3 | 0.5 | 0.5 | 0.8 | 0.1 | OSWESTRY GT5 / WHITCHURCH GT1 / WEM GT1 | 3.1024 | AMBER | 0 |  |  | 0 | 0 | 0 | 7.5 |  |  |  |  | Green (Over 5% headroom) | 7130 | 57 | 1.83 | 29 | 64 | 2039807 | [9 empty] | Legacy | LEGACY | 5 | 1714 | 1714 | 0 | 0 | 0 | 2024-08 | [12 empty] | 52.7451 | -2.7402 | SPM-BASCHURCH_T1 | 6102132000 | SP Energy Networks open data (API key): NDP SPM primary-group polygons + Capacity Heatmaps Information Model SPM + LTDS appendices 3/6 + NSHR
3103 | 31.3 | 4.1, YEOMANRY ROAD, BATTLEFIELD ENTERPRISE PARK | SHREWSBURY | SY1 3EH | Shropshire |  | Factory And Premises | industrial | 1 | 1144.2 | 12316 | GIA | 53500 | Baschurch T1 | nearest-substation | 10.24 | OSWESTRY GT5 / WHITCHURCH GT1 | LEGACY | SPM | 1 | primary | 0.998 | Green | 7.5 | 6.232 | thermal | 0.3 | 0.5 | 0.5 | 0.8 | 0.1 | OSWESTRY GT5 / WHITCHURCH GT1 / WEM GT1 | 3.1024 | AMBER | 0 |  |  | 0 | 0 | 0 | 7.5 |  |  |  |  | Green (Over 5% headroom) | 7130 | 58 | 1.82 | 69 | 64 | 2039893 | [9 empty] | Legacy | LEGACY | 5 | 1714 | 1714 | 0 | 0 | 0 | 2024-08 | 10002205236 | General Industrial and Special Industrial Groups | 1198 | B | Natural Gas | 3 |  | Heating and Natural Ventilation | 2023-01-30 |  | 1 | FALSE | 52.7462 | -2.7414 | SPM-BASCHURCH_T1 | 3399933000 | SP Energy Networks open data (API key): NDP SPM primary-group polygons + Capacity Heatmaps Information Model SPM + LTDS appendices 3/6 + NSHR
3104 | 31.3 | HALES SAWMILLS LTD, VANGUARD WAY, BATTLEFIELD ENTERPRISE PARK | SHREWSBURY | SY1 3TG | Shropshire |  | Workshop And Premises | industrial | 1 | 1095.72 | 11794 | GIA | 83500 | Baschurch T1 | nearest-substation | 11.23 | OSWESTRY GT5 / WHITCHURCH GT1 | LEGACY | SPM | 1 | primary | 0.998 | Green | 7.5 | 6.232 | thermal | 0.3 | 0.5 | 0.5 | 0.8 | 0.1 | OSWESTRY GT5 / WHITCHURCH GT1 / WEM GT1 | 3.1024 | AMBER | 0 |  |  | 0 | 0 | 0 | 7.5 |  |  |  |  | Green (Over 5% headroom) | 7130 | 60 | 1.74 | 49 | 64 | 2040415 | [9 empty] | Legacy | LEGACY | 5 | 1714 | 1714 | 0 | 0 | 0 | 2024-08 | 10011840236 | Retail/Financial and Professional Services | 1119 | A | Grid Supplied Electricity | 4 | 2 | Heating and Natural Ventilation | 2023-04-21 |  | 1 | FALSE | 52.7415 | -2.7287 | SPM-BASCHURCH_T1 | 14350766000 | SP Energy Networks open data (API key): NDP SPM primary-group polygons + Capacity Heatmaps Information Model SPM + LTDS appendices 3/6 + NSHR
3105 | 31.3 | BATTLEFIELD BEERS, MARCH WAY, BATTLEFIELD ENTERPRISE PARK | SHREWSBURY | SY1 3JE | Shropshire |  | Warehouse And Premises | industrial | 1 | 1077.6 | 11599 | GIA | 79000 | Baschurch T1 | nearest-substation | 10.58 | OSWESTRY GT5 / WHITCHURCH GT1 | LEGACY | SPM | 1 | primary | 0.998 | Green | 7.5 | 6.232 | thermal | 0.3 | 0.5 | 0.5 | 0.8 | 0.1 | OSWESTRY GT5 / WHITCHURCH GT1 / WEM GT1 | 3.1024 | AMBER | 0 |  |  | 0 | 0 | 0 | 7.5 |  |  |  |  | Green (Over 5% headroom) | 7130 | 61 | 1.71 | 27 | 64 | 2040610 | [9 empty] | Legacy | LEGACY | 5 | 1714 | 1714 | 0 | 0 | 0 | 2024-08 | 200000131130 | Offices and Workshop Businesses | 1295 | D | Natural Gas | 3 | 2 | Heating and Natural Ventilation | 2022-08-03 |  | 0.75 | FALSE | 52.744 | -2.7378 | SPM-BASCHURCH_T1 | 15076297000 | SP Energy Networks open data (API key): NDP SPM primary-group polygons + Capacity Heatmaps Information Model SPM + LTDS appendices 3/6 + NSHR
3106 | 31.3 | RAVENHILL FARM SERVICES, KNIGHTS WAY, BATTLEFIELD ENTERPRISE PARK | SHREWSBURY | SY1 3AB | Shropshire |  | Workshop And Premises | industrial | 1 | 1069.08 | 11507 | GIA | 47500 | Baschurch T1 | nearest-substation | 10.44 | OSWESTRY GT5 / WHITCHURCH GT1 | LEGACY | SPM | 1 | primary | 0.998 | Green | 7.5 | 6.232 | thermal | 0.3 | 0.5 | 0.5 | 0.8 | 0.1 | OSWESTRY GT5 / WHITCHURCH GT1 / WEM GT1 | 3.1024 | AMBER | 0 |  |  | 0 | 0 | 0 | 7.5 |  |  |  |  | Green (Over 5% headroom) | 7130 | 62 | 1.7 | 48 | 64 | 2040702 | [9 empty] | Legacy | LEGACY | 5 | 1714 | 1714 | 0 | 0 | 0 | 2024-08 | 10011838430 | Retail/Financial and Professional Services | 1745 | B | Natural Gas | 4 |  | Heating and Natural Ventilation | 2023-04-02 |  | 0.75 | FALSE | 52.7453 | -2.7387 | SPM-BASCHURCH_T1 | 1551556000 | SP Energy Networks open data (API key): NDP SPM primary-group polygons + Capacity Heatmaps Information Model SPM + LTDS appendices 3/6 + NSHR
3107 | 31.3 | SUNDORNE RETAIL PARK, ARLINGTON WAY | SHREWSBURY | SY1 4YA | Shropshire | CES (SHREWSBURY) | Warehouse And Premises | industrial | 1 | 1041.96 | 11216 | GIA | 53500 | Baschurch T1 | nearest-substation | 11.95 | OSWESTRY GT5 / WHITCHURCH GT1 | LEGACY | SPM | 1 | primary | 0.998 | Green | 7.5 | 6.232 | thermal | 0.3 | 0.5 | 0.5 | 0.8 | 0.1 | OSWESTRY GT5 / WHITCHURCH GT1 / WEM GT1 | 3.1024 | AMBER | 0 |  |  | 0 | 0 | 0 | 7.5 |  |  |  |  | Green (Over 5% headroom) | 7130 | 64 | 1.66 | 26 | 64 | 2040993 | [9 empty] | Legacy | LEGACY | 5 | 1714 | 1714 | 0 | 0 | 0 | 2024-08 | 10014529105 | A1/A2 Retail and Financial/Professional services | 5103 | B | Grid Supplied Electricity | 4 |  | Air Conditioning | 2015-10-21 |  | 1 | FALSE | 52.7384 | -2.7191 | SPM-BASCHURCH_T1 | 1884356000 | SP Energy Networks open data (API key): NDP SPM primary-group polygons + Capacity Heatmaps Information Model SPM + LTDS appendices 3/6 + NSHR
3108 | 31.3 | UNIT 36F, VANGUARD WAY, BATTLEFIELD ENTERPRISE PARK | SHREWSBURY | SY1 3TG | Shropshire |  | Workshop And Premises | industrial | 1 | 1034.96 | 11140 | GIA | 65500 | Baschurch T1 | nearest-substation | 11.23 | OSWESTRY GT5 / WHITCHURCH GT1 | LEGACY | SPM | 1 | primary | 0.998 | Green | 7.5 | 6.232 | thermal | 0.3 | 0.5 | 0.5 | 0.8 | 0.1 | OSWESTRY GT5 / WHITCHURCH GT1 / WEM GT1 | 3.1024 | AMBER | 0 |  |  | 0 | 0 | 0 | 7.5 |  |  |  |  | Green (Over 5% headroom) | 7130 | 64 | 1.64 | 47 | 64 | 2041069 | [9 empty] | Legacy | LEGACY | 5 | 1714 | 1714 | 0 | 0 | 0 | 2024-08 | 10011841897 | General Industrial and Special Industrial Groups | 983 | B | Grid Supplied Electricity | 3 |  | Heating and Natural Ventilation | 2026-03-02 |  | 1 | FALSE | 52.7415 | -2.7287 | SPM-BASCHURCH_T1 | 10636722000 | SP Energy Networks open data (API key): NDP SPM primary-group polygons + Capacity Heatmaps Information Model SPM + LTDS appendices 3/6 + NSHR
3109 | 31.3 | UNIT 7F- 7J, VANGUARD WAY, BATTLEFIELD ENTERPRISE PARK | SHREWSBURY | SY1 3TG | Shropshire |  | Warehouse And Premises | industrial | 1 | 1031.13 | 11099 | GIA | 70000 | Baschurch T1 | nearest-substation | 11.23 | OSWESTRY GT5 / WHITCHURCH GT1 | LEGACY | SPM | 1 | primary | 0.998 | Green | 7.5 | 6.232 | thermal | 0.3 | 0.5 | 0.5 | 0.8 | 0.1 | OSWESTRY GT5 / WHITCHURCH GT1 / WEM GT1 | 3.1024 | AMBER | 0 |  |  | 0 | 0 | 0 | 7.5 |  |  |  |  | Green (Over 5% headroom) | 7130 | 64 | 1.64 | 26 | 64 | 2041110 | [9 empty] | Legacy | LEGACY | 5 | 1714 | 1714 | 0 | 0 | 0 | 2024-08 | [12 empty] | 52.7415 | -2.7287 | SPM-BASCHURCH_T1 | 8526901000 | SP Energy Networks open data (API key): NDP SPM primary-group polygons + Capacity Heatmaps Information Model SPM + LTDS appendices 3/6 + NSHR
3110 | 31.3 | RENT A SPACE UNIT 3 MARKET PLACE, EARLS PARK, BATTLEFIELD INDUSTRIAL ESTATE | SHREWSBURY | SY1 4AN | Shropshire |  | Warehouse And Premises | industrial | 1 | 1005.46 | 10823 | GIA | 44250 | Baschurch T1 | nearest-substation | 11.57 | OSWESTRY GT5 / WHITCHURCH GT1 | LEGACY | SPM | 1 | primary | 0.998 | Green | 7.5 | 6.232 | thermal | 0.3 | 0.5 | 0.5 | 0.8 | 0.1 | OSWESTRY GT5 / WHITCHURCH GT1 / WEM GT1 | 3.1024 | AMBER | 0 |  |  | 0 | 0 | 0 | 7.5 |  |  |  |  | Green (Over 5% headroom) | 7130 | 66 | 1.6 | 25 | 64 | 2041386 | [9 empty] | Legacy | LEGACY | 5 | 1714 | 1714 | 0 | 0 | 0 | 2024-08 | [12 empty] | 52.7402 | -2.724 | SPM-BASCHURCH_T1 | 10946346000 | SP Energy Networks open data (API key): NDP SPM primary-group polygons + Capacity Heatmaps Information Model SPM + LTDS appendices 3/6 + NSHR
3111 | 31.2 | EX HOSPITAL, MAST HOUSE, DERBY ROAD | BOOTLE | L20 1BP | Sefton | MAST LABORATORIES LTD | Offices And Premises | office | 1 | 1497.1 | 16115 | NIA | 109000 | Bibbys T1 / Inland Revenue Offices T1 / Regent Rd T1 | inside-area | 1.3 | BOOTLE GT2A / BURLINGTON ST GT1 / LISTER DV A GT2 | LISTER DRIVE | SPM | 5.4 | primary | 5.38 | Green | 17.5 | 12.12 | thermal | 0 | 0 | 1.2 | 0 | 3 | BOOTLE GT2A / BURLINGTON ST GT1 / LISTER DV A GT2 | 61.868 | GREEN | 0 |  |  | 0 | 0 | 0 | 17.5 |  |  |  |  | Green (Over 5% headroom) | 38503 | 100 | 2.38 | 105 | 54 | 2129667 | [9 empty] | Lister Drive | LISTER DRIVE | 2 | 114 | 114 | 0 | 57 | 20 | 2026-09 | 41127986 | Offices and Workshop Businesses | 662 | E | Grid Supplied Electricity | 3 |  | Heating and Natural Ventilation | 2022-08-11 |  | 0.5 | FALSE | 53.4471 | -3.0012 | SPM-BIBBYS_T1_INLAND_REVENUE_OFFICES_T1_REGENT_RD_T1 | 649913000 | SP Energy Networks open data (API key): NDP SPM primary-group polygons + Capacity Heatmaps Information Model SPM + LTDS appendices 3/6 + NSHR
3112 | 31.1 | 65-67, HANOVER STREET | LIVERPOOL | L1 3DY | Liverpool |  | Offices And Premises | office | 1 | 1500.2 | 16148 | NIA | 161000 | Cable St T1 / Gradwell St T2 / Oldham Place T2 | inside-area | 0.14 | BURLINGTON ST GT2 / LISTER DV B GT1 / PARADISE ST GT1 | LISTER DRIVE | SPM | 5.3 | primary | 5.263 | Green | 20 | 14.737 | thermal | 0 | 0 | 9 | 0 | 4.1 | BURLINGTON ST GT2 / LISTER DV B GT1 / PARADISE ST GT1 | 59.6 | GREEN | 0 |  |  | 0 | 0 | 0 | 20 |  |  |  |  | Green (Over 5% headroom) | 37790 | 100 | 2.38 | 105 | 5 | 136261 | [9 empty] | Lister Drive | LISTER DRIVE | 2 | 114 | 114 | 0 | 57 | 20 | 2026-09 | 38071007 | B1 Offices and Workshop businesses | 2574 | C | Natural Gas | 3 |  | Heating and Natural Ventilation | 2013-09-18 |  | 1 | FALSE | 53.4042 | -2.9826 | SPM-CABLE_ST_T1_GRADWELL_ST_T2_OLDHAM_PLACE_T2 | 2560504000 | SP Energy Networks open data (API key): NDP SPM primary-group polygons + Capacity Heatmaps Information Model SPM + LTDS appendices 3/6 + NSHR
3113 | 31.1 | BBC RADIO MERSEYSIDE 31, COLLEGE LANE | LIVERPOOL | L1 3DG | Liverpool |  | Offices And Premises | office | 1 | 1366.9 | 14713 | NIA | 157000 | Cable St T1 / Gradwell St T2 / Oldham Place T2 | inside-area | 0.09 | BURLINGTON ST GT2 / LISTER DV B GT1 / PARADISE ST GT1 | LISTER DRIVE | SPM | 5.3 | primary | 5.263 | Green | 20 | 14.737 | thermal | 0 | 0 | 9 | 0 | 4.1 | BURLINGTON ST GT2 / LISTER DV B GT1 / PARADISE ST GT1 | 59.6 | GREEN | 0 |  |  | 0 | 0 | 0 | 20 |  |  |  |  | Green (Over 5% headroom) | 37790 | 100 | 2.17 | 96 | 5 | 137696 | [9 empty] | Lister Drive | LISTER DRIVE | 2 | 114 | 114 | 0 | 57 | 20 | 2026-09 | [12 empty] | 53.4036 | -2.9843 | SPM-CABLE_ST_T1_GRADWELL_ST_T2_OLDHAM_PLACE_T2 | 10364597000 | SP Energy Networks open data (API key): NDP SPM primary-group polygons + Capacity Heatmaps Information Model SPM + LTDS appendices 3/6 + NSHR
3114 | 31.1 | PT 1ST FLR, ST JOHNS PRECINCT, ELLIOT STREET | LIVERPOOL | L1 1LR | Liverpool |  | Offices And Premises | office | 1 | 1096.24 | 11800 | NIA | 120000 | Harrington St T3 / Lime St T1 | inside-area | 0.42 | BURLINGTON ST GT2 / LISTER DV B GT1 / PARADISE ST GT1 | LISTER DRIVE | SPM | 5.3 | primary | 5.339 | Green | 8.7 | 3.361 | thermal | 0 | 0 | 0 | 0 | 5.1 | BURLINGTON ST GT2 / LISTER DV B GT1 / PARADISE ST GT1 | 59.6 | GREEN | 0 |  |  | 0 | 0 | 0 | 8.7 |  |  |  |  | Green (Over 5% headroom) | 37790 | 100 | 1.74 | 77 | 0 | 0 | [9 empty] | Lister Drive | LISTER DRIVE | 2 | 114 | 114 | 0 | 57 | 20 | 2026-09 | 38201951 | A1/A2 Retail and Financial/Professional services | 733 | C | Grid Supplied Electricity | 3 |  | Air Conditioning | 2012-03-14 |  | 0.75 | FALSE | 53.4061 | -2.9808 | SPM-HARRINGTON_ST_T3_LIME_ST_T1 | 11368332000 | SP Energy Networks open data (API key): NDP SPM primary-group polygons + Capacity Heatmaps Information Model SPM + LTDS appendices 3/6 + NSHR
3115 | 31.1 | RINGWOOD FENCING UNIT A, LANSDOWNE ROAD, STAMFORD BRIDGE | CHESTER | CH3 8EL | Cheshire West And Chester |  | Workshop And Premises | industrial | 1 | 1385.79 | 14917 | GIA | 49000 | Tarvin T1 | inside-area | 2.28 | CHESTER MAIN GT4 / CRANE BANK GT1 / GUILDEN SUTTON GT1 / SALTNEY G2A | CAPENHURST | SPM | 0.8 | primary | 0.822 | Green | 7.5 | 6.622 | thermal | 0.1 | 0.2 | 0 | 0.3 | -0.7 | CHESTER MAIN GT4 / CRANE BANK GT1 / GUILDEN SUTTON GT1 / SALTNEY G2A | 31.649 | GREEN | 39.8 |  |  | 0 | 0 | 0 | 7.5 |  |  |  |  | Green (Over 5% headroom) | 5704 | 38 | 2.2 | 62 | 5 | 117730 | [9 empty] | Frodsham | CAPENHURST | 4 | 896.6 | 896.6 | 0 | 0 | 304 | 2029-10 | 200000825868 | Offices and Workshop Businesses | 458 | D | Grid Supplied Electricity | 5 |  | Heating and Natural Ventilation | 2026-08-14 |  | 0.6 | FALSE | 53.2012 | -2.7959 | SPM-TARVIN_T1 | 7693349000 | SP Energy Networks open data (API key): NDP SPM primary-group polygons + Capacity Heatmaps Information Model SPM + LTDS appendices 3/6 + NSHR
3116 | 31.1 | UNIT 1, POOL BANK BUSINESS PARK, HIGH STREET | CHESTER | CH3 8JH | Cheshire West And Chester |  | Warehouse And Premises | industrial | 1 | 1189.01 | 12798 | GIA | 34250 | Tarvin T1 | inside-area | 0.17 | CHESTER MAIN GT4 / CRANE BANK GT1 / GUILDEN SUTTON GT1 / SALTNEY G2A | CAPENHURST | SPM | 0.8 | primary | 0.822 | Green | 7.5 | 6.622 | thermal | 0.1 | 0.2 | 0 | 0.3 | -0.7 | CHESTER MAIN GT4 / CRANE BANK GT1 / GUILDEN SUTTON GT1 / SALTNEY G2A | 31.649 | GREEN | 39.8 |  |  | 0 | 0 | 0 | 7.5 |  |  |  |  | Green (Over 5% headroom) | 5704 | 45 | 1.89 | 30 | 5 | 119849 | [9 empty] | Frodsham | CAPENHURST | 4 | 896.6 | 896.6 | 0 | 0 | 304 | 2029-10 | [12 empty] | 53.1989 | -2.7598 | SPM-TARVIN_T1 | 13988350000 | SP Energy Networks open data (API key): NDP SPM primary-group polygons + Capacity Heatmaps Information Model SPM + LTDS appendices 3/6 + NSHR
3117 | 31.1 | UNIT 9, POOL BANK BUSINESS PARK | CHESTER | CH3 8JH | Cheshire West And Chester |  | Warehouse And Premises | industrial | 1 | 1073.08 | 11551 | GIA | 41250 | Tarvin T1 | inside-area | 0.17 | CHESTER MAIN GT4 / CRANE BANK GT1 / GUILDEN SUTTON GT1 / SALTNEY G2A | CAPENHURST | SPM | 0.8 | primary | 0.822 | Green | 7.5 | 6.622 | thermal | 0.1 | 0.2 | 0 | 0.3 | -0.7 | CHESTER MAIN GT4 / CRANE BANK GT1 / GUILDEN SUTTON GT1 / SALTNEY G2A | 31.649 | GREEN | 39.8 |  |  | 0 | 0 | 0 | 7.5 |  |  |  |  | Green (Over 5% headroom) | 5704 | 49 | 1.71 | 27 | 5 | 121096 | [9 empty] | Frodsham | CAPENHURST | 4 | 896.6 | 896.6 | 0 | 0 | 304 | 2029-10 | [12 empty] | 53.1989 | -2.7598 | SPM-TARVIN_T1 | 1216647000 | SP Energy Networks open data (API key): NDP SPM primary-group polygons + Capacity Heatmaps Information Model SPM + LTDS appendices 3/6 + NSHR
3118 | 31.1 | TURNER GROUNDSCARE, LANSDOWNE ROAD, STAMFORD BRIDGE | CHESTER | CH3 8EL | Cheshire West And Chester |  | Store And Premises | industrial | 1 | 1042.59 | 11222 | GIA | 36500 | Tarvin T1 | inside-area | 2.28 | CHESTER MAIN GT4 / CRANE BANK GT1 / GUILDEN SUTTON GT1 / SALTNEY G2A | CAPENHURST | SPM | 0.8 | primary | 0.822 | Green | 7.5 | 6.622 | thermal | 0.1 | 0.2 | 0 | 0.3 | -0.7 | CHESTER MAIN GT4 / CRANE BANK GT1 / GUILDEN SUTTON GT1 / SALTNEY G2A | 31.649 | GREEN | 39.8 |  |  | 0 | 0 | 0 | 7.5 |  |  |  |  | Green (Over 5% headroom) | 5704 | 51 | 1.66 | 26 | 5 | 121425 | [9 empty] | Frodsham | CAPENHURST | 4 | 896.6 | 896.6 | 0 | 0 | 304 | 2029-10 | 200000826450 | Offices and Workshop Businesses | 846 | C | Grid Supplied Electricity | 5 |  | Heating and Natural Ventilation | 2026-05-12 |  | 1 | FALSE | 53.2012 | -2.7959 | SPM-TARVIN_T1 | 14798414000 | SP Energy Networks open data (API key): NDP SPM primary-group polygons + Capacity Heatmaps Information Model SPM + LTDS appendices 3/6 + NSHR
3119 | 30.9 | 15TH FLOOR, THE PLAZA 100, OLD HALL STREET | LIVERPOOL | L3 9QJ | Liverpool |  | Offices And Premises | office | 5 | 13973.41 | 150408 | NIA | 2056500 | Daily Post & Echo T1 / Daily Post & Echo T2 | inside-area | 0.24 | BURLINGTON ST GT2 / LISTER DV B GT1 / PARADISE ST GT1 | LISTER DRIVE | SPM | 5.2 | primary | 5.16 | Green | 8.7 | 3.54 | thermal | 0 | 0 | 0 | 0 | 4.7 | BURLINGTON ST GT2 / LISTER DV B GT1 / PARADISE ST GT1 | 59.6 | GREEN | 0 |  |  | 0 | 0 | 0 | 8.7 |  |  |  |  | Green (Over 5% headroom) | 37077 | 25 | 22.2 | 978 | 10 | 275068 | [9 empty] | Lister Drive | LISTER DRIVE | 2 | 114 | 114 | 0 | 57 | 20 | 2026-09 | 38301131 | B1 Offices and Workshop businesses | 3039 | C | Grid Supplied Electricity | 4 | 2 | Air Conditioning | 2022-05-27 |  | 1 | FALSE | 53.4109 | -2.9947 | SPM-DAILY_POST_ECHO_T1_DAILY_POST_ECHO_T2 | 8835154000;12665257000;12661904000;5765366000;15040310000 | SP Energy Networks open data (API key): NDP SPM primary-group polygons + Capacity Heatmaps Information Model SPM + LTDS appendices 3/6 + NSHR
3120 | 30.9 | UNITS H I & K 2ND FLR, REDWITHER TOWER | WREXHAM | LL13 9XT | Wrexham |  | Offices And Premises | office | 1 | 1783.77 | 19200 | NIA | 97500 | Ash Rd T1 / Kelloggs (Wrexham) T1 / Kelloggs (Wrexham) T2 | inside-area | 0.87 | BRYMBO GT1 / LEGACY LOCAL GT1 / MARCHWIEL GT1 / MARCHWIEL GT2 / WREXHAM GT1 | LEGACY | SPM | 5.2 | primary | 5.2336 | Green | 20 | 14.7664 | thermal | 0 | 0 | 0 | 0 | 3.5 | BRYMBO GT1 / LEGACY LOCAL GT1 / MARCHWIEL GT1 / MARCHWIEL GT2 / WREXHAM GT1 | 41.8508 | GREEN | 1.6 |  |  | 0 | 0 | 0 | 20 |  |  |  |  | Green (Over 5% headroom) | 37077 | 100 | 2.83 | 125 | 37 | 5262115 | [9 empty] | Legacy | LEGACY | 5 | 1714 | 1714 | 0 | 0 | 0 | 2024-08 | [12 empty] | 53.045 | -2.9195 | SPM-ASH_RD_T1_KELLOGGS_WREXHAM_T1_KELLOGGS_WREXHAM_T2 | 15069423000 | SP Energy Networks open data (API key): NDP SPM primary-group polygons + Capacity Heatmaps Information Model SPM + LTDS appendices 3/6 + NSHR
3121 | 30.9 | PT 3RD FLR 12, PRINCES PARADE | LIVERPOOL | L3 1DL | Liverpool | GRIFFITHS AND ARMOUR | Offices And Premises | office | 1 | 1664.36 | 17915 | NIA | 280000 | Daily Post & Echo T1 / Daily Post & Echo T2 | inside-area | 0.24 | BURLINGTON ST GT2 / LISTER DV B GT1 / PARADISE ST GT1 | LISTER DRIVE | SPM | 5.2 | primary | 5.16 | Green | 8.7 | 3.54 | thermal | 0 | 0 | 0 | 0 | 4.7 | BURLINGTON ST GT2 / LISTER DV B GT1 / PARADISE ST GT1 | 59.6 | GREEN | 0 |  |  | 0 | 0 | 0 | 8.7 |  |  |  |  | Green (Over 5% headroom) | 37077 | 100 | 2.64 | 117 | 10 | 407561 | [9 empty] | Lister Drive | LISTER DRIVE | 2 | 114 | 114 | 0 | 57 | 20 | 2026-09 | [12 empty] | 53.4076 | -2.999 | SPM-DAILY_POST_ECHO_T1_DAILY_POST_ECHO_T2 | 11182021000 | SP Energy Networks open data (API key): NDP SPM primary-group polygons + Capacity Heatmaps Information Model SPM + LTDS appendices 3/6 + NSHR
3122 | 30.9 | SUITE 13A3 13TH FLR, THE PLAZA 100, OLD HALL STREET | LIVERPOOL | L3 9QJ | Liverpool |  | Offices And Premises | office | 1 | 1577.77 | 16983 | NIA | 270000 | Daily Post & Echo T1 / Daily Post & Echo T2 | inside-area | 0.24 | BURLINGTON ST GT2 / LISTER DV B GT1 / PARADISE ST GT1 | LISTER DRIVE | SPM | 5.2 | primary | 5.16 | Green | 8.7 | 3.54 | thermal | 0 | 0 | 0 | 0 | 4.7 | BURLINGTON ST GT2 / LISTER DV B GT1 / PARADISE ST GT1 | 59.6 | GREEN | 0 |  |  | 0 | 0 | 0 | 8.7 |  |  |  |  | Green (Over 5% headroom) | 37077 | 100 | 2.51 | 110 | 10 | 408493 | [9 empty] | Lister Drive | LISTER DRIVE | 2 | 114 | 114 | 0 | 57 | 20 | 2026-09 | 38301131 | B1 Offices and Workshop businesses | 3039 | C | Grid Supplied Electricity | 4 | 2 | Air Conditioning | 2022-05-27 |  | 1 | FALSE | 53.4109 | -2.9947 | SPM-DAILY_POST_ECHO_T1_DAILY_POST_ECHO_T2 | 15119649000 | SP Energy Networks open data (API key): NDP SPM primary-group polygons + Capacity Heatmaps Information Model SPM + LTDS appendices 3/6 + NSHR
3123 | 30.9 | 8B, THE PLAZA 100, OLD HALL STREET | LIVERPOOL | L3 9QJ | Liverpool |  | Offices And Premises | office | 1 | 1553.06 | 16717 | NIA | 265000 | Daily Post & Echo T1 / Daily Post & Echo T2 | inside-area | 0.24 | BURLINGTON ST GT2 / LISTER DV B GT1 / PARADISE ST GT1 | LISTER DRIVE | SPM | 5.2 | primary | 5.16 | Green | 8.7 | 3.54 | thermal | 0 | 0 | 0 | 0 | 4.7 | BURLINGTON ST GT2 / LISTER DV B GT1 / PARADISE ST GT1 | 59.6 | GREEN | 0 |  |  | 0 | 0 | 0 | 8.7 |  |  |  |  | Green (Over 5% headroom) | 37077 | 100 | 2.47 | 109 | 10 | 408759 | [9 empty] | Lister Drive | LISTER DRIVE | 2 | 114 | 114 | 0 | 57 | 20 | 2026-09 | 38301131 | B1 Offices and Workshop businesses | 3039 | C | Grid Supplied Electricity | 4 | 2 | Air Conditioning | 2022-05-27 |  | 1 | FALSE | 53.4109 | -2.9947 | SPM-DAILY_POST_ECHO_T1_DAILY_POST_ECHO_T2 | 13260735000 | SP Energy Networks open data (API key): NDP SPM primary-group polygons + Capacity Heatmaps Information Model SPM + LTDS appendices 3/6 + NSHR
3124 | 30.9 | 9A 9TH FLR, THE PLAZA 100, OLD HALL STREET | LIVERPOOL | L3 9QJ | Liverpool |  | Offices And Premises | office | 1 | 1052.03 | 11324 | NIA | 180000 | Daily Post & Echo T1 / Daily Post & Echo T2 | inside-area | 0.24 | BURLINGTON ST GT2 / LISTER DV B GT1 / PARADISE ST GT1 | LISTER DRIVE | SPM | 5.2 | primary | 5.16 | Green | 8.7 | 3.54 | thermal | 0 | 0 | 0 | 0 | 4.7 | BURLINGTON ST GT2 / LISTER DV B GT1 / PARADISE ST GT1 | 59.6 | GREEN | 0 |  |  | 0 | 0 | 0 | 8.7 |  |  |  |  | Green (Over 5% headroom) | 37077 | 100 | 1.67 | 74 | 10 | 414152 | [9 empty] | Lister Drive | LISTER DRIVE | 2 | 114 | 114 | 0 | 57 | 20 | 2026-09 | 38301131 | B1 Offices and Workshop businesses | 3039 | C | Grid Supplied Electricity | 4 | 2 | Air Conditioning | 2022-05-27 |  | 1 | FALSE | 53.4109 | -2.9947 | SPM-DAILY_POST_ECHO_T1_DAILY_POST_ECHO_T2 | 14396502000 | SP Energy Networks open data (API key): NDP SPM primary-group polygons + Capacity Heatmaps Information Model SPM + LTDS appendices 3/6 + NSHR
3125 | 30.9 | 14TH FLR SUITE 14C 14D 14E & 14F, THE PLAZA 100, OLD HALL STREET | LIVERPOOL | L3 9QJ | Liverpool |  | Offices And Premises | office | 1 | 1031.5 | 11103 | NIA | 179000 | Daily Post & Echo T1 / Daily Post & Echo T2 | inside-area | 0.24 | BURLINGTON ST GT2 / LISTER DV B GT1 / PARADISE ST GT1 | LISTER DRIVE | SPM | 5.2 | primary | 5.16 | Green | 8.7 | 3.54 | thermal | 0 | 0 | 0 | 0 | 4.7 | BURLINGTON ST GT2 / LISTER DV B GT1 / PARADISE ST GT1 | 59.6 | GREEN | 0 |  |  | 0 | 0 | 0 | 8.7 |  |  |  |  | Green (Over 5% headroom) | 37077 | 100 | 1.64 | 72 | 10 | 414373 | [9 empty] | Lister Drive | LISTER DRIVE | 2 | 114 | 114 | 0 | 57 | 20 | 2026-09 | 38301131 | B1 Offices and Workshop businesses | 3039 | C | Grid Supplied Electricity | 4 | 2 | Air Conditioning | 2022-05-27 |  | 1 | FALSE | 53.4109 | -2.9947 | SPM-DAILY_POST_ECHO_T1_DAILY_POST_ECHO_T2 | 15040313000 | SP Energy Networks open data (API key): NDP SPM primary-group polygons + Capacity Heatmaps Information Model SPM + LTDS appendices 3/6 + NSHR
3126 | 30.8 | FLEET MANAGEMENT & VEHICLE MAINTENANCE CENTRE, EXPRESSWAY BUSINESS PARK, ABERGELE ROAD | RHYL | LL18 5SQ | Denbighshire |  | Workshop And Premises | industrial | 1 | 1615.65 | 17391 | GIA | 73500 | Abergele T1 / Pensarn T1 | inside-area | 2.9 | HOLYWELL GT1 / RHYL GT1 / ST ASAPH GT2 / ST ASAPH GT4 | CONNAHS QUAY - PENTIR - ST ASAPH | SPM | 0.6 | primary | 0.647 | Green | 10 | 9.153 | thermal | 0.4 | 9.7 | 1.9 | 10.1 | -1.6 | HOLYWELL GT1 / RHYL GT1 / ST ASAPH GT2 / ST ASAPH GT4 | 22.4768 | GREEN | 0 |  |  | 0 | 0 | 0 | 10 |  |  |  |  | Green (Over 5% headroom) | 4278 | 25 | 2.57 | 73 | 10 | 221289 | [9 empty] | Connahs Quay / SASA | [8 empty] | 10012914242 | General Industrial and Special Industrial Groups | 2328 | D | Natural Gas | 3 |  | Heating and Natural Ventilation | 2023-04-05 |  | 0.5 | FALSE | 53.2703 | -3.5182 | SPM-ABERGELE_T1_PENSARN_T1 | 5058957000 | SP Energy Networks open data (API key): NDP SPM primary-group polygons + Capacity Heatmaps Information Model SPM + LTDS appendices 3/6 + NSHR
3127 | 30.8 | CENTRAL WAREHOUSE, TANYA BUSINESS PARK, HIGH STREET | ABERGELE | LL22 7AR | Conwy |  | Warehouse And Premises | industrial | 1 | 1469.51 | 15818 | GIA | 25750 | Abergele T1 / Pensarn T1 | inside-area | 1.55 | HOLYWELL GT1 / RHYL GT1 / ST ASAPH GT2 / ST ASAPH GT4 | CONNAHS QUAY - PENTIR - ST ASAPH | SPM | 0.6 | primary | 0.647 | Green | 10 | 9.153 | thermal | 0.4 | 9.7 | 1.9 | 10.1 | -1.6 | HOLYWELL GT1 / RHYL GT1 / ST ASAPH GT2 / ST ASAPH GT4 | 22.4768 | GREEN | 0 |  |  | 0 | 0 | 0 | 10 |  |  |  |  | Green (Over 5% headroom) | 4278 | 27 | 2.34 | 37 | 10 | 222862 | [9 empty] | Connahs Quay / SASA | [8 empty] | 200001898603 | B8 Storage or Distribution | 1498 | C | Grid Supplied Electricity | 3 | 10 | Heating and Natural Ventilation | 2021-07-17 |  | 0.75 | FALSE | 53.2817 | -3.5819 | SPM-ABERGELE_T1_PENSARN_T1 | 14973064000 | SP Energy Networks open data (API key): NDP SPM primary-group polygons + Capacity Heatmaps Information Model SPM + LTDS appendices 3/6 + NSHR
3128 | 30.8 | DAVIES BROTHERS LTD, PENSARN INDUSTRIAL ESTATE | ABERGELE | LL22 7PR | Conwy |  | Workshop And Premises | industrial | 1 | 1464.3 | 15762 | GIA | 21250 | Abergele T1 / Pensarn T1 | inside-area | 2.45 | HOLYWELL GT1 / RHYL GT1 / ST ASAPH GT2 / ST ASAPH GT4 | CONNAHS QUAY - PENTIR - ST ASAPH | SPM | 0.6 | primary | 0.647 | Green | 10 | 9.153 | thermal | 0.4 | 9.7 | 1.9 | 10.1 | -1.6 | HOLYWELL GT1 / RHYL GT1 / ST ASAPH GT2 / ST ASAPH GT4 | 22.4768 | GREEN | 0 |  |  | 0 | 0 | 0 | 10 |  |  |  |  | Green (Over 5% headroom) | 4278 | 27 | 2.33 | 66 | 10 | 222918 | [9 empty] | Connahs Quay / SASA | [20 empty] | 53.2942 | -3.5803 | SPM-ABERGELE_T1_PENSARN_T1 | 15011265000 | SP Energy Networks open data (API key): NDP SPM primary-group polygons + Capacity Heatmaps Information Model SPM + LTDS appendices 3/6 + NSHR
3129 | 30.8 | FARM & PET PLACE, RHUDDLAN ROAD | ABERGELE | LL22 7HZ | Conwy |  | Warehouse And Premises | industrial | 1 | 1319.89 | 14207 | GIA | 56500 | Abergele T1 / Pensarn T1 | inside-area | 1.18 | HOLYWELL GT1 / RHYL GT1 / ST ASAPH GT2 / ST ASAPH GT4 | CONNAHS QUAY - PENTIR - ST ASAPH | SPM | 0.6 | primary | 0.647 | Green | 10 | 9.153 | thermal | 0.4 | 9.7 | 1.9 | 10.1 | -1.6 | HOLYWELL GT1 / RHYL GT1 / ST ASAPH GT2 / ST ASAPH GT4 | 22.4768 | GREEN | 0 |  |  | 0 | 0 | 0 | 10 |  |  |  |  | Green (Over 5% headroom) | 4278 | 30 | 2.1 | 33 | 10 | 224473 | [9 empty] | Connahs Quay / SASA | [8 empty] | 200001837687 | Retail/Financial and Professional Services | 1523 | A | Grid Supplied Electricity | 5 |  | Air Conditioning | 2025-04-09 |  | 1 | FALSE | 53.2849 | -3.5689 | SPM-ABERGELE_T1_PENSARN_T1 | 5244607000 | SP Energy Networks open data (API key): NDP SPM primary-group polygons + Capacity Heatmaps Information Model SPM + LTDS appendices 3/6 + NSHR
3130 | 30.8 | UNIT 3, PEEL STREET | ABERGELE | LL22 7LB | Conwy |  | Workshop And Premises | industrial | 1 | 1154.66 | 12429 | GIA | 48500 | Abergele T1 / Pensarn T1 | inside-area | 1.91 | HOLYWELL GT1 / RHYL GT1 / ST ASAPH GT2 / ST ASAPH GT4 | CONNAHS QUAY - PENTIR - ST ASAPH | SPM | 0.6 | primary | 0.647 | Green | 10 | 9.153 | thermal | 0.4 | 9.7 | 1.9 | 10.1 | -1.6 | HOLYWELL GT1 / RHYL GT1 / ST ASAPH GT2 / ST ASAPH GT4 | 22.4768 | GREEN | 0 |  |  | 0 | 0 | 0 | 10 |  |  |  |  | Green (Over 5% headroom) | 4278 | 34 | 1.83 | 52 | 10 | 226251 | [9 empty] | Connahs Quay / SASA | [20 empty] | 53.2858 | -3.584 | SPM-ABERGELE_T1_PENSARN_T1 | 8464324000 | SP Energy Networks open data (API key): NDP SPM primary-group polygons + Capacity Heatmaps Information Model SPM + LTDS appendices 3/6 + NSHR
3131 | 30.8 | UNITS 1-2, EXPRESSWAY BUSINESS PARK, ABERGELE ROAD | RHYL | LL18 5SQ | Denbighshire | MANBAT | Warehouse And Premises | industrial | 1 | 1075.08 | 11572 | GIA | 52500 | Abergele T1 / Pensarn T1 | inside-area | 2.9 | HOLYWELL GT1 / RHYL GT1 / ST ASAPH GT2 / ST ASAPH GT4 | CONNAHS QUAY - PENTIR - ST ASAPH | SPM | 0.6 | primary | 0.647 | Green | 10 | 9.153 | thermal | 0.4 | 9.7 | 1.9 | 10.1 | -1.6 | HOLYWELL GT1 / RHYL GT1 / ST ASAPH GT2 / ST ASAPH GT4 | 22.4768 | GREEN | 0 |  |  | 0 | 0 | 0 | 10 |  |  |  |  | Green (Over 5% headroom) | 4278 | 37 | 1.71 | 27 | 10 | 227108 | [9 empty] | Connahs Quay / SASA | [8 empty] | 10012914242 | General Industrial and Special Industrial Groups | 2328 | D | Natural Gas | 3 |  | Heating and Natural Ventilation | 2023-04-05 |  | 0.75 | FALSE | 53.2703 | -3.5182 | SPM-ABERGELE_T1_PENSARN_T1 | 7579480000 | SP Energy Networks open data (API key): NDP SPM primary-group polygons + Capacity Heatmaps Information Model SPM + LTDS appendices 3/6 + NSHR
3132 | 30.7 | WORLD HOUSE, LLOYD DRIVE | ELLESMERE PORT | CH65 9HQ | Cheshire West And Chester |  | Offices And Premises | office | 1 | 1500.2 | 16148 | NIA | 171000 | Chester Gates T1 / Unilever Dunkirk T1 | inside-area | 2.87 | BROMBOROUGH GT2 / ELLESMERE PORT GT1 / HOOTON PK GT1A / HOOTON PK GT2A | CAPENHURST | SPM | 5 | primary | 5 | Green | 10 | 5 | thermal | 0 | 1.9 | 0 | 1.9 | 4.3 | BROMBOROUGH GT2 / ELLESMERE PORT GT1 / HOOTON PK GT1A / HOOTON PK GT2A | 11.703 | GREEN | 0 |  |  | 0 | 0 | 0 | 10 |  |  |  |  | Green (Over 5% headroom) | 35651 | 100 | 2.38 | 105 | 9 | 569191 | [9 empty] | Capenhurst | CAPENHURST | 4 | 896.6 | 896.6 | 0 | 0 | 304 | 2029-10 | 200002833750 | Offices and Workshop Businesses | 1622 | B | Natural Gas | 4 |  | Air Conditioning | 2023-05-03 |  | 1 | FALSE | 53.26 | -2.8931 | SPM-CHESTER_GATES_T1_UNILEVER_DUNKIRK_T1 | 10298437000 | SP Energy Networks open data (API key): NDP SPM primary-group polygons + Capacity Heatmaps Information Model SPM + LTDS appendices 3/6 + NSHR
3133 | 30.7 | SENSION HOUSE, DENTON DRIVE | NORTHWICH | CW9 7LU | Cheshire West And Chester |  | Offices And Premises | office | 1 | 1122.63 | 12084 | NIA | 99500 | Lostock Triangle T1 | inside-area | 2.09 | ELWORTH GT1 / ELWORTH GT2 / KNUTSFORD GT1 / KNUTSFORD GT2 | CARRINGTON - FIDDLERS FERRY | SPM | 5 | primary | 5.008 | Green | 7.5 | 2.492 | thermal | 0 | 0 | 0 | 0 | 4.4 | ELWORTH GT1 / ELWORTH GT2 / KNUTSFORD GT1 / KNUTSFORD GT2 | 26.603 | GREEN | 0 |  |  | 0 | 0 | 0 | 7.5 |  |  |  |  | Green (Over 5% headroom) | 35651 | 100 | 1.78 | 79 | 11 | 371242 | [9 empty] | Fiddlers Ferry | CARRINGTON | 5 | 2186.9 | 2186.9 | 0 | 0 | 930 | 2026-05 | 10091640263 | B8 Storage or Distribution | 3440 | B | Natural Gas | 3 |  | Heating and Natural Ventilation | 2014-11-26 |  | 0.5 | FALSE | 53.2665 | -2.4908 | SPM-LOSTOCK_TRIANGLE_T1 | 8623395000 | SP Energy Networks open data (API key): NDP SPM primary-group polygons + Capacity Heatmaps Information Model SPM + LTDS appendices 3/6 + NSHR
3134 | 30.5 | WOODHOUSE FARM, CHURCH ROAD | CHESTER | CH3 6JD | Cheshire West And Chester |  | Offices And Premises | office | 1 | 1312.9 | 14132 | NIA | 144000 | Lcww Huntington T1 / Lcww Huntington T2 | inside-area | 4.62 | CHESTER MAIN GT4 / CRANE BANK GT1 / GUILDEN SUTTON GT1 / SALTNEY G2A | CAPENHURST | SPM | 4.9 | primary | 4.9207 | Green | 9.1 | 4.1793 | thermal | 0 | 2.5 | 0 | 2.5 | 4.7 | CHESTER MAIN GT4 / CRANE BANK GT1 / GUILDEN SUTTON GT1 / SALTNEY G2A | 31.649 | GREEN | 39.8 |  |  | 0 | 0 | 0 | 9.1 |  |  |  |  | Green (Over 5% headroom) | 34938 | 100 | 2.09 | 92 | 0 | 0 | [9 empty] | Capenhurst | CAPENHURST | 4 | 896.6 | 896.6 | 0 | 0 | 304 | 2029-10 | 100012570516 | Offices and Workshop Businesses | 1669 | C | Natural Gas | 4 |  | Heating and Natural Ventilation | 2025-11-04 |  | 0.67 | FALSE | 53.1283 | -2.8679 | SPM-LCWW_HUNTINGTON_T1_LCWW_HUNTINGTON_T2 | 7164163000 | SP Energy Networks open data (API key): NDP SPM primary-group polygons + Capacity Heatmaps Information Model SPM + LTDS appendices 3/6 + NSHR
3135 | 30.5 | UNIT F, SHERIFF HOUSE, NANTWICH ROAD | MIDDLEWICH | CW10 0LH | Cheshire West And Chester |  | Warehouse And Premises | industrial | 1 | 1607.7 | 17305 | GIA | 57000 | Cledford T1 | inside-area | 1.84 | ELWORTH GT1 / ELWORTH GT2 / KNUTSFORD GT1 / KNUTSFORD GT2 | CARRINGTON - FIDDLERS FERRY | SPM | 0.4 | primary | 0.414 | Green | 7.5 | 5.15 | thermal | 1.9 | 2.2 | 0 | 4.1 | 1.5 | ELWORTH GT1 / ELWORTH GT2 / KNUTSFORD GT1 / KNUTSFORD GT2 | 26.603 | GREEN | 0 |  |  | 0 | 0 | 0 | 7.5 |  |  |  |  | Green (Over 5% headroom) | 2852 | 16 | 2.55 | 40 | 4 | 65112 | [9 empty] | Frodsham | CARRINGTON | 5 | 2186.9 | 2186.9 | 0 | 0 | 930 | 2026-05 | [12 empty] | 53.1835 | -2.4626 | SPM-CLEDFORD_T1 | 5993055000 | SP Energy Networks open data (API key): NDP SPM primary-group polygons + Capacity Heatmaps Information Model SPM + LTDS appendices 3/6 + NSHR
3136 | 30.5 | UNIT C, SHERIFF HOUSE, NANTWICH ROAD | MIDDLEWICH | CW10 0LH | Cheshire West And Chester |  | Warehouse And Premises | industrial | 1 | 1128.8 | 12150 | GIA | 38500 | Cledford T1 | inside-area | 1.84 | ELWORTH GT1 / ELWORTH GT2 / KNUTSFORD GT1 / KNUTSFORD GT2 | CARRINGTON - FIDDLERS FERRY | SPM | 0.4 | primary | 0.414 | Green | 7.5 | 5.15 | thermal | 1.9 | 2.2 | 0 | 4.1 | 1.5 | ELWORTH GT1 / ELWORTH GT2 / KNUTSFORD GT1 / KNUTSFORD GT2 | 26.603 | GREEN | 0 |  |  | 0 | 0 | 0 | 7.5 |  |  |  |  | Green (Over 5% headroom) | 2852 | 23 | 1.79 | 28 | 4 | 70267 | [9 empty] | Frodsham | CARRINGTON | 5 | 2186.9 | 2186.9 | 0 | 0 | 930 | 2026-05 | [12 empty] | 53.1835 | -2.4626 | SPM-CLEDFORD_T1 | 6594370000 | SP Energy Networks open data (API key): NDP SPM primary-group polygons + Capacity Heatmaps Information Model SPM + LTDS appendices 3/6 + NSHR
3137 | 30.5 | BIP ENVIRONMENTAL, BROOKS LANE INDUSTRIAL ESTATE, ROAD BETA | MIDDLEWICH | CW10 0ND | Cheshire East |  | Warehouse And Premises | industrial | 1 | 1053.71 | 11342 | GIA | 89000 | Cledford T1 | inside-area | 3.18 | ELWORTH GT1 / ELWORTH GT2 / KNUTSFORD GT1 / KNUTSFORD GT2 | CARRINGTON - FIDDLERS FERRY | SPM | 0.4 | primary | 0.414 | Green | 7.5 | 5.15 | thermal | 1.9 | 2.2 | 0 | 4.1 | 1.5 | ELWORTH GT1 / ELWORTH GT2 / KNUTSFORD GT1 / KNUTSFORD GT2 | 26.603 | GREEN | 0 |  |  | 0 | 0 | 0 | 7.5 |  |  |  |  | Green (Over 5% headroom) | 2852 | 25 | 1.67 | 26 | 4 | 71075 | [9 empty] | Frodsham | CARRINGTON | 5 | 2186.9 | 2186.9 | 0 | 0 | 930 | 2026-05 | [12 empty] | 53.1558 | -2.4705 | SPM-CLEDFORD_T1 | 10678335000 | SP Energy Networks open data (API key): NDP SPM primary-group polygons + Capacity Heatmaps Information Model SPM + LTDS appendices 3/6 + NSHR
3138 | 30.4 | UNITS 1 & 2 AT ORGANSDALE FARM, CHESTER ROAD | TARPORLEY | CW6 0SR | Cheshire West And Chester |  | Warehouse And Premises | industrial | 1 | 4437.91 | 47769 | GIA | 102000 | Eden Vale T1 | inside-area | 6.76 | HARTFORD GT1 / LOSTOCK GT2 / WINSFORD GT1 / WINSFORD GT2 | CARRINGTON - FIDDLERS FERRY | SPM | 0.3 | primary | 0.29228 | Amber | 7.5 | 4.2461 | thermal | 3 | 0.6 | 0.2 | 3.6 | 2.4 | HARTFORD GT1 / LOSTOCK GT2 / WINSFORD GT1 / WINSFORD GT2 | 35.88 | GREEN | 0 |  |  | 0 | 0 | 0 | 7.5 |  |  |  |  | Amber (Between 5% overloaded and 5% headroom) | 2139 | 4 | 7.05 | 111 | 1 | 31554 | [9 empty] | Frodsham | CARRINGTON | 5 | 2186.9 | 2186.9 | 0 | 0 | 930 | 2026-05 | [12 empty] | 53.2102 | -2.6791 | SPM-EDEN_VALE_T1 | 7633625000 | SP Energy Networks open data (API key): NDP SPM primary-group polygons + Capacity Heatmaps Information Model SPM + LTDS appendices 3/6 + NSHR
3139 | 30.3 | MONTGOMERY THERMOSTATS BUILDING (FORMER REGAL FAYRE), FORDEN ROAD | MONTGOMERY | SY15 6EU | Powys 1 (Montgomeryshire) |  | Factory And Premises | industrial | 1 | 1826.51 | 19660 | GIA | 47250 | Forden T1 | inside-area | 2.53 | LEGACY LOCAL GT2 / NEWTOWN GT2 / OSWESTRY GT8 / WELSHPOOL GT1 | LEGACY | SPM | 0.2 | primary | 0.201 | Green | 4 | 3.799 | thermal | 0 | 0.1 | 0 | 0.1 | -0.3 | LEGACY LOCAL GT2 / NEWTOWN GT2 / OSWESTRY GT8 / WELSHPOOL GT1 | 60.6676 | GREEN | 0 |  |  | 0 | 0 | 0 | 4 |  |  |  |  | Green (Over 5% headroom) | 1426 | 7 | 2.9 | 110 | 2 | 34398 | [9 empty] | Legacy | LEGACY | 5 | 1714 | 1714 | 0 | 0 | 0 | 2024-08 | 10011776213 | Storage or Distribution | 1872 | D | Grid Supplied Electricity | 3 |  | Heating and Natural Ventilation | 2025-11-17 |  | 1 | FALSE | 52.5664 | -3.1477 | SPM-FORDEN_T1 | 7575458000 | SP Energy Networks open data (API key): NDP SPM primary-group polygons + Capacity Heatmaps Information Model SPM + LTDS appendices 3/6 + NSHR
3140 | 30.3 | BRAKE BROS, STATION YARD | MONTGOMERY | SY15 6HF | Powys 1 (Montgomeryshire) |  | Warehouse And Premises | industrial | 1 | 1675.52 | 18035 | GIA | 44000 | Forden T1 | inside-area | 2.57 | LEGACY LOCAL GT2 / NEWTOWN GT2 / OSWESTRY GT8 / WELSHPOOL GT1 | LEGACY | SPM | 0.2 | primary | 0.201 | Green | 4 | 3.799 | thermal | 0 | 0.1 | 0 | 0.1 | -0.3 | LEGACY LOCAL GT2 / NEWTOWN GT2 / OSWESTRY GT8 / WELSHPOOL GT1 | 60.6676 | GREEN | 0 |  |  | 0 | 0 | 0 | 4 |  |  |  |  | Green (Over 5% headroom) | 1426 | 8 | 2.66 | 42 | 2 | 36023 | [9 empty] | Legacy | LEGACY | 5 | 1714 | 1714 | 0 | 0 | 0 | 2024-08 | [12 empty] | 52.574 | -3.1749 | SPM-FORDEN_T1 | 644428000 | SP Energy Networks open data (API key): NDP SPM primary-group polygons + Capacity Heatmaps Information Model SPM + LTDS appendices 3/6 + NSHR
3141 | 30.3 | AGRIMONT DEPOT, STATION YARD | MONTGOMERY | SY15 6HN | Powys 1 (Montgomeryshire) |  | Workshop And Premises | industrial | 1 | 1520.2 | 16363 | GIA | 34750 | Forden T1 | inside-area | 3.03 | LEGACY LOCAL GT2 / NEWTOWN GT2 / OSWESTRY GT8 / WELSHPOOL GT1 | LEGACY | SPM | 0.2 | primary | 0.201 | Green | 4 | 3.799 | thermal | 0 | 0.1 | 0 | 0.1 | -0.3 | LEGACY LOCAL GT2 / NEWTOWN GT2 / OSWESTRY GT8 / WELSHPOOL GT1 | 60.6676 | GREEN | 0 |  |  | 0 | 0 | 0 | 4 |  |  |  |  | Green (Over 5% headroom) | 1426 | 9 | 2.42 | 68 | 2 | 37695 | [9 empty] | Legacy | LEGACY | 5 | 1714 | 1714 | 0 | 0 | 0 | 2024-08 | [12 empty] | 52.562 | -3.1502 | SPM-FORDEN_T1 | 495338206 | SP Energy Networks open data (API key): NDP SPM primary-group polygons + Capacity Heatmaps Information Model SPM + LTDS appendices 3/6 + NSHR
3142 | 30.2 | WINCANTON, ERF WAY, POCHIN WAY | MIDDLEWICH | CW10 0TN | Cheshire East |  | Warehouse And Premises | industrial | 2 | 76102.64 | 819161 | GIA | 4290000 | Rhm Foods Ltd T1 | inside-area | 1.1 | ELWORTH GT1 / ELWORTH GT2 / KNUTSFORD GT1 / KNUTSFORD GT2 | CARRINGTON - FIDDLERS FERRY | SPM | 5.8 | primary | 5.79 | Green | 7.5 | 1.71 | thermal | 0 | 0 | 0 | 0 | 5.7 | ELWORTH GT1 / ELWORTH GT2 / KNUTSFORD GT1 / KNUTSFORD GT2 | 26.603 | GREEN | 0 |  |  | 0 | 0 | 0 | 7.5 |  |  |  |  | Green (Over 5% headroom) | 41355 | 5 | 120.93 | 1903 | 7 | 597022 | [9 empty] | Frodsham | CARRINGTON | 5 | 2186.9 | 2186.9 | 0 | 0 | 930 | 2026-05 | [12 empty] | 53.185 | -2.4256 | SPM-RHM_FOODS_LTD_T1 | 7246785000;7246785000 | SP Energy Networks open data (API key): NDP SPM primary-group polygons + Capacity Heatmaps Information Model SPM + LTDS appendices 3/6 + NSHR
3143 | 30.2 | BRITISH SALT LTD, FAULKNER DRIVE | MIDDLEWICH | CW10 0NE | Cheshire East |  | Factory And Premises | industrial | 1 | 39890.2 | 429374 | GIA | 1440000 | Rhm Foods Ltd T1 | inside-area | 0.83 | ELWORTH GT1 / ELWORTH GT2 / KNUTSFORD GT1 / KNUTSFORD GT2 | CARRINGTON - FIDDLERS FERRY | SPM | 5.8 | primary | 5.79 | Green | 7.5 | 1.71 | thermal | 0 | 0 | 0 | 0 | 5.7 | ELWORTH GT1 / ELWORTH GT2 / KNUTSFORD GT1 / KNUTSFORD GT2 | 26.603 | GREEN | 0 |  |  | 0 | 0 | 0 | 7.5 |  |  |  |  | Green (Over 5% headroom) | 41355 | 10 | 63.39 | 2393 | 7 | 986809 | [9 empty] | Frodsham | CARRINGTON | 5 | 2186.9 | 2186.9 | 0 | 0 | 930 | 2026-05 | [12 empty] | 53.1814 | -2.4288 | SPM-RHM_FOODS_LTD_T1 | 144329133 | SP Energy Networks open data (API key): NDP SPM primary-group polygons + Capacity Heatmaps Information Model SPM + LTDS appendices 3/6 + NSHR
3144 | 30 | REGATTA LTD, PIONEER POINT, POOLE HALL ROAD | ELLESMERE PORT | CH66 1ST | Cheshire West And Chester |  | Warehouse And Premises | industrial | 1 | 58389.71 | 628501 | GIA | 2710000 | Bowater Containers T1 / Ellesmere Port Local T1 / Hh Robertsons T1 / Mobil Oil (E Port) T1 / Whitby T1 | inside-area | 1.91 | BROMBOROUGH GT2 / ELLESMERE PORT GT1 / HOOTON PK GT1A / HOOTON PK GT2A | CAPENHURST | SPM | 5.6 | primary | 5.623 | Green | 25.5 | 19.207 | thermal | 2.7 | 21.1 | 0 | 23.8 | 1 | BROMBOROUGH GT2 / ELLESMERE PORT GT1 / HOOTON PK GT1A / HOOTON PK GT2A | 11.703 | GREEN | 0 |  |  | 0 | 0 | 0 | 25.5 |  |  |  |  | Green (Over 5% headroom) | 39929 | 6 | 92.79 | 1460 | 65 | 4071623 | [9 empty] | Capenhurst | CAPENHURST | 4 | 896.6 | 896.6 | 0 | 0 | 304 | 2029-10 | 10013572522 | Storage or Distribution | 58475 | B | Grid Supplied Electricity | 4 |  | Heating and Natural Ventilation | 2025-09-22 |  | 1 | FALSE | 53.2922 | -2.9154 | SPM-BOWATER_CONTAINERS_T1_ELLESMERE_PORT_LOCAL_T1_HH_ROBERTSONS_ | 9378952000 | SP Energy Networks open data (API key): NDP SPM primary-group polygons + Capacity Heatmaps Information Model SPM + LTDS appendices 3/6 + NSHR
3145 | 30 | UNIT 1 LINK LOGISTICS PARK, NORTH ROAD | ELLESMERE PORT | CH65 1BF | Cheshire West And Chester |  | Warehouse And Premises | industrial | 1 | 58356.95 | 628148 | GIA | 3630000 | Bowater Containers T1 / Ellesmere Port Local T1 / Hh Robertsons T1 / Mobil Oil (E Port) T1 / Whitby T1 | inside-area | 2.62 | BROMBOROUGH GT2 / ELLESMERE PORT GT1 / HOOTON PK GT1A / HOOTON PK GT2A | CAPENHURST | SPM | 5.6 | primary | 5.623 | Green | 25.5 | 19.207 | thermal | 2.7 | 21.1 | 0 | 23.8 | 1 | BROMBOROUGH GT2 / ELLESMERE PORT GT1 / HOOTON PK GT1A / HOOTON PK GT2A | 11.703 | GREEN | 0 |  |  | 0 | 0 | 0 | 25.5 |  |  |  |  | Green (Over 5% headroom) | 39929 | 6 | 92.73 | 1459 | 65 | 4071976 | [9 empty] | Capenhurst | CAPENHURST | 4 | 896.6 | 896.6 | 0 | 0 | 304 | 2029-10 | 10096140664 | Storage or Distribution | 64271 | A | Grid Supplied Electricity | 5 |  | Air Conditioning | 2023-03-22 |  | 0.75 | FALSE | 53.2998 | -2.9168 | SPM-BOWATER_CONTAINERS_T1_ELLESMERE_PORT_LOCAL_T1_HH_ROBERTSONS_ | 15029635000 | SP Energy Networks open data (API key): NDP SPM primary-group polygons + Capacity Heatmaps Information Model SPM + LTDS appendices 3/6 + NSHR
3146 | 30 | B&M DISTRIBUTION CENTRE, POCHIN WAY | MIDDLEWICH | CW10 0TE | Cheshire East |  | Distribution Warehouse And Premises | industrial | 1 | 43031.64 | 463188 | GIA | 2450000 | Midpoint Pochin Way T1 | inside-area | 0.9 | ELWORTH GT1 / ELWORTH GT2 / KNUTSFORD GT1 / KNUTSFORD GT2 | CARRINGTON - FIDDLERS FERRY | SPM | 5.6 | primary | 5.58 | Green | 7.5 | 1.92 | thermal | 0 | 0 | 0 | 0 | 5 | ELWORTH GT1 / ELWORTH GT2 / KNUTSFORD GT1 / KNUTSFORD GT2 | 26.603 | GREEN | 0 |  |  | 0 | 0 | 0 | 7.5 |  |  |  |  | Green (Over 5% headroom) | 39929 | 9 | 68.38 | 1076 | 7 | 1158379 | [9 empty] | Frodsham | CARRINGTON | 5 | 2186.9 | 2186.9 | 0 | 0 | 930 | 2026-05 | [12 empty] | 53.1937 | -2.4312 | SPM-MIDPOINT_POCHIN_WAY_T1 | 14515702000 | SP Energy Networks open data (API key): NDP SPM primary-group polygons + Capacity Heatmaps Information Model SPM + LTDS appendices 3/6 + NSHR
3147 | 30 | UNIT 75, ERF WAY, POCHIN WAY | MIDDLEWICH | CW10 0QJ | Cheshire East |  | Warehouse And Premises | industrial | 1 | 33103.02 | 356318 | GIA | 2050000 | Midpoint Pochin Way T1 | inside-area | 0.08 | ELWORTH GT1 / ELWORTH GT2 / KNUTSFORD GT1 / KNUTSFORD GT2 | CARRINGTON - FIDDLERS FERRY | SPM | 5.6 | primary | 5.58 | Green | 7.5 | 1.92 | thermal | 0 | 0 | 0 | 0 | 5 | ELWORTH GT1 / ELWORTH GT2 / KNUTSFORD GT1 / KNUTSFORD GT2 | 26.603 | GREEN | 0 |  |  | 0 | 0 | 0 | 7.5 |  |  |  |  | Green (Over 5% headroom) | 39929 | 11 | 52.6 | 828 | 7 | 1265249 | [9 empty] | Frodsham | CARRINGTON | 5 | 2186.9 | 2186.9 | 0 | 0 | 930 | 2026-05 | [12 empty] | 53.1871 | -2.4256 | SPM-MIDPOINT_POCHIN_WAY_T1 | 7795648000 | SP Energy Networks open data (API key): NDP SPM primary-group polygons + Capacity Heatmaps Information Model SPM + LTDS appendices 3/6 + NSHR
3148 | 30 | UNIT C, SKYLINE DRIVE | WARRINGTON | WA5 3TP | Warrington |  | Factory And Premises | industrial | 1 | 24669.3 | 265538 | GIA | 1390000 | North West Water Campus T1 / North West Water Campus T2 / Omega T1 / Omega T2 / Orion Boulevard T1 | inside-area | 1.02 | DALLAM GT1 / SANKEY BRIDGES GT1 / WARRINGTON GT3 | CARRINGTON - FIDDLERS FERRY | SPM | -1 | bsp | 25.011 | Green | 40 | 14.989 | thermal | 0 | 0 | 0 | 0 | 23.5 | DALLAM GT1 / SANKEY BRIDGES GT1 / WARRINGTON GT3 | -0.972 | RED | 0 |  |  | 0 | 0 | 0 | 40 |  |  |  |  | Green (Over 5% headroom) | 0 | 0 | 39.2 | 1480 | 11 | 4866522 | [9 empty] | Fiddlers Ferry | CARRINGTON | 5 | 2186.9 | 2186.9 | 0 | 0 | 930 | 2026-05 | 10092995844 | General Industrial and Special Industrial Groups | 63917 | B | Natural Gas | 4 |  | Heating and Natural Ventilation | 2026-04-08 |  | 0.5 | FALSE | 53.4119 | -2.6595 | SPM-NORTH_WEST_WATER_CAMPUS_T1_NORTH_WEST_WATER_CAMPUS_T2_OMEGA_ | 9624197000 | SP Energy Networks open data (API key): NDP SPM primary-group polygons + Capacity Heatmaps Information Model SPM + LTDS appendices 3/6 + NSHR
3149 | 30 | 38, HARDWICK GRANGE | WARRINGTON | WA1 4RF | Warrington | VIP COMPUTER CENTRE LTD | Factory And Premises; Warehouse And Premises; Workshop And Premises | industrial | 7 | 24258.77 | 261119 | GIA | 1855000 | Kingsland 33 T1 / Safeway T1 / Woolston T1 / Woolston T2 | inside-area | 0.4 | DALLAM GT1 / SANKEY BRIDGES GT1 / WARRINGTON GT3 | CARRINGTON - FIDDLERS FERRY | SPM | -1 | bsp | 11.614 | Green | 30 | 17.217 | thermal | 4.7 | 4 | 0 | 8.7 | 9.2 | DALLAM GT1 / SANKEY BRIDGES GT1 / WARRINGTON GT3 | -0.972 | RED | 0 |  |  | 0 | 0 | 0 | 30 |  |  |  |  | Green (Over 5% headroom) | 0 | 0 | 38.55 | 1456 | 76 | 4947620 | [9 empty] | Fiddlers Ferry | CARRINGTON | 5 | 2186.9 | 2186.9 | 0 | 0 | 930 | 2026-05 | 100012793646 | B2 to B7 General Industrial and Special Industrial Groups | 1492 | E | Natural Gas | 3 |  | Heating and Natural Ventilation | 2015-05-11 |  | 1 | FALSE | 53.4036 | -2.5269 | SPM-KINGSLAND_33_T1_SAFEWAY_T1_WOOLSTON_T1_WOOLSTON_T2 | 2383235000;170595137;8654769000;76366137;4700109000;9365556000;7396445000 | SP Energy Networks open data (API key): NDP SPM primary-group polygons + Capacity Heatmaps Information Model SPM + LTDS appendices 3/6 + NSHR
3150 | 30 | DXM4 UNIT 4, FAIRCHILD ROAD | WARRINGTON | WA5 3TZ | Warrington |  | Warehouse And Premises | industrial | 1 | 21995.62 | 236759 | GIA | 1410000 | North West Water Campus T1 / North West Water Campus T2 / Omega T1 / Omega T2 / Orion Boulevard T1 | inside-area | 0.52 | DALLAM GT1 / SANKEY BRIDGES GT1 / WARRINGTON GT3 | CARRINGTON - FIDDLERS FERRY | SPM | -1 | bsp | 25.011 | Green | 40 | 14.989 | thermal | 0 | 0 | 0 | 0 | 23.5 | DALLAM GT1 / SANKEY BRIDGES GT1 / WARRINGTON GT3 | -0.972 | RED | 0 |  |  | 0 | 0 | 0 | 40 |  |  |  |  | Green (Over 5% headroom) | 0 | 0 | 34.95 | 550 | 11 | 4895301 | [9 empty] | Fiddlers Ferry | CARRINGTON | 5 | 2186.9 | 2186.9 | 0 | 0 | 930 | 2026-05 | 10094962161 | B8 Storage or Distribution | 19202 | A | Grid Supplied Electricity | 5 |  | Air Conditioning | 2021-01-19 |  | 0.67 | FALSE | 53.412 | -2.6507 | SPM-NORTH_WEST_WATER_CAMPUS_T1_NORTH_WEST_WATER_CAMPUS_T2_OMEGA_ | 13671087000 | SP Energy Networks open data (API key): NDP SPM primary-group polygons + Capacity Heatmaps Information Model SPM + LTDS appendices 3/6 + NSHR
3151 | 30 | UNITS 2 3 & 4, PENFIELD ROAD | LEIGH | WN7 3PG | Wigan |  | Factory And Premises | industrial | 2 | 21891.76 | 235641 | GIA | 1060000 | Orford T1 / Padgate T1 | nearest-substation | 7.91 | DALLAM GT1 / SANKEY BRIDGES GT1 / WARRINGTON GT3 | CARRINGTON - FIDDLERS FERRY | SPM | -1 | bsp | 1.185 | Green | 10 | 8.815 | thermal | 0 | 0 | 0 | 0 | -1.8 | DALLAM GT1 / SANKEY BRIDGES GT1 / WARRINGTON GT3 | -0.972 | RED | 0 |  |  | 0 | 0 | 0 | 10 |  |  |  |  | Green (Over 5% headroom) | 0 | 0 | 34.79 | 1314 | 57 | 2625746 | [9 empty] | Fiddlers Ferry | CARRINGTON | 5 | 2186.9 | 2186.9 | 0 | 0 | 930 | 2026-05 | [12 empty] | 53.4798 | -2.5415 | SPM-ORFORD_T1_PADGATE_T1 | 8066193000;8066193000 | SP Energy Networks open data (API key): NDP SPM primary-group polygons + Capacity Heatmaps Information Model SPM + LTDS appendices 3/6 + NSHR
3152 | 30 | DXM4 PKG UNIT 2, FAIRCHILD ROAD | WARRINGTON | WA5 3TZ | Warrington |  | Warehouse And Premises | industrial | 1 | 21348.95 | 229798 | GIA | 1450000 | North West Water Campus T1 / North West Water Campus T2 / Omega T1 / Omega T2 / Orion Boulevard T1 | inside-area | 0.52 | DALLAM GT1 / SANKEY BRIDGES GT1 / WARRINGTON GT3 | CARRINGTON - FIDDLERS FERRY | SPM | -1 | bsp | 25.011 | Green | 40 | 14.989 | thermal | 0 | 0 | 0 | 0 | 23.5 | DALLAM GT1 / SANKEY BRIDGES GT1 / WARRINGTON GT3 | -0.972 | RED | 0 |  |  | 0 | 0 | 0 | 40 |  |  |  |  | Green (Over 5% headroom) | 0 | 0 | 33.93 | 534 | 11 | 4902262 | [9 empty] | Fiddlers Ferry | CARRINGTON | 5 | 2186.9 | 2186.9 | 0 | 0 | 930 | 2026-05 | 10094962159 | B8 Storage or Distribution | 21364 | A | Grid Supplied Electricity | 5 |  | Air Conditioning | 2021-09-12 |  | 1 | FALSE | 53.412 | -2.6507 | SPM-NORTH_WEST_WATER_CAMPUS_T1_NORTH_WEST_WATER_CAMPUS_T2_OMEGA_ | 14481824000 | SP Energy Networks open data (API key): NDP SPM primary-group polygons + Capacity Heatmaps Information Model SPM + LTDS appendices 3/6 + NSHR
3153 | 30 | WALKERS SNACK FOODS LTD, LEACROFT ROAD | WARRINGTON | WA3 6SB | Warrington |  | Warehouse And Premises | industrial | 1 | 20055.4 | 215874 | GIA | 1400000 | Kingsland 33 T1 / Safeway T1 / Woolston T1 / Woolston T2 | nearest-substation | 3.71 | DALLAM GT1 / SANKEY BRIDGES GT1 / WARRINGTON GT3 | CARRINGTON - FIDDLERS FERRY | SPM | -1 | bsp | 11.614 | Green | 30 | 17.217 | thermal | 4.7 | 4 | 0 | 8.7 | 9.2 | DALLAM GT1 / SANKEY BRIDGES GT1 / WARRINGTON GT3 | -0.972 | RED | 0 |  |  | 0 | 0 | 0 | 30 |  |  |  |  | Green (Over 5% headroom) | 0 | 0 | 31.87 | 501 | 76 | 4992865 | [9 empty] | Fiddlers Ferry | CARRINGTON | 5 | 2186.9 | 2186.9 | 0 | 0 | 930 | 2026-05 | [12 empty] | 53.4339 | -2.5065 | SPM-KINGSLAND_33_T1_SAFEWAY_T1_WOOLSTON_T1_WOOLSTON_T2 | 653160137 | SP Energy Networks open data (API key): NDP SPM primary-group polygons + Capacity Heatmaps Information Model SPM + LTDS appendices 3/6 + NSHR
3154 | 30 | FUJITSU AT TRAFALGAR HOUSE, TEMPLE COURT, DATEN AVENUE | WARRINGTON | WA3 6GD | Warrington |  | Warehouse And Premises | industrial | 1 | 19549.82 | 210432 | GIA | 1360000 | Orford T1 / Padgate T1 | nearest-substation | 3.92 | DALLAM GT1 / SANKEY BRIDGES GT1 / WARRINGTON GT3 | CARRINGTON - FIDDLERS FERRY | SPM | -1 | bsp | 1.185 | Green | 10 | 8.815 | thermal | 0 | 0 | 0 | 0 | -1.8 | DALLAM GT1 / SANKEY BRIDGES GT1 / WARRINGTON GT3 | -0.972 | RED | 0 |  |  | 0 | 0 | 0 | 10 |  |  |  |  | Green (Over 5% headroom) | 0 | 0 | 31.07 | 489 | 57 | 2650955 | [9 empty] | Fiddlers Ferry | CARRINGTON | 5 | 2186.9 | 2186.9 | 0 | 0 | 930 | 2026-05 | 10008653123 | Offices and Workshop Businesses | 4758 | D | Natural Gas | 4 | 3 | Air Conditioning | 2022-11-29 |  | 1 | FALSE | 53.4309 | -2.5242 | SPM-ORFORD_T1_PADGATE_T1 | 13295628000 | SP Energy Networks open data (API key): NDP SPM primary-group polygons + Capacity Heatmaps Information Model SPM + LTDS appendices 3/6 + NSHR
3155 | 30 | BRAKES UNIT 3, LOCKHEED ROAD | WARRINGTON | WA5 4AH | Warrington |  | Cold Store And Premises | industrial | 1 | 18688.22 | 201158 | GIA | 1530000 | North West Water Campus T1 / North West Water Campus T2 / Omega T1 / Omega T2 / Orion Boulevard T1 | inside-area | 1.3 | DALLAM GT1 / SANKEY BRIDGES GT1 / WARRINGTON GT3 | CARRINGTON - FIDDLERS FERRY | SPM | -1 | bsp | 25.011 | Green | 40 | 14.989 | thermal | 0 | 0 | 0 | 0 | 23.5 | DALLAM GT1 / SANKEY BRIDGES GT1 / WARRINGTON GT3 | -0.972 | RED | 0 |  |  | 0 | 0 | 0 | 40 |  |  |  |  | Green (Over 5% headroom) | 0 | 0 | 29.7 | 2243 | 11 | 4930902 | [9 empty] | Fiddlers Ferry | CARRINGTON | 5 | 2186.9 | 2186.9 | 0 | 0 | 930 | 2026-05 | 10090372473 | B8 Storage or Distribution | 34543 | B | Natural Gas | 4 |  | Mixed-mode with Mechanical Ventilation | 2013-08-09 |  | 1 | FALSE | 53.4154 | -2.6613 | SPM-NORTH_WEST_WATER_CAMPUS_T1_NORTH_WEST_WATER_CAMPUS_T2_OMEGA_ | 8995148000 | SP Energy Networks open data (API key): NDP SPM primary-group polygons + Capacity Heatmaps Information Model SPM + LTDS appendices 3/6 + NSHR
3156 | 30 | ROYAL MAIL GROUP PLC, MILL LANE | WARRINGTON | WA2 8RL | Warrington |  | Warehouse And Premises | industrial | 1 | 17769.18 | 191266 | GIA | 1130000 | Boulevard T1 / Chapelford T1 / Hawleys La T1 / Westbrook T1 / Winwick Quay T1 | inside-area | 0.83 | DALLAM GT1 / SANKEY BRIDGES GT1 / WARRINGTON GT3 | CARRINGTON - FIDDLERS FERRY | SPM | -1 | bsp | 16.448 | Green | 37.5 | 21.052 | thermal | 0 | 0 | 0 | 0 | 12.5 | DALLAM GT1 / SANKEY BRIDGES GT1 / WARRINGTON GT3 | -0.972 | RED | 0 |  |  | 0 | 0 | 0 | 37.5 |  |  |  |  | Green (Over 5% headroom) | 0 | 0 | 28.24 | 444 | 53 | 4187763 | [9 empty] | Fiddlers Ferry | CARRINGTON | 5 | 2186.9 | 2186.9 | 0 | 0 | 930 | 2026-05 | [12 empty] | 53.4213 | -2.6103 | SPM-BOULEVARD_T1_CHAPELFORD_T1_HAWLEYS_LA_T1_WESTBROOK_T1_WINWIC | 7684766000 | SP Energy Networks open data (API key): NDP SPM primary-group polygons + Capacity Heatmaps Information Model SPM + LTDS appendices 3/6 + NSHR
3157 | 30 | EUROPA BOULEVARD | WARRINGTON | WA5 7TN | Warrington | NEWEY & EYRE LTD | Warehouse And Premises | industrial | 4 | 17038.56 | 183401 | GIA | 1178500 | Boulevard T1 / Chapelford T1 / Hawleys La T1 / Westbrook T1 / Winwick Quay T1 | inside-area | 0.92 | DALLAM GT1 / SANKEY BRIDGES GT1 / WARRINGTON GT3 | CARRINGTON - FIDDLERS FERRY | SPM | -1 | bsp | 16.448 | Green | 37.5 | 21.052 | thermal | 0 | 0 | 0 | 0 | 12.5 | DALLAM GT1 / SANKEY BRIDGES GT1 / WARRINGTON GT3 | -0.972 | RED | 0 |  |  | 0 | 0 | 0 | 37.5 |  |  |  |  | Green (Over 5% headroom) | 0 | 0 | 27.08 | 426 | 53 | 4195628 | [9 empty] | Fiddlers Ferry | CARRINGTON | 5 | 2186.9 | 2186.9 | 0 | 0 | 930 | 2026-05 | 100012807155 | B8 Storage or Distribution | 809 | C | Natural Gas | 3 |  | Heating and Natural Ventilation | 2012-05-09 |  | 1 | FALSE | 53.415 | -2.6118 | SPM-BOULEVARD_T1_CHAPELFORD_T1_HAWLEYS_LA_T1_WESTBROOK_T1_WINWIC | 174886137;169635137;619817137;14598446000 | SP Energy Networks open data (API key): NDP SPM primary-group polygons + Capacity Heatmaps Information Model SPM + LTDS appendices 3/6 + NSHR
3158 | 30 | 1040, EUROPA BOULEVARD | WARRINGTON | WA5 7YU | Warrington |  | Factory And Premises; Warehouse And Premises | industrial | 2 | 16565.95 | 178314 | GIA | 1210000 | Boulevard T1 / Chapelford T1 / Hawleys La T1 / Westbrook T1 / Winwick Quay T1 | inside-area | 2.11 | DALLAM GT1 / SANKEY BRIDGES GT1 / WARRINGTON GT3 | CARRINGTON - FIDDLERS FERRY | SPM | -1 | bsp | 16.448 | Green | 37.5 | 21.052 | thermal | 0 | 0 | 0 | 0 | 12.5 | DALLAM GT1 / SANKEY BRIDGES GT1 / WARRINGTON GT3 | -0.972 | RED | 0 |  |  | 0 | 0 | 0 | 37.5 |  |  |  |  | Green (Over 5% headroom) | 0 | 0 | 26.32 | 994 | 53 | 4200715 | [9 empty] | Fiddlers Ferry | CARRINGTON | 5 | 2186.9 | 2186.9 | 0 | 0 | 930 | 2026-05 | 100012806879 | B1 Offices and Workshop businesses | 12484 | C | Grid Supplied Electricity | 3 |  | Air Conditioning | 2021-12-20 |  | 0.67 | FALSE | 53.413 | -2.6296 | SPM-BOULEVARD_T1_CHAPELFORD_T1_HAWLEYS_LA_T1_WESTBROOK_T1_WINWIC | 635997137;12371577000 | SP Energy Networks open data (API key): NDP SPM primary-group polygons + Capacity Heatmaps Information Model SPM + LTDS appendices 3/6 + NSHR
3159 | 30 | 43-43B, GRANGE INDUSTRIAL ESTATE | WARRINGTON | WA1 4RF | Warrington |  | Factory And Premises | industrial | 1 | 16466.1 | 177239 | GIA | 975000 | Kingsland 33 T1 / Safeway T1 / Woolston T1 / Woolston T2 | inside-area | 0.4 | DALLAM GT1 / SANKEY BRIDGES GT1 / WARRINGTON GT3 | CARRINGTON - FIDDLERS FERRY | SPM | -1 | bsp | 11.614 | Green | 30 | 17.217 | thermal | 4.7 | 4 | 0 | 8.7 | 9.2 | DALLAM GT1 / SANKEY BRIDGES GT1 / WARRINGTON GT3 | -0.972 | RED | 0 |  |  | 0 | 0 | 0 | 30 |  |  |  |  | Green (Over 5% headroom) | 0 | 0 | 26.17 | 988 | 76 | 5031500 | [9 empty] | Fiddlers Ferry | CARRINGTON | 5 | 2186.9 | 2186.9 | 0 | 0 | 930 | 2026-05 | [12 empty] | 53.4036 | -2.5269 | SPM-KINGSLAND_33_T1_SAFEWAY_T1_WOOLSTON_T1_WOOLSTON_T2 | 6933923000 | SP Energy Networks open data (API key): NDP SPM primary-group polygons + Capacity Heatmaps Information Model SPM + LTDS appendices 3/6 + NSHR
3160 | 30 | GREENCORE CHILLED MEALS 20, GROSVENOR GRANGE | WARRINGTON | WA1 4SF | Warrington |  | Factory And Premises | industrial | 1 | 16139.93 | 173729 | GIA | 1140000 | Kingsland 33 T1 / Safeway T1 / Woolston T1 / Woolston T2 | inside-area | 1.73 | DALLAM GT1 / SANKEY BRIDGES GT1 / WARRINGTON GT3 | CARRINGTON - FIDDLERS FERRY | SPM | -1 | bsp | 11.614 | Green | 30 | 17.217 | thermal | 4.7 | 4 | 0 | 8.7 | 9.2 | DALLAM GT1 / SANKEY BRIDGES GT1 / WARRINGTON GT3 | -0.972 | RED | 0 |  |  | 0 | 0 | 0 | 30 |  |  |  |  | Green (Over 5% headroom) | 0 | 0 | 25.65 | 968 | 76 | 5035010 | [9 empty] | Fiddlers Ferry | CARRINGTON | 5 | 2186.9 | 2186.9 | 0 | 0 | 930 | 2026-05 | 100012793593 | B2 to B7 General Industrial and Special Industrial Groups | 13293 | D | Grid Supplied Electricity | 4 |  | Air Conditioning | 2019-05-02 |  | 0.75 | FALSE | 53.4058 | -2.547 | SPM-KINGSLAND_33_T1_SAFEWAY_T1_WOOLSTON_T1_WOOLSTON_T2 | 6894233000 | SP Energy Networks open data (API key): NDP SPM primary-group polygons + Capacity Heatmaps Information Model SPM + LTDS appendices 3/6 + NSHR
3161 | 30 | 21, CAMERON COURT, CALVER ROAD | WARRINGTON | WA2 8RE | Warrington |  | Warehouse And Premises; Workshop And Premises | industrial | 8 | 15774.11 | 169791 | GIA | 972000 | Boulevard T1 / Chapelford T1 / Hawleys La T1 / Westbrook T1 / Winwick Quay T1 | inside-area | 0.16 | DALLAM GT1 / SANKEY BRIDGES GT1 / WARRINGTON GT3 | CARRINGTON - FIDDLERS FERRY | SPM | -1 | bsp | 16.448 | Green | 37.5 | 21.052 | thermal | 0 | 0 | 0 | 0 | 12.5 | DALLAM GT1 / SANKEY BRIDGES GT1 / WARRINGTON GT3 | -0.972 | RED | 0 |  |  | 0 | 0 | 0 | 37.5 |  |  |  |  | Green (Over 5% headroom) | 0 | 0 | 25.07 | 710 | 53 | 4209238 | [9 empty] | Fiddlers Ferry | CARRINGTON | 5 | 2186.9 | 2186.9 | 0 | 0 | 930 | 2026-05 | [12 empty] | 53.4191 | -2.6007 | SPM-BOULEVARD_T1_CHAPELFORD_T1_HAWLEYS_LA_T1_WESTBROOK_T1_WINWIC | 170523137;170522137;9384410000;170517137;170516137;12486447000;9384410000;170523137 | SP Energy Networks open data (API key): NDP SPM primary-group polygons + Capacity Heatmaps Information Model SPM + LTDS appendices 3/6 + NSHR
3162 | 30 | AAH PHARMACEUTICALS, CALVER ROAD | WARRINGTON | WA2 8LT | Warrington |  | Warehouse And Premises | industrial | 1 | 15400.14 | 165766 | GIA | 995000 | Boulevard T1 / Chapelford T1 / Hawleys La T1 / Westbrook T1 / Winwick Quay T1 | inside-area | 0.24 | DALLAM GT1 / SANKEY BRIDGES GT1 / WARRINGTON GT3 | CARRINGTON - FIDDLERS FERRY | SPM | -1 | bsp | 16.448 | Green | 37.5 | 21.052 | thermal | 0 | 0 | 0 | 0 | 12.5 | DALLAM GT1 / SANKEY BRIDGES GT1 / WARRINGTON GT3 | -0.972 | RED | 0 |  |  | 0 | 0 | 0 | 37.5 |  |  |  |  | Green (Over 5% headroom) | 0 | 0 | 24.47 | 385 | 53 | 4213263 | [9 empty] | Fiddlers Ferry | CARRINGTON | 5 | 2186.9 | 2186.9 | 0 | 0 | 930 | 2026-05 | [12 empty] | 53.4185 | -2.6025 | SPM-BOULEVARD_T1_CHAPELFORD_T1_HAWLEYS_LA_T1_WESTBROOK_T1_WINWIC | 579531137 | SP Energy Networks open data (API key): NDP SPM primary-group polygons + Capacity Heatmaps Information Model SPM + LTDS appendices 3/6 + NSHR
3163 | 30 | 10, EAGLE PARK DRIVE | WARRINGTON | WA2 8JA | Warrington |  | Warehouse And Premises | industrial | 9 | 14639.8 | 157581 | GIA | 1189500 | Boulevard T1 / Chapelford T1 / Hawleys La T1 / Westbrook T1 / Winwick Quay T1 | inside-area | 1.19 | DALLAM GT1 / SANKEY BRIDGES GT1 / WARRINGTON GT3 | CARRINGTON - FIDDLERS FERRY | SPM | -1 | bsp | 16.448 | Green | 37.5 | 21.052 | thermal | 0 | 0 | 0 | 0 | 12.5 | DALLAM GT1 / SANKEY BRIDGES GT1 / WARRINGTON GT3 | -0.972 | RED | 0 |  |  | 0 | 0 | 0 | 37.5 |  |  |  |  | Green (Over 5% headroom) | 0 | 0 | 23.26 | 366 | 53 | 4221448 | [9 empty] | Fiddlers Ferry | CARRINGTON | 5 | 2186.9 | 2186.9 | 0 | 0 | 930 | 2026-05 | 10008648110 | General Industrial and Special Industrial Groups | 1286 | B | Grid Supplied Electricity | 3 | 3 | Heating and Natural Ventilation | 2024-06-14 |  | 1 | FALSE | 53.4074 | -2.6005 | SPM-BOULEVARD_T1_CHAPELFORD_T1_HAWLEYS_LA_T1_WESTBROOK_T1_WINWIC | 2893289000;2866670000;1781701000;4816397000;2816588000;4816388000;1781704000;3200005000;1781702000 | SP Energy Networks open data (API key): NDP SPM primary-group polygons + Capacity Heatmaps Information Model SPM + LTDS appendices 3/6 + NSHR
3164 | 30 | THE SPECTRUM 56-58, BENSON ROAD | WARRINGTON | WA3 7PQ | Warrington |  | Offices And Premises | office | 2 | 9938.99 | 106982 | NIA | 1150000 | Kingsland 33 T1 / Safeway T1 / Woolston T1 / Woolston T2 | inside-area | 1.46 | DALLAM GT1 / SANKEY BRIDGES GT1 / WARRINGTON GT3 | CARRINGTON - FIDDLERS FERRY | SPM | -1 | bsp | 11.614 | Green | 30 | 17.217 | thermal | 4.7 | 4 | 0 | 8.7 | 9.2 | DALLAM GT1 / SANKEY BRIDGES GT1 / WARRINGTON GT3 | -0.972 | RED | 0 |  |  | 0 | 0 | 0 | 30 |  |  |  |  | Green (Over 5% headroom) | 0 | 0 | 15.79 | 696 | 76 | 5101757 | [9 empty] | Fiddlers Ferry | CARRINGTON | 5 | 2186.9 | 2186.9 | 0 | 0 | 930 | 2026-05 | [12 empty] | 53.4144 | -2.5277 | SPM-KINGSLAND_33_T1_SAFEWAY_T1_WOOLSTON_T1_WOOLSTON_T2 | 14983897000;14983897000 | SP Energy Networks open data (API key): NDP SPM primary-group polygons + Capacity Heatmaps Information Model SPM + LTDS appendices 3/6 + NSHR
3165 | 30 | 2ND FLR 302, BRIDGEWATER PLACE, BIRCHWOOD PARK | WARRINGTON | WA3 6AT | Warrington | ROLLS ROYCE | Offices And Premises | office | 6 | 7821.61 | 84191 | NIA | 1397000 | Kingsland 33 T1 / Safeway T1 / Woolston T1 / Woolston T2 | nearest-substation | 2.62 | DALLAM GT1 / SANKEY BRIDGES GT1 / WARRINGTON GT3 | CARRINGTON - FIDDLERS FERRY | SPM | -1 | bsp | 11.614 | Green | 30 | 17.217 | thermal | 4.7 | 4 | 0 | 8.7 | 9.2 | DALLAM GT1 / SANKEY BRIDGES GT1 / WARRINGTON GT3 | -0.972 | RED | 0 |  |  | 0 | 0 | 0 | 30 |  |  |  |  | Green (Over 5% headroom) | 0 | 0 | 12.43 | 548 | 76 | 5124548 | [9 empty] | Fiddlers Ferry | CARRINGTON | 5 | 2186.9 | 2186.9 | 0 | 0 | 930 | 2026-05 | [12 empty] | 53.4253 | -2.5237 | SPM-KINGSLAND_33_T1_SAFEWAY_T1_WOOLSTON_T1_WOOLSTON_T2 | 9092131000;9106567000;9364819000;12557093000;11618755000;11843401000 | SP Energy Networks open data (API key): NDP SPM primary-group polygons + Capacity Heatmaps Information Model SPM + LTDS appendices 3/6 + NSHR
3166 | 30 | WARRINGTON COUNCIL OFFICES 1, TIME SQUARE | WARRINGTON | WA1 2NT | Warrington |  | Offices And Premises | office | 1 | 7243.4 | 77967 | NIA | 715000 | Barbauld St T1 / Horrocks La T1 / Warrington Central T1 | inside-area | 0.13 | DALLAM GT1 / SANKEY BRIDGES GT1 / WARRINGTON GT3 | CARRINGTON - FIDDLERS FERRY | SPM | -1 | bsp | 10.664 | Green | 20 | 8.037 | thermal | 3.9 | 0.4 | 0 | 4.3 | 11 | DALLAM GT1 / SANKEY BRIDGES GT1 / WARRINGTON GT3 | -0.972 | RED | 0 |  |  | 0 | 0 | 0 | 20 |  |  |  |  | Green (Over 5% headroom) | 0 | 0 | 11.51 | 507 | 7 | 172137 | [9 empty] | Fiddlers Ferry | CARRINGTON | 5 | 2186.9 | 2186.9 | 0 | 0 | 930 | 2026-05 | 10092998771 | B1 Offices and Workshop businesses | 9307 | A | Grid Supplied Electricity | 5 | 3 | Air Conditioning | 2020-02-21 |  | 1 | FALSE | 53.3883 | -2.5925 | SPM-BARBAULD_ST_T1_HORROCKS_LA_T1_WARRINGTON_CENTRAL_T1 | 13110810000 | SP Energy Networks open data (API key): NDP SPM primary-group polygons + Capacity Heatmaps Information Model SPM + LTDS appendices 3/6 + NSHR
3167 | 30 | NNC LTD, WARRINGTON ROAD | WARRINGTON | WA3 6BZ | Warrington |  | Offices And Premises | office | 1 | 7140.7 | 76862 | NIA | 440000 | Kingsland 33 T1 / Safeway T1 / Woolston T1 / Woolston T2 | nearest-substation | 2.62 | DALLAM GT1 / SANKEY BRIDGES GT1 / WARRINGTON GT3 | CARRINGTON - FIDDLERS FERRY | SPM | -1 | bsp | 11.614 | Green | 30 | 17.217 | thermal | 4.7 | 4 | 0 | 8.7 | 9.2 | DALLAM GT1 / SANKEY BRIDGES GT1 / WARRINGTON GT3 | -0.972 | RED | 0 |  |  | 0 | 0 | 0 | 30 |  |  |  |  | Green (Over 5% headroom) | 0 | 0 | 11.35 | 500 | 76 | 5131877 | [9 empty] | Fiddlers Ferry | CARRINGTON | 5 | 2186.9 | 2186.9 | 0 | 0 | 930 | 2026-05 | [12 empty] | 53.4253 | -2.5237 | SPM-KINGSLAND_33_T1_SAFEWAY_T1_WOOLSTON_T1_WOOLSTON_T2 | 6356058000 | SP Energy Networks open data (API key): NDP SPM primary-group polygons + Capacity Heatmaps Information Model SPM + LTDS appendices 3/6 + NSHR
3168 | 30 | 102, DALTON COURT | WARRINGTON | WA3 6AR | Warrington |  | Offices And Premises | office | 2 | 5430.93 | 58458 | NIA | 944000 | Kingsland 33 T1 / Safeway T1 / Woolston T1 / Woolston T2 | nearest-substation | 2.45 | DALLAM GT1 / SANKEY BRIDGES GT1 / WARRINGTON GT3 | CARRINGTON - FIDDLERS FERRY | SPM | -1 | bsp | 11.614 | Green | 30 | 17.217 | thermal | 4.7 | 4 | 0 | 8.7 | 9.2 | DALLAM GT1 / SANKEY BRIDGES GT1 / WARRINGTON GT3 | -0.972 | RED | 0 |  |  | 0 | 0 | 0 | 30 |  |  |  |  | Green (Over 5% headroom) | 0 | 0 | 8.63 | 380 | 76 | 5150281 | [9 empty] | Fiddlers Ferry | CARRINGTON | 5 | 2186.9 | 2186.9 | 0 | 0 | 930 | 2026-05 | [12 empty] | 53.4237 | -2.5263 | SPM-KINGSLAND_33_T1_SAFEWAY_T1_WOOLSTON_T1_WOOLSTON_T2 | 1460045000;11723042000 | SP Energy Networks open data (API key): NDP SPM primary-group polygons + Capacity Heatmaps Information Model SPM + LTDS appendices 3/6 + NSHR
3169 | 30 | STANFORD HOUSE, GARRET FILED | WARRINGTON | WA3 7TH | Warrington |  | Offices And Premises | office | 1 | 5091.4 | 54803 | NIA | 570000 | Orford T1 / Padgate T1 | nearest-substation | 3.25 | DALLAM GT1 / SANKEY BRIDGES GT1 / WARRINGTON GT3 | CARRINGTON - FIDDLERS FERRY | SPM | -1 | bsp | 1.185 | Green | 10 | 8.815 | thermal | 0 | 0 | 0 | 0 | -1.8 | DALLAM GT1 / SANKEY BRIDGES GT1 / WARRINGTON GT3 | -0.972 | RED | 0 |  |  | 0 | 0 | 0 | 10 |  |  |  |  | Green (Over 5% headroom) | 0 | 0 | 8.09 | 356 | 57 | 2806584 | [9 empty] | Fiddlers Ferry | CARRINGTON | 5 | 2186.9 | 2186.9 | 0 | 0 | 930 | 2026-05 | [12 empty] | 53.4248 | -2.5298 | SPM-ORFORD_T1_PADGATE_T1 | 14028932000 | SP Energy Networks open data (API key): NDP SPM primary-group polygons + Capacity Heatmaps Information Model SPM + LTDS appendices 3/6 + NSHR
3170 | 30 | TOWN HALL, SANKEY STREET | WARRINGTON | WA1 1UH | Warrington |  | Offices And Premises | office | 1 | 4045.6 | 43546 | NIA | 237000 | Barbauld St T1 / Horrocks La T1 / Warrington Central T1 | inside-area | 0.54 | DALLAM GT1 / SANKEY BRIDGES GT1 / WARRINGTON GT3 | CARRINGTON - FIDDLERS FERRY | SPM | -1 | bsp | 10.664 | Green | 20 | 8.037 | thermal | 3.9 | 0.4 | 0 | 4.3 | 11 | DALLAM GT1 / SANKEY BRIDGES GT1 / WARRINGTON GT3 | -0.972 | RED | 0 |  |  | 0 | 0 | 0 | 20 |  |  |  |  | Green (Over 5% headroom) | 0 | 0 | 6.43 | 283 | 7 | 206558 | [9 empty] | Fiddlers Ferry | CARRINGTON | 5 | 2186.9 | 2186.9 | 0 | 0 | 930 | 2026-05 | [12 empty] | 53.3897 | -2.5996 | SPM-BARBAULD_ST_T1_HORROCKS_LA_T1_WARRINGTON_CENTRAL_T1 | 7662062000 | SP Energy Networks open data (API key): NDP SPM primary-group polygons + Capacity Heatmaps Information Model SPM + LTDS appendices 3/6 + NSHR
3171 | 30 | 2 KELBURN COURT, LEACROFT ROAD | WARRINGTON | WA3 6PJ | Warrington |  | Offices And Premises | office | 2 | 3950.62 | 42524 | NIA | 565000 | Kingsland 33 T1 / Safeway T1 / Woolston T1 / Woolston T2 | nearest-substation | 3.42 | DALLAM GT1 / SANKEY BRIDGES GT1 / WARRINGTON GT3 | CARRINGTON - FIDDLERS FERRY | SPM | -1 | bsp | 11.614 | Green | 30 | 17.217 | thermal | 4.7 | 4 | 0 | 8.7 | 9.2 | DALLAM GT1 / SANKEY BRIDGES GT1 / WARRINGTON GT3 | -0.972 | RED | 0 |  |  | 0 | 0 | 0 | 30 |  |  |  |  | Green (Over 5% headroom) | 0 | 0 | 6.28 | 277 | 76 | 5166215 | [9 empty] | Fiddlers Ferry | CARRINGTON | 5 | 2186.9 | 2186.9 | 0 | 0 | 930 | 2026-05 | 200000979329 | General Industrial and Special Industrial Groups | 1863 | B | Grid Supplied Electricity | 4 | 3 | Air Conditioning | 2025-04-30 |  | 0.5 | FALSE | 53.4317 | -2.5098 | SPM-KINGSLAND_33_T1_SAFEWAY_T1_WOOLSTON_T1_WOOLSTON_T2 | 12792415000;2499720000 | SP Energy Networks open data (API key): NDP SPM primary-group polygons + Capacity Heatmaps Information Model SPM + LTDS appendices 3/6 + NSHR
3172 | 30 | K1 2, KELVIN CLOSE | WARRINGTON | WA3 7PB | Warrington |  | Offices And Premises | office | 1 | 3556.9 | 38286 | NIA | 472500 | Orford T1 / Padgate T1 | nearest-substation | 3.6 | DALLAM GT1 / SANKEY BRIDGES GT1 / WARRINGTON GT3 | CARRINGTON - FIDDLERS FERRY | SPM | -1 | bsp | 1.185 | Green | 10 | 8.815 | thermal | 0 | 0 | 0 | 0 | -1.8 | DALLAM GT1 / SANKEY BRIDGES GT1 / WARRINGTON GT3 | -0.972 | RED | 0 |  |  | 0 | 0 | 0 | 10 |  |  |  |  | Green (Over 5% headroom) | 0 | 0 | 5.65 | 249 | 57 | 2823101 | [9 empty] | Fiddlers Ferry | CARRINGTON | 5 | 2186.9 | 2186.9 | 0 | 0 | 930 | 2026-05 | 200000986058 | Offices and Workshop Businesses | 2887 | B | Grid Supplied Electricity | 4 |  | Air Conditioning | 2022-07-06 |  | 0.67 | FALSE | 53.4308 | -2.5302 | SPM-ORFORD_T1_PADGATE_T1 | 651755137 | SP Energy Networks open data (API key): NDP SPM primary-group polygons + Capacity Heatmaps Information Model SPM + LTDS appendices 3/6 + NSHR
3173 | 30 | ENTERPRISE RENT A CAR, LYTHGOES LANE | WARRINGTON | WA2 7UB | Warrington |  | Storage Land, Office And Premises | office | 1 | 3393 | 36522 | OTH | 81500 | Bewsey T1 / Owen St T1 / Rodney St T1 / Rylands Eldon St T1 | inside-area | 1.56 | DALLAM GT1 / SANKEY BRIDGES GT1 / WARRINGTON GT3 | CARRINGTON - FIDDLERS FERRY | SPM | -1 | bsp | 11.377 | Green | 30 | 17.123 | thermal | 6 | 12.4 | 3 | 18.4 | 8.7 | DALLAM GT1 / SANKEY BRIDGES GT1 / WARRINGTON GT3 | -0.972 | RED | 0 |  |  | 0 | 0 | 0 | 30 |  |  |  |  | Green (Over 5% headroom) | 0 | 0 | 5.39 | 238 | 39 | 2586893 | [9 empty] | Fiddlers Ferry | CARRINGTON | 5 | 2186.9 | 2186.9 | 0 | 0 | 930 | 2026-05 | [12 empty] | 53.3933 | -2.5909 | SPM-BEWSEY_T1_OWEN_ST_T1_RODNEY_ST_T1_RYLANDS_ELDON_ST_T1 | 13425294000 | SP Energy Networks open data (API key): NDP SPM primary-group polygons + Capacity Heatmaps Information Model SPM + LTDS appendices 3/6 + NSHR
3174 | 30 | PART GROUND FLOOR LINGLEY HOUSE, BIRCHWOOD BOULEVARD | WARRINGTON | WA3 7QH | Warrington |  | Offices And Premises | office | 1 | 3182.9 | 34260 | GIA | 422500 | Kingsland 33 T1 / Safeway T1 / Woolston T1 / Woolston T2 | inside-area | 1.78 | DALLAM GT1 / SANKEY BRIDGES GT1 / WARRINGTON GT3 | CARRINGTON - FIDDLERS FERRY | SPM | -1 | bsp | 11.614 | Green | 30 | 17.217 | thermal | 4.7 | 4 | 0 | 8.7 | 9.2 | DALLAM GT1 / SANKEY BRIDGES GT1 / WARRINGTON GT3 | -0.972 | RED | 0 |  |  | 0 | 0 | 0 | 30 |  |  |  |  | Green (Over 5% headroom) | 0 | 0 | 5.06 | 223 | 76 | 5174479 | [9 empty] | Fiddlers Ferry | CARRINGTON | 5 | 2186.9 | 2186.9 | 0 | 0 | 930 | 2026-05 | 10013407468 | B1 Offices and Workshop businesses | 3069 | E | Natural Gas | 4 | 3 | Air Conditioning | 2017-11-29 |  | 0.67 | FALSE | 53.4159 | -2.5346 | SPM-KINGSLAND_33_T1_SAFEWAY_T1_WOOLSTON_T1_WOOLSTON_T2 | 9403342000 | SP Energy Networks open data (API key): NDP SPM primary-group polygons + Capacity Heatmaps Information Model SPM + LTDS appendices 3/6 + NSHR
3175 | 30 | 1ST & 2ND FLRS AT 305, BRIDGEWATER PLACE, BIRCHWOOD PARK | WARRINGTON | WA3 6AT | Warrington |  | Offices And Premises | office | 1 | 2962 | 31883 | NIA | 515000 | Kingsland 33 T1 / Safeway T1 / Woolston T1 / Woolston T2 | nearest-substation | 2.62 | DALLAM GT1 / SANKEY BRIDGES GT1 / WARRINGTON GT3 | CARRINGTON - FIDDLERS FERRY | SPM | -1 | bsp | 11.614 | Green | 30 | 17.217 | thermal | 4.7 | 4 | 0 | 8.7 | 9.2 | DALLAM GT1 / SANKEY BRIDGES GT1 / WARRINGTON GT3 | -0.972 | RED | 0 |  |  | 0 | 0 | 0 | 30 |  |  |  |  | Green (Over 5% headroom) | 0 | 0 | 4.71 | 207 | 76 | 5176856 | [9 empty] | Fiddlers Ferry | CARRINGTON | 5 | 2186.9 | 2186.9 | 0 | 0 | 930 | 2026-05 | [12 empty] | 53.4253 | -2.5237 | SPM-KINGSLAND_33_T1_SAFEWAY_T1_WOOLSTON_T1_WOOLSTON_T2 | 9212407000 | SP Energy Networks open data (API key): NDP SPM primary-group polygons + Capacity Heatmaps Information Model SPM + LTDS appendices 3/6 + NSHR
3176 | 30 | APPLETON HOUSE 430, BIRCHWOOD BOULEVARD | WARRINGTON | WA3 7WD | Warrington |  | Offices And Premises | office | 1 | 2880 | 31000 | NIA | 390000 | Kingsland 33 T1 / Safeway T1 / Woolston T1 / Woolston T2 | inside-area | 1.69 | DALLAM GT1 / SANKEY BRIDGES GT1 / WARRINGTON GT3 | CARRINGTON - FIDDLERS FERRY | SPM | -1 | bsp | 11.614 | Green | 30 | 17.217 | thermal | 4.7 | 4 | 0 | 8.7 | 9.2 | DALLAM GT1 / SANKEY BRIDGES GT1 / WARRINGTON GT3 | -0.972 | RED | 0 |  |  | 0 | 0 | 0 | 30 |  |  |  |  | Green (Over 5% headroom) | 0 | 0 | 4.58 | 202 | 76 | 5177739 | [9 empty] | Fiddlers Ferry | CARRINGTON | 5 | 2186.9 | 2186.9 | 0 | 0 | 930 | 2026-05 | 100012805196 | Offices and Workshop Businesses | 3278 | D | Natural Gas | 4 |  | Air Conditioning | 2024-05-22 |  | 1 | FALSE | 53.4141 | -2.5368 | SPM-KINGSLAND_33_T1_SAFEWAY_T1_WOOLSTON_T1_WOOLSTON_T2 | 21327000 | SP Energy Networks open data (API key): NDP SPM primary-group polygons + Capacity Heatmaps Information Model SPM + LTDS appendices 3/6 + NSHR
3177 | 30 | 602, ASTON AVENUE | WARRINGTON | WA3 6ZN | Warrington |  | Offices And Premises | office | 1 | 2767.08 | 29785 | NIA | 377500 | Kingsland 33 T1 / Safeway T1 / Woolston T1 / Woolston T2 | nearest-substation | 2.38 | DALLAM GT1 / SANKEY BRIDGES GT1 / WARRINGTON GT3 | CARRINGTON - FIDDLERS FERRY | SPM | -1 | bsp | 11.614 | Green | 30 | 17.217 | thermal | 4.7 | 4 | 0 | 8.7 | 9.2 | DALLAM GT1 / SANKEY BRIDGES GT1 / WARRINGTON GT3 | -0.972 | RED | 0 |  |  | 0 | 0 | 0 | 30 |  |  |  |  | Green (Over 5% headroom) | 0 | 0 | 4.4 | 194 | 76 | 5178954 | [9 empty] | Fiddlers Ferry | CARRINGTON | 5 | 2186.9 | 2186.9 | 0 | 0 | 930 | 2026-05 | 10090372453 | Offices and Workshop Businesses | 3707 | B | Grid Supplied Electricity | 3 | 2 | Air Conditioning | 2025-01-15 |  | 1 | FALSE | 53.4232 | -2.5196 | SPM-KINGSLAND_33_T1_SAFEWAY_T1_WOOLSTON_T1_WOOLSTON_T2 | 14974363000 | SP Energy Networks open data (API key): NDP SPM primary-group polygons + Capacity Heatmaps Information Model SPM + LTDS appendices 3/6 + NSHR
3178 | 30 | UNIT 2, BRIDGE BANK CLOSE, STONE CROSS PARK | WARRINGTON | WA3 3GT | Wigan |  | Offices And Premises | office | 2 | 2746.6 | 29564 | NIA | 314000 | Boulevard T1 / Chapelford T1 / Hawleys La T1 / Westbrook T1 / Winwick Quay T1 | nearest-substation | 5.82 | DALLAM GT1 / SANKEY BRIDGES GT1 / WARRINGTON GT3 | CARRINGTON - FIDDLERS FERRY | SPM | -1 | bsp | 16.448 | Green | 37.5 | 21.052 | thermal | 0 | 0 | 0 | 0 | 12.5 | DALLAM GT1 / SANKEY BRIDGES GT1 / WARRINGTON GT3 | -0.972 | RED | 0 |  |  | 0 | 0 | 0 | 37.5 |  |  |  |  | Green (Over 5% headroom) | 0 | 0 | 4.36 | 192 | 53 | 4349465 | [9 empty] | Fiddlers Ferry | CARRINGTON | 5 | 2186.9 | 2186.9 | 0 | 0 | 930 | 2026-05 | [12 empty] | 53.4704 | -2.5929 | SPM-BOULEVARD_T1_CHAPELFORD_T1_HAWLEYS_LA_T1_WESTBROOK_T1_WINWIC | 9914965000;10864648000 | SP Energy Networks open data (API key): NDP SPM primary-group polygons + Capacity Heatmaps Information Model SPM + LTDS appendices 3/6 + NSHR
3179 | 30 | NORTH WEST FIRE & CONTROL CENTRE LINGLEY MERE BUSINESS CENTRE, LINGLEY GREEN AVENUE | WARRINGTON | WA5 3UZ | Warrington |  | Offices And Premises | office | 1 | 2729.36 | 29379 | NIA | 300000 | Great Sankey T1 / Penketh T1 / Widnes Rd T1 | inside-area | 2.9 | DALLAM GT1 / SANKEY BRIDGES GT1 / WARRINGTON GT3 | CARRINGTON - FIDDLERS FERRY | SPM | -1 | bsp | 4.75 | Green | 20 | 11 | thermal | 12.8 | 35.1 | 0 | 47.9 | 6.1 | DALLAM GT1 / SANKEY BRIDGES GT1 / WARRINGTON GT3 | -0.972 | RED | 0 |  |  | 0 | 0 | 0 | 20 |  |  |  |  | Green (Over 5% headroom) | 0 | 0 | 4.34 | 191 | 7 | 571094 | [9 empty] | Fiddlers Ferry | CARRINGTON | 5 | 2186.9 | 2186.9 | 0 | 0 | 930 | 2026-05 | 10013399423 | Others - Emergency services | 3059 | D | Grid Supplied Electricity | 4 | 3 | Air Conditioning | 2016-01-14 |  | 1 | FALSE | 53.4029 | -2.666 | SPM-GREAT_SANKEY_T1_PENKETH_T1_WIDNES_RD_T1 | 6681219000 | SP Energy Networks open data (API key): NDP SPM primary-group polygons + Capacity Heatmaps Information Model SPM + LTDS appendices 3/6 + NSHR
3180 | 30 | UNIT 4 CLEARWATER, LINGLEY MERE BUSINESS PARK, LINGLEY GREEN AVENUE | WARRINGTON | WA5 3LQ | Warrington |  | Offices And Premises | office | 1 | 2549.51 | 27443 | NIA | 342500 | Great Sankey T1 / Penketh T1 / Widnes Rd T1 | inside-area | 2.96 | DALLAM GT1 / SANKEY BRIDGES GT1 / WARRINGTON GT3 | CARRINGTON - FIDDLERS FERRY | SPM | -1 | bsp | 4.75 | Green | 20 | 11 | thermal | 12.8 | 35.1 | 0 | 47.9 | 6.1 | DALLAM GT1 / SANKEY BRIDGES GT1 / WARRINGTON GT3 | -0.972 | RED | 0 |  |  | 0 | 0 | 0 | 20 |  |  |  |  | Green (Over 5% headroom) | 0 | 0 | 4.05 | 178 | 7 | 573030 | [9 empty] | Fiddlers Ferry | CARRINGTON | 5 | 2186.9 | 2186.9 | 0 | 0 | 930 | 2026-05 | [12 empty] | 53.4025 | -2.6676 | SPM-GREAT_SANKEY_T1_PENKETH_T1_WIDNES_RD_T1 | 14831015000 | SP Energy Networks open data (API key): NDP SPM primary-group polygons + Capacity Heatmaps Information Model SPM + LTDS appendices 3/6 + NSHR
3181 | 30 | YOUGGLE HOUSE 130, BIRCHWOOD BOULEVARD | WARRINGTON | WA3 7QH | Warrington |  | Offices And Premises | office | 1 | 2498.8 | 26897 | GIA | 357500 | Kingsland 33 T1 / Safeway T1 / Woolston T1 / Woolston T2 | inside-area | 1.78 | DALLAM GT1 / SANKEY BRIDGES GT1 / WARRINGTON GT3 | CARRINGTON - FIDDLERS FERRY | SPM | -1 | bsp | 11.614 | Green | 30 | 17.217 | thermal | 4.7 | 4 | 0 | 8.7 | 9.2 | DALLAM GT1 / SANKEY BRIDGES GT1 / WARRINGTON GT3 | -0.972 | RED | 0 |  |  | 0 | 0 | 0 | 30 |  |  |  |  | Green (Over 5% headroom) | 0 | 0 | 3.97 | 175 | 76 | 5181842 | [9 empty] | Fiddlers Ferry | CARRINGTON | 5 | 2186.9 | 2186.9 | 0 | 0 | 930 | 2026-05 | 10013407468 | B1 Offices and Workshop businesses | 3069 | E | Natural Gas | 4 | 3 | Air Conditioning | 2017-11-29 |  | 0.75 | FALSE | 53.4159 | -2.5346 | SPM-KINGSLAND_33_T1_SAFEWAY_T1_WOOLSTON_T1_WOOLSTON_T2 | 13616595000 | SP Energy Networks open data (API key): NDP SPM primary-group polygons + Capacity Heatmaps Information Model SPM + LTDS appendices 3/6 + NSHR
3182 | 30 | 261, EUROPA BOULEVARD, BURTONWOOD | WARRINGTON | WA5 7TN | Warrington |  | Offices And Premises | office | 1 | 2045.56 | 22018 | GIA | 155000 | Boulevard T1 / Chapelford T1 / Hawleys La T1 / Westbrook T1 / Winwick Quay T1 | inside-area | 0.92 | DALLAM GT1 / SANKEY BRIDGES GT1 / WARRINGTON GT3 | CARRINGTON - FIDDLERS FERRY | SPM | -1 | bsp | 16.448 | Green | 37.5 | 21.052 | thermal | 0 | 0 | 0 | 0 | 12.5 | DALLAM GT1 / SANKEY BRIDGES GT1 / WARRINGTON GT3 | -0.972 | RED | 0 |  |  | 0 | 0 | 0 | 37.5 |  |  |  |  | Green (Over 5% headroom) | 0 | 0 | 3.25 | 143 | 53 | 4357011 | [9 empty] | Fiddlers Ferry | CARRINGTON | 5 | 2186.9 | 2186.9 | 0 | 0 | 930 | 2026-05 | 100012807057 | B8 Storage or Distribution | 2595 | C | Natural Gas | 3 | 3 | Heating and Natural Ventilation | 2020-03-26 |  | 0.75 | FALSE | 53.415 | -2.6118 | SPM-BOULEVARD_T1_CHAPELFORD_T1_HAWLEYS_LA_T1_WESTBROOK_T1_WINWIC | 10402496000 | SP Energy Networks open data (API key): NDP SPM primary-group polygons + Capacity Heatmaps Information Model SPM + LTDS appendices 3/6 + NSHR
3183 | 30 | ATLANTIC HOUSE 420, BIRCHWOOD BOULEVARD | WARRINGTON | WA3 7WE | Warrington |  | Offices And Premises | office | 1 | 1921.19 | 20679 | NIA | 275000 | Kingsland 33 T1 / Safeway T1 / Woolston T1 / Woolston T2 | inside-area | 1.76 | DALLAM GT1 / SANKEY BRIDGES GT1 / WARRINGTON GT3 | CARRINGTON - FIDDLERS FERRY | SPM | -1 | bsp | 11.614 | Green | 30 | 17.217 | thermal | 4.7 | 4 | 0 | 8.7 | 9.2 | DALLAM GT1 / SANKEY BRIDGES GT1 / WARRINGTON GT3 | -0.972 | RED | 0 |  |  | 0 | 0 | 0 | 30 |  |  |  |  | Green (Over 5% headroom) | 0 | 0 | 3.05 | 134 | 76 | 5188060 | [9 empty] | Fiddlers Ferry | CARRINGTON | 5 | 2186.9 | 2186.9 | 0 | 0 | 930 | 2026-05 | 10008648453 | B1 Offices and Workshop businesses | 621 | A | Other | 5 | 3 | Air Conditioning | 2017-12-13 |  | 1 | FALSE | 53.4145 | -2.5376 | SPM-KINGSLAND_33_T1_SAFEWAY_T1_WOOLSTON_T1_WOOLSTON_T2 | 690512000 | SP Energy Networks open data (API key): NDP SPM primary-group polygons + Capacity Heatmaps Information Model SPM + LTDS appendices 3/6 + NSHR
3184 | 30 | 1000, BIRCHWOOD BOULEVARD | WARRINGTON | WA3 7QN | Warrington |  | Offices And Premises | office | 1 | 1863.22 | 20056 | GIA | 252500 | Kingsland 33 T1 / Safeway T1 / Woolston T1 / Woolston T2 | inside-area | 1.4 | DALLAM GT1 / SANKEY BRIDGES GT1 / WARRINGTON GT3 | CARRINGTON - FIDDLERS FERRY | SPM | -1 | bsp | 11.614 | Green | 30 | 17.217 | thermal | 4.7 | 4 | 0 | 8.7 | 9.2 | DALLAM GT1 / SANKEY BRIDGES GT1 / WARRINGTON GT3 | -0.972 | RED | 0 |  |  | 0 | 0 | 0 | 30 |  |  |  |  | Green (Over 5% headroom) | 0 | 0 | 2.96 | 130 | 76 | 5188683 | [9 empty] | Fiddlers Ferry | CARRINGTON | 5 | 2186.9 | 2186.9 | 0 | 0 | 930 | 2026-05 | 100012805140 | Offices and Workshop Businesses | 1070 | B | Grid Supplied Electricity | 3 |  | Air Conditioning | 2022-10-28 |  | 0.67 | FALSE | 53.413 | -2.5316 | SPM-KINGSLAND_33_T1_SAFEWAY_T1_WOOLSTON_T1_WOOLSTON_T2 | 10258691000 | SP Energy Networks open data (API key): NDP SPM primary-group polygons + Capacity Heatmaps Information Model SPM + LTDS appendices 3/6 + NSHR
3185 | 30 | 1020, EUROPA BOULEVARD | WARRINGTON | WA5 7WH | Warrington |  | Offices And Premises | office | 1 | 1861.9 | 20041 | GIA | 230000 | Boulevard T1 / Chapelford T1 / Hawleys La T1 / Westbrook T1 / Winwick Quay T1 | inside-area | 2.15 | DALLAM GT1 / SANKEY BRIDGES GT1 / WARRINGTON GT3 | CARRINGTON - FIDDLERS FERRY | SPM | -1 | bsp | 16.448 | Green | 37.5 | 21.052 | thermal | 0 | 0 | 0 | 0 | 12.5 | DALLAM GT1 / SANKEY BRIDGES GT1 / WARRINGTON GT3 | -0.972 | RED | 0 |  |  | 0 | 0 | 0 | 37.5 |  |  |  |  | Green (Over 5% headroom) | 0 | 0 | 2.96 | 130 | 53 | 4358988 | [9 empty] | Fiddlers Ferry | CARRINGTON | 5 | 2186.9 | 2186.9 | 0 | 0 | 930 | 2026-05 | 100012806884 | B8 Storage or Distribution | 5761 | B | Natural Gas | 3 |  | Heating and Natural Ventilation | 2020-11-25 |  | 0.67 | FALSE | 53.4154 | -2.6312 | SPM-BOULEVARD_T1_CHAPELFORD_T1_HAWLEYS_LA_T1_WESTBROOK_T1_WINWIC | 15161887000 | SP Energy Networks open data (API key): NDP SPM primary-group polygons + Capacity Heatmaps Information Model SPM + LTDS appendices 3/6 + NSHR
3186 | 30 | 94, SCHOOL BROW | WARRINGTON | WA1 2TS | Warrington |  | Storage Depot And Premises | industrial | 1 | 1850.93 | 19923 | GIA | 65000 | Bewsey T1 / Owen St T1 / Rodney St T1 / Rylands Eldon St T1 | inside-area | 2.09 | DALLAM GT1 / SANKEY BRIDGES GT1 / WARRINGTON GT3 | CARRINGTON - FIDDLERS FERRY | SPM | -1 | bsp | 11.377 | Green | 30 | 17.123 | thermal | 6 | 12.4 | 3 | 18.4 | 8.7 | DALLAM GT1 / SANKEY BRIDGES GT1 / WARRINGTON GT3 | -0.972 | RED | 0 |  |  | 0 | 0 | 0 | 30 |  |  |  |  | Green (Over 5% headroom) | 0 | 0 | 2.94 | 46 | 39 | 2603492 | [9 empty] | Fiddlers Ferry | CARRINGTON | 5 | 2186.9 | 2186.9 | 0 | 0 | 930 | 2026-05 | [12 empty] | 53.3927 | -2.5828 | SPM-BEWSEY_T1_OWEN_ST_T1_RODNEY_ST_T1_RYLANDS_ELDON_ST_T1 | 21807137 | SP Energy Networks open data (API key): NDP SPM primary-group polygons + Capacity Heatmaps Information Model SPM + LTDS appendices 3/6 + NSHR
3187 | 30 | 410, EUROPA BOULEVARD | WARRINGTON | WA5 7TR | Warrington |  | Warehouse And Premises | industrial | 1 | 1751.86 | 18857 | GIA | 124000 | Boulevard T1 / Chapelford T1 / Hawleys La T1 / Westbrook T1 / Winwick Quay T1 | inside-area | 1.2 | DALLAM GT1 / SANKEY BRIDGES GT1 / WARRINGTON GT3 | CARRINGTON - FIDDLERS FERRY | SPM | -1 | bsp | 16.448 | Green | 37.5 | 21.052 | thermal | 0 | 0 | 0 | 0 | 12.5 | DALLAM GT1 / SANKEY BRIDGES GT1 / WARRINGTON GT3 | -0.972 | RED | 0 |  |  | 0 | 0 | 0 | 37.5 |  |  |  |  | Green (Over 5% headroom) | 0 | 0 | 2.78 | 44 | 53 | 4360172 | [9 empty] | Fiddlers Ferry | CARRINGTON | 5 | 2186.9 | 2186.9 | 0 | 0 | 930 | 2026-05 | [12 empty] | 53.4162 | -2.6169 | SPM-BOULEVARD_T1_CHAPELFORD_T1_HAWLEYS_LA_T1_WESTBROOK_T1_WINWIC | 174769137 | SP Energy Networks open data (API key): NDP SPM primary-group polygons + Capacity Heatmaps Information Model SPM + LTDS appendices 3/6 + NSHR
3188 | 30 | UNIT F, TAYLOR BUSINESS PARK | WARRINGTON | WA3 6BL | Warrington |  | Warehouse And Premises | industrial | 1 | 1733.53 | 18660 | GIA | 105000 | Orford T1 / Padgate T1 | nearest-substation | 5.3 | DALLAM GT1 / SANKEY BRIDGES GT1 / WARRINGTON GT3 | CARRINGTON - FIDDLERS FERRY | SPM | -1 | bsp | 1.185 | Green | 10 | 8.815 | thermal | 0 | 0 | 0 | 0 | -1.8 | DALLAM GT1 / SANKEY BRIDGES GT1 / WARRINGTON GT3 | -0.972 | RED | 0 |  |  | 0 | 0 | 0 | 10 |  |  |  |  | Green (Over 5% headroom) | 0 | 0 | 2.75 | 43 | 57 | 2842727 | [9 empty] | Fiddlers Ferry | CARRINGTON | 5 | 2186.9 | 2186.9 | 0 | 0 | 930 | 2026-05 | 200000979343 | Storage or Distribution | 1762 | B | Grid Supplied Electricity | 3 |  | Heating and Natural Ventilation | 2023-03-30 |  | 1 | FALSE | 53.4458 | -2.5183 | SPM-ORFORD_T1_PADGATE_T1 | 14618951000 | SP Energy Networks open data (API key): NDP SPM primary-group polygons + Capacity Heatmaps Information Model SPM + LTDS appendices 3/6 + NSHR
3189 | 30 | UNIT C, POCKET NOOK LANE INDUSTRIAL ESTATE, POCKET NOOK LANE | WARRINGTON | WA3 1AW | Wigan |  | Workshop And Premises | industrial | 1 | 1733.18 | 18656 | GIA | 57500 | Orford T1 / Padgate T1 | nearest-substation | 7.08 | DALLAM GT1 / SANKEY BRIDGES GT1 / WARRINGTON GT3 | CARRINGTON - FIDDLERS FERRY | SPM | -1 | bsp | 1.185 | Green | 10 | 8.815 | thermal | 0 | 0 | 0 | 0 | -1.8 | DALLAM GT1 / SANKEY BRIDGES GT1 / WARRINGTON GT3 | -0.972 | RED | 0 |  |  | 0 | 0 | 0 | 10 |  |  |  |  | Green (Over 5% headroom) | 0 | 0 | 2.75 | 78 | 57 | 2842731 | [9 empty] | Fiddlers Ferry | CARRINGTON | 5 | 2186.9 | 2186.9 | 0 | 0 | 930 | 2026-05 | 100012804379 | B2 to B7 General Industrial and Special Industrial Groups | 1667 | E | Natural Gas | 3 |  | Heating and Natural Ventilation | 2017-06-05 |  | 1 | FALSE | 53.4738 | -2.5543 | SPM-ORFORD_T1_PADGATE_T1 | 6911996000 | SP Energy Networks open data (API key): NDP SPM primary-group polygons + Capacity Heatmaps Information Model SPM + LTDS appendices 3/6 + NSHR
3190 | 30 | UNIT 3, CANAL SIDE | WARRINGTON | WA1 4BA | Warrington |  | Workshop And Premises | industrial | 1 | 1732.86 | 18652 | GIA | 52500 | Kingsland 33 T1 / Safeway T1 / Woolston T1 / Woolston T2 | inside-area | 1.15 | DALLAM GT1 / SANKEY BRIDGES GT1 / WARRINGTON GT3 | CARRINGTON - FIDDLERS FERRY | SPM | -1 | bsp | 11.614 | Green | 30 | 17.217 | thermal | 4.7 | 4 | 0 | 8.7 | 9.2 | DALLAM GT1 / SANKEY BRIDGES GT1 / WARRINGTON GT3 | -0.972 | RED | 0 |  |  | 0 | 0 | 0 | 30 |  |  |  |  | Green (Over 5% headroom) | 0 | 0 | 2.75 | 78 | 76 | 5190087 | [9 empty] | Fiddlers Ferry | CARRINGTON | 5 | 2186.9 | 2186.9 | 0 | 0 | 930 | 2026-05 | [12 empty] | 53.3951 | -2.5349 | SPM-KINGSLAND_33_T1_SAFEWAY_T1_WOOLSTON_T1_WOOLSTON_T2 | 14994345000 | SP Energy Networks open data (API key): NDP SPM primary-group polygons + Capacity Heatmaps Information Model SPM + LTDS appendices 3/6 + NSHR
3191 | 30 | UNIT G, TAYLOR BUSINESS PARK | WARRINGTON | WA3 6BL | Warrington |  | Warehouse And Premises | industrial | 1 | 1701.74 | 18317 | GIA | 101000 | Orford T1 / Padgate T1 | nearest-substation | 5.3 | DALLAM GT1 / SANKEY BRIDGES GT1 / WARRINGTON GT3 | CARRINGTON - FIDDLERS FERRY | SPM | -1 | bsp | 1.185 | Green | 10 | 8.815 | thermal | 0 | 0 | 0 | 0 | -1.8 | DALLAM GT1 / SANKEY BRIDGES GT1 / WARRINGTON GT3 | -0.972 | RED | 0 |  |  | 0 | 0 | 0 | 10 |  |  |  |  | Green (Over 5% headroom) | 0 | 0 | 2.7 | 43 | 57 | 2843070 | [9 empty] | Fiddlers Ferry | CARRINGTON | 5 | 2186.9 | 2186.9 | 0 | 0 | 930 | 2026-05 | 200000979344 | B8 Storage or Distribution | 2031 | E | Oil | 3 |  | Heating and Natural Ventilation | 2021-08-26 |  | 1 | FALSE | 53.4458 | -2.5183 | SPM-ORFORD_T1_PADGATE_T1 | 2093074000 | SP Energy Networks open data (API key): NDP SPM primary-group polygons + Capacity Heatmaps Information Model SPM + LTDS appendices 3/6 + NSHR
3192 | 30 | FOILCO LTD, LOWTON BUSINESS PARK, ENTERPRISE WAY | WARRINGTON | WA3 2BP | Wigan |  | Workshop And Premises | industrial | 1 | 1675.59 | 18036 | GIA | 92000 | Orford T1 / Padgate T1 | nearest-substation | 6.87 | DALLAM GT1 / SANKEY BRIDGES GT1 / WARRINGTON GT3 | CARRINGTON - FIDDLERS FERRY | SPM | -1 | bsp | 1.185 | Green | 10 | 8.815 | thermal | 0 | 0 | 0 | 0 | -1.8 | DALLAM GT1 / SANKEY BRIDGES GT1 / WARRINGTON GT3 | -0.972 | RED | 0 |  |  | 0 | 0 | 0 | 10 |  |  |  |  | Green (Over 5% headroom) | 0 | 0 | 2.66 | 75 | 57 | 2843351 | [9 empty] | Fiddlers Ferry | CARRINGTON | 5 | 2186.9 | 2186.9 | 0 | 0 | 930 | 2026-05 | 200001524878 | Offices and Workshop Businesses | 1296 | D | Natural Gas | 3 |  | Heating and Natural Ventilation | 2023-04-11 |  | 1 | FALSE | 53.4722 | -2.5572 | SPM-ORFORD_T1_PADGATE_T1 | 1579159000 | SP Energy Networks open data (API key): NDP SPM primary-group polygons + Capacity Heatmaps Information Model SPM + LTDS appendices 3/6 + NSHR
3193 | 30 | TRIPLE A, ATHLONE ROAD | WARRINGTON | WA2 8JJ | Warrington |  | Warehouse And Premises | industrial | 1 | 1619.17 | 17429 | GIA | 65000 | Bewsey T1 / Owen St T1 / Rodney St T1 / Rylands Eldon St T1 | inside-area | 1.51 | DALLAM GT1 / SANKEY BRIDGES GT1 / WARRINGTON GT3 | CARRINGTON - FIDDLERS FERRY | SPM | -1 | bsp | 11.377 | Green | 30 | 17.123 | thermal | 6 | 12.4 | 3 | 18.4 | 8.7 | DALLAM GT1 / SANKEY BRIDGES GT1 / WARRINGTON GT3 | -0.972 | RED | 0 |  |  | 0 | 0 | 0 | 30 |  |  |  |  | Green (Over 5% headroom) | 0 | 0 | 2.57 | 40 | 39 | 2605986 | [9 empty] | Fiddlers Ferry | CARRINGTON | 5 | 2186.9 | 2186.9 | 0 | 0 | 930 | 2026-05 | 100012803627 | B2 to B7 General Industrial and Special Industrial Groups | 1854 | C | Natural Gas | 3 | 1 | Heating and Natural Ventilation | 2019-08-12 |  | 1 | FALSE | 53.4059 | -2.5966 | SPM-BEWSEY_T1_OWEN_ST_T1_RODNEY_ST_T1_RYLANDS_ELDON_ST_T1 | 2260983000 | SP Energy Networks open data (API key): NDP SPM primary-group polygons + Capacity Heatmaps Information Model SPM + LTDS appendices 3/6 + NSHR
3194 | 30 | PROSPECT HOUSE, TAYLOR BUSINESS PARK | WARRINGTON | WA3 6BL | Warrington | NATIONAL PACKAGING GROUP PLC | Warehouse And Premises | industrial | 1 | 1614.3 | 17376 | GIA | 115000 | Orford T1 / Padgate T1 | nearest-substation | 5.3 | DALLAM GT1 / SANKEY BRIDGES GT1 / WARRINGTON GT3 | CARRINGTON - FIDDLERS FERRY | SPM | -1 | bsp | 1.185 | Green | 10 | 8.815 | thermal | 0 | 0 | 0 | 0 | -1.8 | DALLAM GT1 / SANKEY BRIDGES GT1 / WARRINGTON GT3 | -0.972 | RED | 0 |  |  | 0 | 0 | 0 | 10 |  |  |  |  | Green (Over 5% headroom) | 0 | 0 | 2.57 | 40 | 57 | 2844011 | [9 empty] | Fiddlers Ferry | CARRINGTON | 5 | 2186.9 | 2186.9 | 0 | 0 | 930 | 2026-05 | [12 empty] | 53.4458 | -2.5183 | SPM-ORFORD_T1_PADGATE_T1 | 553351000 | SP Energy Networks open data (API key): NDP SPM primary-group polygons + Capacity Heatmaps Information Model SPM + LTDS appendices 3/6 + NSHR
3195 | 30 | GRIFFITHS HOUSE, GRIFFITHS AVENUE | WARRINGTON | WA3 6FW | Warrington |  | Office, Workshop And Premises | industrial | 1 | 1607.91 | 17307 | GIA | 104000 | Orford T1 / Padgate T1 | nearest-substation | 3.83 | DALLAM GT1 / SANKEY BRIDGES GT1 / WARRINGTON GT3 | CARRINGTON - FIDDLERS FERRY | SPM | -1 | bsp | 1.185 | Green | 10 | 8.815 | thermal | 0 | 0 | 0 | 0 | -1.8 | DALLAM GT1 / SANKEY BRIDGES GT1 / WARRINGTON GT3 | -0.972 | RED | 0 |  |  | 0 | 0 | 0 | 10 |  |  |  |  | Green (Over 5% headroom) | 0 | 0 | 2.56 | 72 | 57 | 2844080 | [9 empty] | Fiddlers Ferry | CARRINGTON | 5 | 2186.9 | 2186.9 | 0 | 0 | 930 | 2026-05 | 10008653012 | B1 Offices and Workshop businesses | 330 | C | Natural Gas | 3 |  | Heating and Natural Ventilation | 2020-01-20 |  | 1 | FALSE | 53.4281 | -2.5229 | SPM-ORFORD_T1_PADGATE_T1 | 8506964000 | SP Energy Networks open data (API key): NDP SPM primary-group polygons + Capacity Heatmaps Information Model SPM + LTDS appendices 3/6 + NSHR
3196 | 30 | UNIT 1A & 1B, FORWARD WORKS, BRIDGE LANE | WARRINGTON | WA1 4BA | Warrington |  | Warehouse And Premises | industrial | 1 | 1598.46 | 17206 | GIA | 64500 | Kingsland 33 T1 / Safeway T1 / Woolston T1 / Woolston T2 | inside-area | 1.15 | DALLAM GT1 / SANKEY BRIDGES GT1 / WARRINGTON GT3 | CARRINGTON - FIDDLERS FERRY | SPM | -1 | bsp | 11.614 | Green | 30 | 17.217 | thermal | 4.7 | 4 | 0 | 8.7 | 9.2 | DALLAM GT1 / SANKEY BRIDGES GT1 / WARRINGTON GT3 | -0.972 | RED | 0 |  |  | 0 | 0 | 0 | 30 |  |  |  |  | Green (Over 5% headroom) | 0 | 0 | 2.54 | 40 | 76 | 5191533 | [9 empty] | Fiddlers Ferry | CARRINGTON | 5 | 2186.9 | 2186.9 | 0 | 0 | 930 | 2026-05 | 10013403515 | B1 Offices and Workshop businesses | 2545 | C | Natural Gas | 3 |  | Heating and Natural Ventilation | 2020-11-25 |  | 0.75 | FALSE | 53.3951 | -2.5349 | SPM-KINGSLAND_33_T1_SAFEWAY_T1_WOOLSTON_T1_WOOLSTON_T2 | 15042930000 | SP Energy Networks open data (API key): NDP SPM primary-group polygons + Capacity Heatmaps Information Model SPM + LTDS appendices 3/6 + NSHR
3197 | 30 | 207B & 207C, CAVENDISH PLACE | WARRINGTON | WA3 6AE | Warrington |  | Warehouse And Premises | industrial | 1 | 1571.07 | 16911 | GIA | 116000 | Orford T1 / Padgate T1 | nearest-substation | 3.6 | DALLAM GT1 / SANKEY BRIDGES GT1 / WARRINGTON GT3 | CARRINGTON - FIDDLERS FERRY | SPM | -1 | bsp | 1.185 | Green | 10 | 8.815 | thermal | 0 | 0 | 0 | 0 | -1.8 | DALLAM GT1 / SANKEY BRIDGES GT1 / WARRINGTON GT3 | -0.972 | RED | 0 |  |  | 0 | 0 | 0 | 10 |  |  |  |  | Green (Over 5% headroom) | 0 | 0 | 2.5 | 39 | 57 | 2844476 | [9 empty] | Fiddlers Ferry | CARRINGTON | 5 | 2186.9 | 2186.9 | 0 | 0 | 930 | 2026-05 | [12 empty] | 53.426 | -2.5251 | SPM-ORFORD_T1_PADGATE_T1 | 9067524000 | SP Energy Networks open data (API key): NDP SPM primary-group polygons + Capacity Heatmaps Information Model SPM + LTDS appendices 3/6 + NSHR
3198 | 30 | A5, WALTER LEIGH WAY, MOSS INDUSTRIAL ESTATE | LEIGH | WN7 3PT | Wigan |  | Workshop And Premises | industrial | 1 | 1513.3 | 16289 | GIA | 127000 | Orford T1 / Padgate T1 | nearest-substation | 7.8 | DALLAM GT1 / SANKEY BRIDGES GT1 / WARRINGTON GT3 | CARRINGTON - FIDDLERS FERRY | SPM | -1 | bsp | 1.185 | Green | 10 | 8.815 | thermal | 0 | 0 | 0 | 0 | -1.8 | DALLAM GT1 / SANKEY BRIDGES GT1 / WARRINGTON GT3 | -0.972 | RED | 0 |  |  | 0 | 0 | 0 | 10 |  |  |  |  | Green (Over 5% headroom) | 0 | 0 | 2.4 | 68 | 57 | 2845098 | [9 empty] | Fiddlers Ferry | CARRINGTON | 5 | 2186.9 | 2186.9 | 0 | 0 | 930 | 2026-05 | [12 empty] | 53.4794 | -2.5461 | SPM-ORFORD_T1_PADGATE_T1 | 12379257000 | SP Energy Networks open data (API key): NDP SPM primary-group polygons + Capacity Heatmaps Information Model SPM + LTDS appendices 3/6 + NSHR
3199 | 30 | PT (1) UNIT C, LOVELL HOUSE, REYNOLDS AVENUE | WARRINGTON | WA3 6AY | Warrington |  | Warehouse And Premises | industrial | 1 | 1490 | 16038 | GIA | 85500 | Orford T1 / Padgate T1 | nearest-substation | 3.79 | DALLAM GT1 / SANKEY BRIDGES GT1 / WARRINGTON GT3 | CARRINGTON - FIDDLERS FERRY | SPM | -1 | bsp | 1.185 | Green | 10 | 8.815 | thermal | 0 | 0 | 0 | 0 | -1.8 | DALLAM GT1 / SANKEY BRIDGES GT1 / WARRINGTON GT3 | -0.972 | RED | 0 |  |  | 0 | 0 | 0 | 10 |  |  |  |  | Green (Over 5% headroom) | 0 | 0 | 2.37 | 37 | 57 | 2845349 | [9 empty] | Fiddlers Ferry | CARRINGTON | 5 | 2186.9 | 2186.9 | 0 | 0 | 930 | 2026-05 | 100012381981 | A3/A4/A5 Restaurant and Cafes/Drinking Establishments and Hot Food takeaways | 622 | E | Natural Gas | 3 |  | Heating and Natural Ventilation | 2016-07-25 |  | 0.5 | FALSE | 53.4312 | -2.5269 | SPM-ORFORD_T1_PADGATE_T1 | 7674675000 | SP Energy Networks open data (API key): NDP SPM primary-group polygons + Capacity Heatmaps Information Model SPM + LTDS appendices 3/6 + NSHR
3200 | 30 | UNITS 3 & 4, RIVINGTON COURT, HARDWICK GRANGE | WARRINGTON | WA1 4RT | Warrington |  | Warehouse And Premises | industrial | 1 | 1479.17 | 15922 | GIA | 122000 | Kingsland 33 T1 / Safeway T1 / Woolston T1 / Woolston T2 | inside-area | 0.28 | DALLAM GT1 / SANKEY BRIDGES GT1 / WARRINGTON GT3 | CARRINGTON - FIDDLERS FERRY | SPM | -1 | bsp | 11.614 | Green | 30 | 17.217 | thermal | 4.7 | 4 | 0 | 8.7 | 9.2 | DALLAM GT1 / SANKEY BRIDGES GT1 / WARRINGTON GT3 | -0.972 | RED | 0 |  |  | 0 | 0 | 0 | 30 |  |  |  |  | Green (Over 5% headroom) | 0 | 0 | 2.35 | 37 | 76 | 5192817 | [9 empty] | Fiddlers Ferry | CARRINGTON | 5 | 2186.9 | 2186.9 | 0 | 0 | 930 | 2026-05 | 100012894818 | B8 Storage or Distribution | 686 | C | Grid Supplied Electricity | 3 |  | Heating and Mechanical Ventilation | 2020-02-24 |  | 0.8 | FALSE | 53.4024 | -2.5258 | SPM-KINGSLAND_33_T1_SAFEWAY_T1_WOOLSTON_T1_WOOLSTON_T2 | 4719556000 | SP Energy Networks open data (API key): NDP SPM primary-group polygons + Capacity Heatmaps Information Model SPM + LTDS appendices 3/6 + NSHR
3201 | 30 | ACCIDENT EXCHANGE LTD, SOUTH AVENUE | WARRINGTON | WA2 8HL | Warrington |  | Workshop And Premises | industrial | 1 | 1472.42 | 15849 | GIA | 108000 | Bewsey T1 / Owen St T1 / Rodney St T1 / Rylands Eldon St T1 | inside-area | 1.48 | DALLAM GT1 / SANKEY BRIDGES GT1 / WARRINGTON GT3 | CARRINGTON - FIDDLERS FERRY | SPM | -1 | bsp | 11.377 | Green | 30 | 17.123 | thermal | 6 | 12.4 | 3 | 18.4 | 8.7 | DALLAM GT1 / SANKEY BRIDGES GT1 / WARRINGTON GT3 | -0.972 | RED | 0 |  |  | 0 | 0 | 0 | 30 |  |  |  |  | Green (Over 5% headroom) | 0 | 0 | 2.34 | 66 | 39 | 2607566 | [9 empty] | Fiddlers Ferry | CARRINGTON | 5 | 2186.9 | 2186.9 | 0 | 0 | 930 | 2026-05 | [12 empty] | 53.4022 | -2.5931 | SPM-BEWSEY_T1_OWEN_ST_T1_RODNEY_ST_T1_RYLANDS_ELDON_ST_T1 | 5046369000 | SP Energy Networks open data (API key): NDP SPM primary-group polygons + Capacity Heatmaps Information Model SPM + LTDS appendices 3/6 + NSHR
3202 | 30 | D4, WALTER LEIGH WAY, MOSS INDUSTRIAL ESTATE | LEIGH | WN7 3PT | Wigan |  | Workshop And Premises | industrial | 1 | 1340.7 | 14431 | GIA | 117000 | Orford T1 / Padgate T1 | nearest-substation | 7.8 | DALLAM GT1 / SANKEY BRIDGES GT1 / WARRINGTON GT3 | CARRINGTON - FIDDLERS FERRY | SPM | -1 | bsp | 1.185 | Green | 10 | 8.815 | thermal | 0 | 0 | 0 | 0 | -1.8 | DALLAM GT1 / SANKEY BRIDGES GT1 / WARRINGTON GT3 | -0.972 | RED | 0 |  |  | 0 | 0 | 0 | 10 |  |  |  |  | Green (Over 5% headroom) | 0 | 0 | 2.13 | 60 | 57 | 2846956 | [9 empty] | Fiddlers Ferry | CARRINGTON | 5 | 2186.9 | 2186.9 | 0 | 0 | 930 | 2026-05 | [12 empty] | 53.4794 | -2.5461 | SPM-ORFORD_T1_PADGATE_T1 | 5261794000 | SP Energy Networks open data (API key): NDP SPM primary-group polygons + Capacity Heatmaps Information Model SPM + LTDS appendices 3/6 + NSHR
3203 | 30 | RYBROOK ACCIDENT & REPAIR CENTRE, LYTHGOES LANE | WARRINGTON | WA2 7XE | Warrington |  | Vehicle Repair Workshop And Premises | industrial | 1 | 1313.23 | 14135 | GIA | 37500 | Bewsey T1 / Owen St T1 / Rodney St T1 / Rylands Eldon St T1 | inside-area | 1.57 | DALLAM GT1 / SANKEY BRIDGES GT1 / WARRINGTON GT3 | CARRINGTON - FIDDLERS FERRY | SPM | -1 | bsp | 11.377 | Green | 30 | 17.123 | thermal | 6 | 12.4 | 3 | 18.4 | 8.7 | DALLAM GT1 / SANKEY BRIDGES GT1 / WARRINGTON GT3 | -0.972 | RED | 0 |  |  | 0 | 0 | 0 | 30 |  |  |  |  | Green (Over 5% headroom) | 0 | 0 | 2.09 | 59 | 39 | 2609280 | [9 empty] | Fiddlers Ferry | CARRINGTON | 5 | 2186.9 | 2186.9 | 0 | 0 | 930 | 2026-05 | [12 empty] | 53.3946 | -2.5902 | SPM-BEWSEY_T1_OWEN_ST_T1_RODNEY_ST_T1_RYLANDS_ELDON_ST_T1 | 3210764000 | SP Energy Networks open data (API key): NDP SPM primary-group polygons + Capacity Heatmaps Information Model SPM + LTDS appendices 3/6 + NSHR
3204 | 30 | UNIT 5B, NEW CUT LANE | WARRINGTON | WA1 4AG | Warrington |  | Warehouse And Premises | industrial | 1 | 1296.35 | 13954 | GIA | 57500 | Kingsland 33 T1 / Safeway T1 / Woolston T1 / Woolston T2 | inside-area | 1.49 | DALLAM GT1 / SANKEY BRIDGES GT1 / WARRINGTON GT3 | CARRINGTON - FIDDLERS FERRY | SPM | -1 | bsp | 11.614 | Green | 30 | 17.217 | thermal | 4.7 | 4 | 0 | 8.7 | 9.2 | DALLAM GT1 / SANKEY BRIDGES GT1 / WARRINGTON GT3 | -0.972 | RED | 0 |  |  | 0 | 0 | 0 | 30 |  |  |  |  | Green (Over 5% headroom) | 0 | 0 | 2.06 | 32 | 76 | 5194785 | [9 empty] | Fiddlers Ferry | CARRINGTON | 5 | 2186.9 | 2186.9 | 0 | 0 | 930 | 2026-05 | 100012793663 | General Industrial and Special Industrial Groups | 1469 | D | Natural Gas | 3 |  | Heating and Natural Ventilation | 2025-05-16 |  | 1 | FALSE | 53.3973 | -2.5429 | SPM-KINGSLAND_33_T1_SAFEWAY_T1_WOOLSTON_T1_WOOLSTON_T2 | 170674137 | SP Energy Networks open data (API key): NDP SPM primary-group polygons + Capacity Heatmaps Information Model SPM + LTDS appendices 3/6 + NSHR
3205 | 30 | 6-9, CHETHAM COURT, CALVER ROAD | WARRINGTON | WA2 8RF | Warrington |  | Warehouse And Premises | industrial | 1 | 1279.35 | 13771 | GIA | 81000 | Boulevard T1 / Chapelford T1 / Hawleys La T1 / Westbrook T1 / Winwick Quay T1 | inside-area | 0.36 | DALLAM GT1 / SANKEY BRIDGES GT1 / WARRINGTON GT3 | CARRINGTON - FIDDLERS FERRY | SPM | -1 | bsp | 16.448 | Green | 37.5 | 21.052 | thermal | 0 | 0 | 0 | 0 | 12.5 | DALLAM GT1 / SANKEY BRIDGES GT1 / WARRINGTON GT3 | -0.972 | RED | 0 |  |  | 0 | 0 | 0 | 37.5 |  |  |  |  | Green (Over 5% headroom) | 0 | 0 | 2.03 | 32 | 53 | 4365258 | [9 empty] | Fiddlers Ferry | CARRINGTON | 5 | 2186.9 | 2186.9 | 0 | 0 | 930 | 2026-05 | 100012803777 | Storage or Distribution | 375 | C | Grid Supplied Electricity | 3 |  | Heating and Natural Ventilation | 2026-05-22 |  | 0.75 | FALSE | 53.4149 | -2.5995 | SPM-BOULEVARD_T1_CHAPELFORD_T1_HAWLEYS_LA_T1_WESTBROOK_T1_WINWIC | 3876869000 | SP Energy Networks open data (API key): NDP SPM primary-group polygons + Capacity Heatmaps Information Model SPM + LTDS appendices 3/6 + NSHR
3206 | 30 | UNIT 5A, NEW CUT LANE | WARRINGTON | WA1 4AG | Warrington |  | Warehouse And Premises | industrial | 1 | 1265.98 | 13627 | GIA | 57500 | Kingsland 33 T1 / Safeway T1 / Woolston T1 / Woolston T2 | inside-area | 1.49 | DALLAM GT1 / SANKEY BRIDGES GT1 / WARRINGTON GT3 | CARRINGTON - FIDDLERS FERRY | SPM | -1 | bsp | 11.614 | Green | 30 | 17.217 | thermal | 4.7 | 4 | 0 | 8.7 | 9.2 | DALLAM GT1 / SANKEY BRIDGES GT1 / WARRINGTON GT3 | -0.972 | RED | 0 |  |  | 0 | 0 | 0 | 30 |  |  |  |  | Green (Over 5% headroom) | 0 | 0 | 2.01 | 32 | 76 | 5195112 | [9 empty] | Fiddlers Ferry | CARRINGTON | 5 | 2186.9 | 2186.9 | 0 | 0 | 930 | 2026-05 | 100012793751 | B1 Offices and Workshop businesses | 751 | D | Natural Gas | 3 |  | Heating and Natural Ventilation | 2020-02-13 |  | 0.67 | FALSE | 53.3973 | -2.5429 | SPM-KINGSLAND_33_T1_SAFEWAY_T1_WOOLSTON_T1_WOOLSTON_T2 | 170675137 | SP Energy Networks open data (API key): NDP SPM primary-group polygons + Capacity Heatmaps Information Model SPM + LTDS appendices 3/6 + NSHR
3207 | 30 | 39-41 MELFORD COURT, MELFORD COURT, HARDWICK GRANGE | WARRINGTON | WA1 4RZ | Warrington |  | Workshop And Premises | industrial | 1 | 1262.1 | 13585 | GIA | 99500 | Kingsland 33 T1 / Safeway T1 / Woolston T1 / Woolston T2 | inside-area | 0.62 | DALLAM GT1 / SANKEY BRIDGES GT1 / WARRINGTON GT3 | CARRINGTON - FIDDLERS FERRY | SPM | -1 | bsp | 11.614 | Green | 30 | 17.217 | thermal | 4.7 | 4 | 0 | 8.7 | 9.2 | DALLAM GT1 / SANKEY BRIDGES GT1 / WARRINGTON GT3 | -0.972 | RED | 0 |  |  | 0 | 0 | 0 | 30 |  |  |  |  | Green (Over 5% headroom) | 0 | 0 | 2.01 | 57 | 76 | 5195154 | [9 empty] | Fiddlers Ferry | CARRINGTON | 5 | 2186.9 | 2186.9 | 0 | 0 | 930 | 2026-05 | 200000981252 | B2 to B7 General Industrial and Special Industrial Groups | 325 | E | Grid Supplied Electricity | 3 |  | Heating and Natural Ventilation | 2015-04-17 |  | 0.8 | FALSE | 53.4039 | -2.5304 | SPM-KINGSLAND_33_T1_SAFEWAY_T1_WOOLSTON_T1_WOOLSTON_T2 | 13328996000 | SP Energy Networks open data (API key): NDP SPM primary-group polygons + Capacity Heatmaps Information Model SPM + LTDS appendices 3/6 + NSHR
3208 | 30 | UNIT 9, TRIDENT INDUSTRIAL ESTATE, WARRINGTON ROAD | WARRINGTON | WA3 6AX | Warrington |  | Warehouse And Premises | industrial | 1 | 1247.05 | 13423 | GIA | 43250 | Orford T1 / Padgate T1 | nearest-substation | 4.05 | DALLAM GT1 / SANKEY BRIDGES GT1 / WARRINGTON GT3 | CARRINGTON - FIDDLERS FERRY | SPM | -1 | bsp | 1.185 | Green | 10 | 8.815 | thermal | 0 | 0 | 0 | 0 | -1.8 | DALLAM GT1 / SANKEY BRIDGES GT1 / WARRINGTON GT3 | -0.972 | RED | 0 |  |  | 0 | 0 | 0 | 10 |  |  |  |  | Green (Over 5% headroom) | 0 | 0 | 1.98 | 31 | 57 | 2847964 | [9 empty] | Fiddlers Ferry | CARRINGTON | 5 | 2186.9 | 2186.9 | 0 | 0 | 930 | 2026-05 | 200000979459 | Storage or Distribution | 719 | C | Grid Supplied Electricity | 3 |  | Heating and Natural Ventilation | 2023-12-19 |  | 1 | FALSE | 53.4323 | -2.5235 | SPM-ORFORD_T1_PADGATE_T1 | 618130137 | SP Energy Networks open data (API key): NDP SPM primary-group polygons + Capacity Heatmaps Information Model SPM + LTDS appendices 3/6 + NSHR
3209 | 30 | UNIT 9 AT 10, EAGLE PARK DRIVE | WARRINGTON | WA2 8JA | Warrington |  | Warehouse And Premises | industrial | 1 | 1240.9 | 13357 | GIA | 101000 | Boulevard T1 / Chapelford T1 / Hawleys La T1 / Westbrook T1 / Winwick Quay T1 | inside-area | 1.19 | DALLAM GT1 / SANKEY BRIDGES GT1 / WARRINGTON GT3 | CARRINGTON - FIDDLERS FERRY | SPM | -1 | bsp | 16.448 | Green | 37.5 | 21.052 | thermal | 0 | 0 | 0 | 0 | 12.5 | DALLAM GT1 / SANKEY BRIDGES GT1 / WARRINGTON GT3 | -0.972 | RED | 0 |  |  | 0 | 0 | 0 | 37.5 |  |  |  |  | Green (Over 5% headroom) | 0 | 0 | 1.97 | 31 | 53 | 4365672 | [9 empty] | Fiddlers Ferry | CARRINGTON | 5 | 2186.9 | 2186.9 | 0 | 0 | 930 | 2026-05 | 10008648110 | General Industrial and Special Industrial Groups | 1286 | B | Grid Supplied Electricity | 3 | 3 | Heating and Natural Ventilation | 2024-06-14 |  | 1 | FALSE | 53.4074 | -2.6005 | SPM-BOULEVARD_T1_CHAPELFORD_T1_HAWLEYS_LA_T1_WESTBROOK_T1_WINWIC | 5596013000 | SP Energy Networks open data (API key): NDP SPM primary-group polygons + Capacity Heatmaps Information Model SPM + LTDS appendices 3/6 + NSHR
3210 | 30 | PITT STREET | WARRINGTON | WA5 0AT | Warrington | LEWIS BROTHERS | Factory And Premises | industrial | 1 | 1240.01 | 13347 | GIA | 50500 | Bewsey T1 / Owen St T1 / Rodney St T1 / Rylands Eldon St T1 | inside-area | 0.49 | DALLAM GT1 / SANKEY BRIDGES GT1 / WARRINGTON GT3 | CARRINGTON - FIDDLERS FERRY | SPM | -1 | bsp | 11.377 | Green | 30 | 17.123 | thermal | 6 | 12.4 | 3 | 18.4 | 8.7 | DALLAM GT1 / SANKEY BRIDGES GT1 / WARRINGTON GT3 | -0.972 | RED | 0 |  |  | 0 | 0 | 0 | 30 |  |  |  |  | Green (Over 5% headroom) | 0 | 0 | 1.97 | 74 | 39 | 2610068 | [9 empty] | Fiddlers Ferry | CARRINGTON | 5 | 2186.9 | 2186.9 | 0 | 0 | 930 | 2026-05 | [12 empty] | 53.4007 | -2.61 | SPM-BEWSEY_T1_OWEN_ST_T1_RODNEY_ST_T1_RYLANDS_ELDON_ST_T1 | 174795137 | SP Energy Networks open data (API key): NDP SPM primary-group polygons + Capacity Heatmaps Information Model SPM + LTDS appendices 3/6 + NSHR
3211 | 30 | UNIT B2, TAYLOR BUSINESS PARK | WARRINGTON | WA3 6BL | Warrington |  | Warehouse And Premises | industrial | 1 | 1207.67 | 12999 | GIA | 71000 | Orford T1 / Padgate T1 | nearest-substation | 5.3 | DALLAM GT1 / SANKEY BRIDGES GT1 / WARRINGTON GT3 | CARRINGTON - FIDDLERS FERRY | SPM | -1 | bsp | 1.185 | Green | 10 | 8.815 | thermal | 0 | 0 | 0 | 0 | -1.8 | DALLAM GT1 / SANKEY BRIDGES GT1 / WARRINGTON GT3 | -0.972 | RED | 0 |  |  | 0 | 0 | 0 | 10 |  |  |  |  | Green (Over 5% headroom) | 0 | 0 | 1.92 | 30 | 57 | 2848388 | [9 empty] | Fiddlers Ferry | CARRINGTON | 5 | 2186.9 | 2186.9 | 0 | 0 | 930 | 2026-05 | 10008652434 | Storage or Distribution | 1186 | C | Grid Supplied Electricity | 3 |  | Heating and Natural Ventilation | 2023-03-30 |  | 1 | FALSE | 53.4458 | -2.5183 | SPM-ORFORD_T1_PADGATE_T1 | 14767571000 | SP Energy Networks open data (API key): NDP SPM primary-group polygons + Capacity Heatmaps Information Model SPM + LTDS appendices 3/6 + NSHR
3212 | 30 | UNIT B1, TAYLOR BUSINESS PARK | WARRINGTON | WA3 6BL | Warrington |  | Workshop And Premises | industrial | 1 | 1165.97 | 12550 | GIA | 69000 | Orford T1 / Padgate T1 | nearest-substation | 5.3 | DALLAM GT1 / SANKEY BRIDGES GT1 / WARRINGTON GT3 | CARRINGTON - FIDDLERS FERRY | SPM | -1 | bsp | 1.185 | Green | 10 | 8.815 | thermal | 0 | 0 | 0 | 0 | -1.8 | DALLAM GT1 / SANKEY BRIDGES GT1 / WARRINGTON GT3 | -0.972 | RED | 0 |  |  | 0 | 0 | 0 | 10 |  |  |  |  | Green (Over 5% headroom) | 0 | 0 | 1.85 | 52 | 57 | 2848837 | [9 empty] | Fiddlers Ferry | CARRINGTON | 5 | 2186.9 | 2186.9 | 0 | 0 | 930 | 2026-05 | 10008652433 | Storage or Distribution | 1156 | C | Grid Supplied Electricity | 3 |  | Heating and Natural Ventilation | 2023-03-30 |  | 1 | FALSE | 53.4458 | -2.5183 | SPM-ORFORD_T1_PADGATE_T1 | 14259371000 | SP Energy Networks open data (API key): NDP SPM primary-group polygons + Capacity Heatmaps Information Model SPM + LTDS appendices 3/6 + NSHR
3213 | 30 | UNIT A ORIGIN COURT, LEACROFT ROAD | WARRINGTON | WA3 6PJ | Warrington |  | Warehouse And Premises | industrial | 1 | 1163.72 | 12526 | GIA | 89500 | Kingsland 33 T1 / Safeway T1 / Woolston T1 / Woolston T2 | nearest-substation | 3.42 | DALLAM GT1 / SANKEY BRIDGES GT1 / WARRINGTON GT3 | CARRINGTON - FIDDLERS FERRY | SPM | -1 | bsp | 11.614 | Green | 30 | 17.217 | thermal | 4.7 | 4 | 0 | 8.7 | 9.2 | DALLAM GT1 / SANKEY BRIDGES GT1 / WARRINGTON GT3 | -0.972 | RED | 0 |  |  | 0 | 0 | 0 | 30 |  |  |  |  | Green (Over 5% headroom) | 0 | 0 | 1.85 | 29 | 76 | 5196213 | [9 empty] | Fiddlers Ferry | CARRINGTON | 5 | 2186.9 | 2186.9 | 0 | 0 | 930 | 2026-05 | 10094964080 | General Industrial and Special Industrial Groups | 4529 | B | Grid Supplied Electricity | 4 |  | Heating and Natural Ventilation | 2024-11-01 |  | 0.5 | FALSE | 53.4317 | -2.5098 | SPM-KINGSLAND_33_T1_SAFEWAY_T1_WOOLSTON_T1_WOOLSTON_T2 | 14441128000 | SP Energy Networks open data (API key): NDP SPM primary-group polygons + Capacity Heatmaps Information Model SPM + LTDS appendices 3/6 + NSHR
3214 | 30 | E7, WALTER LEIGH WAY, MOSS INDUSTRIAL ESTATE | LEIGH | WN7 3PT | Wigan |  | Warehouse And Premises | industrial | 1 | 1139.2 | 12262 | GIA | 68500 | Orford T1 / Padgate T1 | nearest-substation | 7.8 | DALLAM GT1 / SANKEY BRIDGES GT1 / WARRINGTON GT3 | CARRINGTON - FIDDLERS FERRY | SPM | -1 | bsp | 1.185 | Green | 10 | 8.815 | thermal | 0 | 0 | 0 | 0 | -1.8 | DALLAM GT1 / SANKEY BRIDGES GT1 / WARRINGTON GT3 | -0.972 | RED | 0 |  |  | 0 | 0 | 0 | 10 |  |  |  |  | Green (Over 5% headroom) | 0 | 0 | 1.81 | 28 | 57 | 2849125 | [9 empty] | Fiddlers Ferry | CARRINGTON | 5 | 2186.9 | 2186.9 | 0 | 0 | 930 | 2026-05 | 100012819615 | General Industrial and Special Industrial Groups | 1087 | B | Natural Gas | 3 |  | Heating and Natural Ventilation | 2025-07-30 |  | 1 | FALSE | 53.4794 | -2.5461 | SPM-ORFORD_T1_PADGATE_T1 | 5261813000 | SP Energy Networks open data (API key): NDP SPM primary-group polygons + Capacity Heatmaps Information Model SPM + LTDS appendices 3/6 + NSHR
3215 | 30 | SERVICE DEPOT M6 MOTORWAY, ROB LANE | NEWTON-LE-WILLOWS | WA12 0DS | St Helens |  | Maintenance Depot & Premises | industrial | 1 | 1120.7 | 12063 | GIA | 42750 | Boulevard T1 / Chapelford T1 / Hawleys La T1 / Westbrook T1 / Winwick Quay T1 | nearest-substation | 5.29 | DALLAM GT1 / SANKEY BRIDGES GT1 / WARRINGTON GT3 | CARRINGTON - FIDDLERS FERRY | SPM | -1 | bsp | 16.448 | Green | 37.5 | 21.052 | thermal | 0 | 0 | 0 | 0 | 12.5 | DALLAM GT1 / SANKEY BRIDGES GT1 / WARRINGTON GT3 | -0.972 | RED | 0 |  |  | 0 | 0 | 0 | 37.5 |  |  |  |  | Green (Over 5% headroom) | 0 | 0 | 1.78 | 28 | 53 | 4366966 | [9 empty] | Fiddlers Ferry | CARRINGTON | 5 | 2186.9 | 2186.9 | 0 | 0 | 930 | 2026-05 | [12 empty] | 53.4646 | -2.6161 | SPM-BOULEVARD_T1_CHAPELFORD_T1_HAWLEYS_LA_T1_WESTBROOK_T1_WINWIC | 908717000 | SP Energy Networks open data (API key): NDP SPM primary-group polygons + Capacity Heatmaps Information Model SPM + LTDS appendices 3/6 + NSHR
3216 | 30 | UNIT 19 PHASE 2 TAURUS PARK, EUROPA BOULEVARD | WARRINGTON | WA5 5TN | Warrington |  | Warehouse And Premises | industrial | 1 | 1105.3 | 11897 | GIA | 95000 | Boulevard T1 / Chapelford T1 / Hawleys La T1 / Westbrook T1 / Winwick Quay T1 | inside-area | 0.93 | DALLAM GT1 / SANKEY BRIDGES GT1 / WARRINGTON GT3 | CARRINGTON - FIDDLERS FERRY | SPM | -1 | bsp | 16.448 | Green | 37.5 | 21.052 | thermal | 0 | 0 | 0 | 0 | 12.5 | DALLAM GT1 / SANKEY BRIDGES GT1 / WARRINGTON GT3 | -0.972 | RED | 0 |  |  | 0 | 0 | 0 | 37.5 |  |  |  |  | Green (Over 5% headroom) | 0 | 0 | 1.76 | 28 | 53 | 4367132 | [9 empty] | Fiddlers Ferry | CARRINGTON | 5 | 2186.9 | 2186.9 | 0 | 0 | 930 | 2026-05 | [12 empty] | 53.4149 | -2.612 | SPM-BOULEVARD_T1_CHAPELFORD_T1_HAWLEYS_LA_T1_WESTBROOK_T1_WINWIC | 4504712000 | SP Energy Networks open data (API key): NDP SPM primary-group polygons + Capacity Heatmaps Information Model SPM + LTDS appendices 3/6 + NSHR
3217 | 30 | A6, WALTER LEIGH WAY, MOSS INDUSTRIAL ESTATE | LEIGH | WN7 3PT | Wigan |  | Workshop And Premises | industrial | 1 | 1095.8 | 11795 | GIA | 72000 | Orford T1 / Padgate T1 | nearest-substation | 7.8 | DALLAM GT1 / SANKEY BRIDGES GT1 / WARRINGTON GT3 | CARRINGTON - FIDDLERS FERRY | SPM | -1 | bsp | 1.185 | Green | 10 | 8.815 | thermal | 0 | 0 | 0 | 0 | -1.8 | DALLAM GT1 / SANKEY BRIDGES GT1 / WARRINGTON GT3 | -0.972 | RED | 0 |  |  | 0 | 0 | 0 | 10 |  |  |  |  | Green (Over 5% headroom) | 0 | 0 | 1.74 | 49 | 57 | 2849592 | [9 empty] | Fiddlers Ferry | CARRINGTON | 5 | 2186.9 | 2186.9 | 0 | 0 | 930 | 2026-05 | [12 empty] | 53.4794 | -2.5461 | SPM-ORFORD_T1_PADGATE_T1 | 5276347000 | SP Energy Networks open data (API key): NDP SPM primary-group polygons + Capacity Heatmaps Information Model SPM + LTDS appendices 3/6 + NSHR
3218 | 30 | D6-D9 RIVINGTON COURT, MOSS INDUSTRIAL ESTATE | LEIGH | WN7 3PT | Wigan |  | Warehouse And Premises | industrial | 1 | 1090.1 | 11734 | GIA | 92500 | Orford T1 / Padgate T1 | nearest-substation | 7.8 | DALLAM GT1 / SANKEY BRIDGES GT1 / WARRINGTON GT3 | CARRINGTON - FIDDLERS FERRY | SPM | -1 | bsp | 1.185 | Green | 10 | 8.815 | thermal | 0 | 0 | 0 | 0 | -1.8 | DALLAM GT1 / SANKEY BRIDGES GT1 / WARRINGTON GT3 | -0.972 | RED | 0 |  |  | 0 | 0 | 0 | 10 |  |  |  |  | Green (Over 5% headroom) | 0 | 0 | 1.73 | 27 | 57 | 2849653 | [9 empty] | Fiddlers Ferry | CARRINGTON | 5 | 2186.9 | 2186.9 | 0 | 0 | 930 | 2026-05 |  | B2 to B7 General Industrial and Special Industrial Groups | 1110 | B | Natural Gas | 3 | 3 | Heating and Natural Ventilation | 2020-11-12 |  | 0.6 | FALSE | 53.4794 | -2.5461 | SPM-ORFORD_T1_PADGATE_T1 | 12004547000 | SP Energy Networks open data (API key): NDP SPM primary-group polygons + Capacity Heatmaps Information Model SPM + LTDS appendices 3/6 + NSHR
3219 | 30 | UNIT 1C, NEW CUT LANE | WARRINGTON | WA1 4AG | Warrington |  | Warehouse And Premises | industrial | 1 | 1084.37 | 11672 | GIA | 49000 | Kingsland 33 T1 / Safeway T1 / Woolston T1 / Woolston T2 | inside-area | 1.49 | DALLAM GT1 / SANKEY BRIDGES GT1 / WARRINGTON GT3 | CARRINGTON - FIDDLERS FERRY | SPM | -1 | bsp | 11.614 | Green | 30 | 17.217 | thermal | 4.7 | 4 | 0 | 8.7 | 9.2 | DALLAM GT1 / SANKEY BRIDGES GT1 / WARRINGTON GT3 | -0.972 | RED | 0 |  |  | 0 | 0 | 0 | 30 |  |  |  |  | Green (Over 5% headroom) | 0 | 0 | 1.72 | 27 | 76 | 5197067 | [9 empty] | Fiddlers Ferry | CARRINGTON | 5 | 2186.9 | 2186.9 | 0 | 0 | 930 | 2026-05 | 100012793653 | B8 Storage or Distribution | 1083 | C | Grid Supplied Electricity | 3 |  | Heating and Natural Ventilation | 2022-05-26 |  | 1 | FALSE | 53.3973 | -2.5429 | SPM-KINGSLAND_33_T1_SAFEWAY_T1_WOOLSTON_T1_WOOLSTON_T2 | 170669137 | SP Energy Networks open data (API key): NDP SPM primary-group polygons + Capacity Heatmaps Information Model SPM + LTDS appendices 3/6 + NSHR
3220 | 30 | UNITS A A1 & B, POCKET NOOK LANE INDUSTRIAL ESTATE, POCKET NOOK LANE | WARRINGTON | WA3 1AW | Wigan |  | Workshop And Premises | industrial | 1 | 1073.9 | 11559 | GIA | 48250 | Orford T1 / Padgate T1 | nearest-substation | 7.08 | DALLAM GT1 / SANKEY BRIDGES GT1 / WARRINGTON GT3 | CARRINGTON - FIDDLERS FERRY | SPM | -1 | bsp | 1.185 | Green | 10 | 8.815 | thermal | 0 | 0 | 0 | 0 | -1.8 | DALLAM GT1 / SANKEY BRIDGES GT1 / WARRINGTON GT3 | -0.972 | RED | 0 |  |  | 0 | 0 | 0 | 10 |  |  |  |  | Green (Over 5% headroom) | 0 | 0 | 1.71 | 48 | 57 | 2849828 | [9 empty] | Fiddlers Ferry | CARRINGTON | 5 | 2186.9 | 2186.9 | 0 | 0 | 930 | 2026-05 | 100012804379 | B2 to B7 General Industrial and Special Industrial Groups | 1667 | E | Natural Gas | 3 |  | Heating and Natural Ventilation | 2017-06-05 |  | 0.67 | FALSE | 53.4738 | -2.5543 | SPM-ORFORD_T1_PADGATE_T1 | 12998865000 | SP Energy Networks open data (API key): NDP SPM primary-group polygons + Capacity Heatmaps Information Model SPM + LTDS appendices 3/6 + NSHR
3221 | 30 | JORDAN TIMBER, POCKET NOOK LANE | WARRINGTON | WA3 1AB | Wigan |  | Warehouse And Premises | industrial | 1 | 1070.72 | 11525 | GIA | 55000 | Orford T1 / Padgate T1 | nearest-substation | 6.95 | DALLAM GT1 / SANKEY BRIDGES GT1 / WARRINGTON GT3 | CARRINGTON - FIDDLERS FERRY | SPM | -1 | bsp | 1.185 | Green | 10 | 8.815 | thermal | 0 | 0 | 0 | 0 | -1.8 | DALLAM GT1 / SANKEY BRIDGES GT1 / WARRINGTON GT3 | -0.972 | RED | 0 |  |  | 0 | 0 | 0 | 10 |  |  |  |  | Green (Over 5% headroom) | 0 | 0 | 1.7 | 27 | 57 | 2849862 | [9 empty] | Fiddlers Ferry | CARRINGTON | 5 | 2186.9 | 2186.9 | 0 | 0 | 930 | 2026-05 | 200002859930 | B1 Offices and Workshop businesses | 440 | E | Grid Supplied Electricity | 3 |  | Heating and Natural Ventilation | 2020-09-07 |  | 0.5 | FALSE | 53.4727 | -2.5552 | SPM-ORFORD_T1_PADGATE_T1 | 7824928000 | SP Energy Networks open data (API key): NDP SPM primary-group polygons + Capacity Heatmaps Information Model SPM + LTDS appendices 3/6 + NSHR
3222 | 30 | 9, LILFORD STREET | WARRINGTON | WA5 0LS | Warrington |  | Warehouse And Premises | industrial | 1 | 1062.65 | 11438 | GIA | 50000 | Bewsey T1 / Owen St T1 / Rodney St T1 / Rylands Eldon St T1 | inside-area | 0.73 | DALLAM GT1 / SANKEY BRIDGES GT1 / WARRINGTON GT3 | CARRINGTON - FIDDLERS FERRY | SPM | -1 | bsp | 11.377 | Green | 30 | 17.123 | thermal | 6 | 12.4 | 3 | 18.4 | 8.7 | DALLAM GT1 / SANKEY BRIDGES GT1 / WARRINGTON GT3 | -0.972 | RED | 0 |  |  | 0 | 0 | 0 | 30 |  |  |  |  | Green (Over 5% headroom) | 0 | 0 | 1.69 | 27 | 39 | 2611977 | [9 empty] | Fiddlers Ferry | CARRINGTON | 5 | 2186.9 | 2186.9 | 0 | 0 | 930 | 2026-05 | 200000973843 | B8 Storage or Distribution | 1949 | D | Natural Gas | 3 | 17 | Heating and Natural Ventilation | 2021-06-22 |  | 0.5 | FALSE | 53.3969 | -2.6026 | SPM-BEWSEY_T1_OWEN_ST_T1_RODNEY_ST_T1_RYLANDS_ELDON_ST_T1 | 14967722000 | SP Energy Networks open data (API key): NDP SPM primary-group polygons + Capacity Heatmaps Information Model SPM + LTDS appendices 3/6 + NSHR
3223 | 30 | BASEMENT THOMSON HOUSE, CAVENDISH AVENUE | WARRINGTON | WA3 6BU | Warrington |  | Store And Premises | industrial | 1 | 1061.5 | 11426 | GIA | 24750 | Kingsland 33 T1 / Safeway T1 / Woolston T1 / Woolston T2 | nearest-substation | 2.65 | DALLAM GT1 / SANKEY BRIDGES GT1 / WARRINGTON GT3 | CARRINGTON - FIDDLERS FERRY | SPM | -1 | bsp | 11.614 | Green | 30 | 17.217 | thermal | 4.7 | 4 | 0 | 8.7 | 9.2 | DALLAM GT1 / SANKEY BRIDGES GT1 / WARRINGTON GT3 | -0.972 | RED | 0 |  |  | 0 | 0 | 0 | 30 |  |  |  |  | Green (Over 5% headroom) | 0 | 0 | 1.69 | 27 | 76 | 5197313 | [9 empty] | Fiddlers Ferry | CARRINGTON | 5 | 2186.9 | 2186.9 | 0 | 0 | 930 | 2026-05 | [12 empty] | 53.4256 | -2.5209 | SPM-KINGSLAND_33_T1_SAFEWAY_T1_WOOLSTON_T1_WOOLSTON_T2 | 7627567000 | SP Energy Networks open data (API key): NDP SPM primary-group polygons + Capacity Heatmaps Information Model SPM + LTDS appendices 3/6 + NSHR
3224 | 30 | D5, WALTER LEIGH WAY, RIVINGTON COURT, MOSS INDUSTRIAL ESTATE | LEIGH | WN7 3PT | Wigan |  | Warehouse And Premises | industrial | 1 | 1060.43 | 11414 | GIA | 96500 | Orford T1 / Padgate T1 | nearest-substation | 7.8 | DALLAM GT1 / SANKEY BRIDGES GT1 / WARRINGTON GT3 | CARRINGTON - FIDDLERS FERRY | SPM | -1 | bsp | 1.185 | Green | 10 | 8.815 | thermal | 0 | 0 | 0 | 0 | -1.8 | DALLAM GT1 / SANKEY BRIDGES GT1 / WARRINGTON GT3 | -0.972 | RED | 0 |  |  | 0 | 0 | 0 | 10 |  |  |  |  | Green (Over 5% headroom) | 0 | 0 | 1.69 | 27 | 57 | 2849973 | [9 empty] | Fiddlers Ferry | CARRINGTON | 5 | 2186.9 | 2186.9 | 0 | 0 | 930 | 2026-05 | 10014062912 | B1 Offices and Workshop businesses | 400 | C | Natural Gas | 3 |  | Heating and Natural Ventilation | 2021-04-26 |  | 0.75 | FALSE | 53.4794 | -2.5461 | SPM-ORFORD_T1_PADGATE_T1 | 12136467000 | SP Energy Networks open data (API key): NDP SPM primary-group polygons + Capacity Heatmaps Information Model SPM + LTDS appendices 3/6 + NSHR
3225 | 30 | UNIT 4, CENTRE 21, MANCHESTER ROAD | WARRINGTON | WA1 4AY | Warrington |  | Warehouse And Premises | industrial | 1 | 1050.11 | 11303 | GIA | 36250 | Kingsland 33 T1 / Safeway T1 / Woolston T1 / Woolston T2 | inside-area | 1.22 | DALLAM GT1 / SANKEY BRIDGES GT1 / WARRINGTON GT3 | CARRINGTON - FIDDLERS FERRY | SPM | -1 | bsp | 11.614 | Green | 30 | 17.217 | thermal | 4.7 | 4 | 0 | 8.7 | 9.2 | DALLAM GT1 / SANKEY BRIDGES GT1 / WARRINGTON GT3 | -0.972 | RED | 0 |  |  | 0 | 0 | 0 | 30 |  |  |  |  | Green (Over 5% headroom) | 0 | 0 | 1.67 | 26 | 76 | 5197436 | [9 empty] | Fiddlers Ferry | CARRINGTON | 5 | 2186.9 | 2186.9 | 0 | 0 | 930 | 2026-05 | [12 empty] | 53.3968 | -2.5381 | SPM-KINGSLAND_33_T1_SAFEWAY_T1_WOOLSTON_T1_WOOLSTON_T2 | 173341137 | SP Energy Networks open data (API key): NDP SPM primary-group polygons + Capacity Heatmaps Information Model SPM + LTDS appendices 3/6 + NSHR
3226 | 30 | UNITS E1-E3, TRIDENT INDUSTRIAL ESTATE, WARRINGTON ROAD | WARRINGTON | WA3 6AX | Warrington |  | Warehouse And Premises | industrial | 1 | 1038 | 11173 | GIA | 77500 | Orford T1 / Padgate T1 | nearest-substation | 4.05 | DALLAM GT1 / SANKEY BRIDGES GT1 / WARRINGTON GT3 | CARRINGTON - FIDDLERS FERRY | SPM | -1 | bsp | 1.185 | Green | 10 | 8.815 | thermal | 0 | 0 | 0 | 0 | -1.8 | DALLAM GT1 / SANKEY BRIDGES GT1 / WARRINGTON GT3 | -0.972 | RED | 0 |  |  | 0 | 0 | 0 | 10 |  |  |  |  | Green (Over 5% headroom) | 0 | 0 | 1.65 | 26 | 57 | 2850214 | [9 empty] | Fiddlers Ferry | CARRINGTON | 5 | 2186.9 | 2186.9 | 0 | 0 | 930 | 2026-05 | 200000979452 | B1 Offices and Workshop businesses | 319 | F | Natural Gas | 3 |  | Heating and Natural Ventilation | 2016-06-22 |  | 0.67 | FALSE | 53.4323 | -2.5235 | SPM-ORFORD_T1_PADGATE_T1 | 11849392000 | SP Energy Networks open data (API key): NDP SPM primary-group polygons + Capacity Heatmaps Information Model SPM + LTDS appendices 3/6 + NSHR
3227 | 30 | UNIT B9, WILLIAM WAY, DOUGLAS COURT, MOSS INDUSTRIAL ESTATE | LEIGH | WN7 3PT | Wigan |  | Workshop And Premises | industrial | 1 | 1032.84 | 11117 | GIA | 64000 | Orford T1 / Padgate T1 | nearest-substation | 7.8 | DALLAM GT1 / SANKEY BRIDGES GT1 / WARRINGTON GT3 | CARRINGTON - FIDDLERS FERRY | SPM | -1 | bsp | 1.185 | Green | 10 | 8.815 | thermal | 0 | 0 | 0 | 0 | -1.8 | DALLAM GT1 / SANKEY BRIDGES GT1 / WARRINGTON GT3 | -0.972 | RED | 0 |  |  | 0 | 0 | 0 | 10 |  |  |  |  | Green (Over 5% headroom) | 0 | 0 | 1.64 | 46 | 57 | 2850270 | [9 empty] | Fiddlers Ferry | CARRINGTON | 5 | 2186.9 | 2186.9 | 0 | 0 | 930 | 2026-05 | 100012855923 | B1 Offices and Workshop businesses | 963 | C | Natural Gas | 3 |  | Heating and Natural Ventilation | 2022-02-02 |  | 0.8 | FALSE | 53.4794 | -2.5461 | SPM-ORFORD_T1_PADGATE_T1 | 14798592000 | SP Energy Networks open data (API key): NDP SPM primary-group polygons + Capacity Heatmaps Information Model SPM + LTDS appendices 3/6 + NSHR
3228 | 30 | ARMISTICE HOUSE, WHARF STREET | WARRINGTON | WA1 2HZ | Warrington |  | Vehicle Repair Workshop And Premises | industrial | 1 | 1028.59 | 11072 | GIA | 63500 | Bewsey T1 / Owen St T1 / Rodney St T1 / Rylands Eldon St T1 | inside-area | 2.36 | DALLAM GT1 / SANKEY BRIDGES GT1 / WARRINGTON GT3 | CARRINGTON - FIDDLERS FERRY | SPM | -1 | bsp | 11.377 | Green | 30 | 17.123 | thermal | 6 | 12.4 | 3 | 18.4 | 8.7 | DALLAM GT1 / SANKEY BRIDGES GT1 / WARRINGTON GT3 | -0.972 | RED | 0 |  |  | 0 | 0 | 0 | 30 |  |  |  |  | Green (Over 5% headroom) | 0 | 0 | 1.63 | 46 | 39 | 2612343 | [9 empty] | Fiddlers Ferry | CARRINGTON | 5 | 2186.9 | 2186.9 | 0 | 0 | 930 | 2026-05 | 100012793152 | Offices and Workshop Businesses | 976 | D | Natural Gas | 3 |  | Heating and Natural Ventilation | 2024-05-10 |  | 1 | FALSE | 53.3857 | -2.5834 | SPM-BEWSEY_T1_OWEN_ST_T1_RODNEY_ST_T1_RYLANDS_ELDON_ST_T1 | 644669137 | SP Energy Networks open data (API key): NDP SPM primary-group polygons + Capacity Heatmaps Information Model SPM + LTDS appendices 3/6 + NSHR
3229 | 30 | UNIT 19-20, WHARF EMPLOYMENT AREA, WHARF STREET | WARRINGTON | WA1 2HT | Warrington |  | Workshop And Premises | industrial | 1 | 1012.69 | 10900 | GIA | 65500 | Bewsey T1 / Owen St T1 / Rodney St T1 / Rylands Eldon St T1 | inside-area | 2.48 | DALLAM GT1 / SANKEY BRIDGES GT1 / WARRINGTON GT3 | CARRINGTON - FIDDLERS FERRY | SPM | -1 | bsp | 11.377 | Green | 30 | 17.123 | thermal | 6 | 12.4 | 3 | 18.4 | 8.7 | DALLAM GT1 / SANKEY BRIDGES GT1 / WARRINGTON GT3 | -0.972 | RED | 0 |  |  | 0 | 0 | 0 | 30 |  |  |  |  | Green (Over 5% headroom) | 0 | 0 | 1.61 | 46 | 39 | 2612515 | [9 empty] | Fiddlers Ferry | CARRINGTON | 5 | 2186.9 | 2186.9 | 0 | 0 | 930 | 2026-05 | 100012829734 | B1 Offices and Workshop businesses | 875 | C | Natural Gas | 3 |  | Heating and Natural Ventilation | 2017-10-17 |  | 1 | FALSE | 53.386 | -2.581 | SPM-BEWSEY_T1_OWEN_ST_T1_RODNEY_ST_T1_RYLANDS_ELDON_ST_T1 | 9109870000 | SP Energy Networks open data (API key): NDP SPM primary-group polygons + Capacity Heatmaps Information Model SPM + LTDS appendices 3/6 + NSHR
3230 | 30 | D16-D17, WALTER LEIGH WAY, RIVINGTON COURT, MOSS INDUSTRIAL ESTATE | LEIGH | WN7 3PT | Wigan |  | Warehouse And Premises | industrial | 1 | 1007.82 | 10848 | GIA | 90000 | Orford T1 / Padgate T1 | nearest-substation | 7.8 | DALLAM GT1 / SANKEY BRIDGES GT1 / WARRINGTON GT3 | CARRINGTON - FIDDLERS FERRY | SPM | -1 | bsp | 1.185 | Green | 10 | 8.815 | thermal | 0 | 0 | 0 | 0 | -1.8 | DALLAM GT1 / SANKEY BRIDGES GT1 / WARRINGTON GT3 | -0.972 | RED | 0 |  |  | 0 | 0 | 0 | 10 |  |  |  |  | Green (Over 5% headroom) | 0 | 0 | 1.6 | 25 | 57 | 2850539 | [9 empty] | Fiddlers Ferry | CARRINGTON | 5 | 2186.9 | 2186.9 | 0 | 0 | 930 | 2026-05 |  | B2 to B7 General Industrial and Special Industrial Groups | 1110 | B | Natural Gas | 3 | 3 | Heating and Natural Ventilation | 2020-11-12 |  | 1 | FALSE | 53.4794 | -2.5461 | SPM-ORFORD_T1_PADGATE_T1 | 12976311000 | SP Energy Networks open data (API key): NDP SPM primary-group polygons + Capacity Heatmaps Information Model SPM + LTDS appendices 3/6 + NSHR
3231 | 30 | UNIT B7, WILLIAM WAY, DOUGLAS COURT, MOSS INDUSTRIAL ESTATE | LEIGH | WN7 3PT | Wigan |  | Workshop And Premises | industrial | 1 | 1003.25 | 10799 | GIA | 65000 | Orford T1 / Padgate T1 | nearest-substation | 7.8 | DALLAM GT1 / SANKEY BRIDGES GT1 / WARRINGTON GT3 | CARRINGTON - FIDDLERS FERRY | SPM | -1 | bsp | 1.185 | Green | 10 | 8.815 | thermal | 0 | 0 | 0 | 0 | -1.8 | DALLAM GT1 / SANKEY BRIDGES GT1 / WARRINGTON GT3 | -0.972 | RED | 0 |  |  | 0 | 0 | 0 | 10 |  |  |  |  | Green (Over 5% headroom) | 0 | 0 | 1.59 | 45 | 57 | 2850588 | [9 empty] | Fiddlers Ferry | CARRINGTON | 5 | 2186.9 | 2186.9 | 0 | 0 | 930 | 2026-05 | 100012855923 | B1 Offices and Workshop businesses | 963 | C | Natural Gas | 3 |  | Heating and Natural Ventilation | 2022-02-02 |  | 1 | FALSE | 53.4794 | -2.5461 | SPM-ORFORD_T1_PADGATE_T1 | 14798590000 | SP Energy Networks open data (API key): NDP SPM primary-group polygons + Capacity Heatmaps Information Model SPM + LTDS appendices 3/6 + NSHR
3232 | 30 | UNIT 4, EASTER COURT, EUROPA BOULEVARD | WARRINGTON | WA5 7ZB | Warrington |  | Warehouse And Premises | industrial | 1 | 1000.87 | 10773 | GIA | 80500 | Boulevard T1 / Chapelford T1 / Hawleys La T1 / Westbrook T1 / Winwick Quay T1 | inside-area | 2.48 | DALLAM GT1 / SANKEY BRIDGES GT1 / WARRINGTON GT3 | CARRINGTON - FIDDLERS FERRY | SPM | -1 | bsp | 16.448 | Green | 37.5 | 21.052 | thermal | 0 | 0 | 0 | 0 | 12.5 | DALLAM GT1 / SANKEY BRIDGES GT1 / WARRINGTON GT3 | -0.972 | RED | 0 |  |  | 0 | 0 | 0 | 37.5 |  |  |  |  | Green (Over 5% headroom) | 0 | 0 | 1.59 | 25 | 53 | 4368256 | [9 empty] | Fiddlers Ferry | CARRINGTON | 5 | 2186.9 | 2186.9 | 0 | 0 | 930 | 2026-05 | 200000971917 | B8 Storage or Distribution | 1002 | C | Natural Gas | 3 |  | Heating and Natural Ventilation | 2018-06-26 |  | 1 | FALSE | 53.4129 | -2.6353 | SPM-BOULEVARD_T1_CHAPELFORD_T1_HAWLEYS_LA_T1_WESTBROOK_T1_WINWIC | 8167662000 | SP Energy Networks open data (API key): NDP SPM primary-group polygons + Capacity Heatmaps Information Model SPM + LTDS appendices 3/6 + NSHR
3233 | 30 | 8A, CENTRE 21, BRIDGE LANE, MANCHESTER ROAD | WARRINGTON | WA1 4AW | Warrington |  | Warehouse And Premises | industrial | 1 | 1000.29 | 10767 | GIA | 76000 | Kingsland 33 T1 / Safeway T1 / Woolston T1 / Woolston T2 | inside-area | 1.31 | DALLAM GT1 / SANKEY BRIDGES GT1 / WARRINGTON GT3 | CARRINGTON - FIDDLERS FERRY | SPM | -1 | bsp | 11.614 | Green | 30 | 17.217 | thermal | 4.7 | 4 | 0 | 8.7 | 9.2 | DALLAM GT1 / SANKEY BRIDGES GT1 / WARRINGTON GT3 | -0.972 | RED | 0 |  |  | 0 | 0 | 0 | 30 |  |  |  |  | Green (Over 5% headroom) | 0 | 0 | 1.59 | 25 | 76 | 5197972 | [9 empty] | Fiddlers Ferry | CARRINGTON | 5 | 2186.9 | 2186.9 | 0 | 0 | 930 | 2026-05 | 10013406683 | B1 Offices and Workshop businesses | 598 | E | Natural Gas | 3 | 3 | Heating and Natural Ventilation | 2021-12-15 |  | 0.67 | FALSE | 53.3951 | -2.5379 | SPM-KINGSLAND_33_T1_SAFEWAY_T1_WOOLSTON_T1_WOOLSTON_T2 | 7267070000 | SP Energy Networks open data (API key): NDP SPM primary-group polygons + Capacity Heatmaps Information Model SPM + LTDS appendices 3/6 + NSHR
3234 | 30 | SWYDDFA'R SIR, GLANHWFA ROAD | LLANGEFNI | LL77 7TW | Isle Of Anglesey | YNYS MON COUNTY COUNCIL | Offices And Premises | office | 1 | 6376.17 | 68632 | NIA | 482500 | Llangefni T1 | inside-area | 0.15 | AMLWCH GT1 / CAERGEILIOG GT1 | WYLFA | SPM | -1.9 | bsp | 3.54 | Green | 7.5 | 3.96 | thermal | 0 | 0 | 0 | 0 | 3 | AMLWCH GT1 / CAERGEILIOG GT1 / CAERGEILIOG GT2 | -1.909 | RED | 0 |  |  | 0 | 0 | 0 | 7.5 |  |  |  |  | Green (Over 5% headroom) | 0 | 0 | 10.13 | 446 | 12 | 393750 | [9 empty] | Pentir | WYLFA | 2 | 420 | 420 | 0 | 0 | 0 | 2028-10 | [12 empty] | 53.253 | -4.3099 | SPM-LLANGEFNI_T1 | 12689843000 | SP Energy Networks open data (API key): NDP SPM primary-group polygons + Capacity Heatmaps Information Model SPM + LTDS appendices 3/6 + NSHR
3235 | 30 | D J & M DISTRIBUTION, INDUSTRIAL ESTATE | GAERWEN | LL60 6HR | Isle Of Anglesey |  | Warehouse And Premises | industrial | 1 | 1648.42 | 17743 | GIA | 39750 | Gaerwen View T1 | inside-area | 0.58 | AMLWCH GT1 / CAERGEILIOG GT1 | WYLFA | SPM | -1.9 | bsp | 5.561 | Green | 7.5 | 1.939 | thermal | 0 | 0.1 | 0 | 0.1 | 5.1 | AMLWCH GT1 / CAERGEILIOG GT1 / CAERGEILIOG GT2 | -1.909 | RED | 0 |  |  | 0 | 0 | 0 | 7.5 |  |  |  |  | Green (Over 5% headroom) | 0 | 0 | 2.62 | 41 | 12 | 288812 | [9 empty] | Pentir | WYLFA | 2 | 420 | 420 | 0 | 0 | 0 | 2028-10 | [12 empty] | 53.2217 | -4.2831 | SPM-GAERWEN_VIEW_T1 | 2547018000 | SP Energy Networks open data (API key): NDP SPM primary-group polygons + Capacity Heatmaps Information Model SPM + LTDS appendices 3/6 + NSHR
3236 | 30 | MONA FLYING CLUB AT MONA AIRFIELD | HOLYHEAD | LL65 4RW | Isle Of Anglesey |  | Aircraft Hangar, Clubhouse And Premises | industrial | 1 | 1599.14 | 17213 | GEA | 8700 | Mona T1 | inside-area | 1.52 | AMLWCH GT1 / CAERGEILIOG GT1 | WYLFA | SPM | -1.9 | bsp | 5.24 | Green | 7.5 | 2.26 | thermal | 0 | 0 | 0 | 0 | 4.8 | AMLWCH GT1 / CAERGEILIOG GT1 / CAERGEILIOG GT2 | -1.909 | RED | 0 |  |  | 0 | 0 | 0 | 7.5 |  |  |  |  | Green (Over 5% headroom) | 0 | 0 | 2.54 | 40 | 2 | 44894 | [9 empty] | Wylfa | WYLFA | 2 | 420 | 420 | 0 | 0 | 0 | 2028-10 | 10013461714 | D2 General Assembly and Leisure plus Night Clubs and Theatres | 3681 | D | LPG | 3 |  | Heating and Natural Ventilation | 2014-03-24 |  | 0.5 | FALSE | 53.2546 | -4.3939 | SPM-MONA_T1 | 11853841000 | SP Energy Networks open data (API key): NDP SPM primary-group polygons + Capacity Heatmaps Information Model SPM + LTDS appendices 3/6 + NSHR
3237 | 30 | UNIT 2, GAERWEN UCHAF | GAERWEN | LL60 6DN | Isle Of Anglesey |  | Warehouse And Premises | industrial | 1 | 1405.07 | 15124 | GIA | 35500 | Gaerwen View T1 | inside-area | 1.1 | AMLWCH GT1 / CAERGEILIOG GT1 | WYLFA | SPM | -1.9 | bsp | 5.561 | Green | 7.5 | 1.939 | thermal | 0 | 0.1 | 0 | 0.1 | 5.1 | AMLWCH GT1 / CAERGEILIOG GT1 / CAERGEILIOG GT2 | -1.909 | RED | 0 |  |  | 0 | 0 | 0 | 7.5 |  |  |  |  | Green (Over 5% headroom) | 0 | 0 | 2.23 | 35 | 12 | 291431 | [9 empty] | Pentir | WYLFA | 2 | 420 | 420 | 0 | 0 | 0 | 2028-10 | 10024355341 | B1 Offices and Workshop businesses | 1618 | D | Grid Supplied Electricity | 3 |  | Heating and Natural Ventilation | 2019-05-21 |  | 1 | FALSE | 53.2194 | -4.2691 | SPM-GAERWEN_VIEW_T1 | 12091411000 | SP Energy Networks open data (API key): NDP SPM primary-group polygons + Capacity Heatmaps Information Model SPM + LTDS appendices 3/6 + NSHR
3238 | 30 | MONA F & T CO LTD | HOLYHEAD | LL65 4PT | Isle Of Anglesey |  | Workshops And Premises | industrial | 1 | 1391.87 | 14982 | GIA | 22000 | Mona T1 | inside-area | 3.22 | AMLWCH GT1 / CAERGEILIOG GT1 | WYLFA | SPM | -1.9 | bsp | 5.24 | Green | 7.5 | 2.26 | thermal | 0 | 0 | 0 | 0 | 4.8 | AMLWCH GT1 / CAERGEILIOG GT1 / CAERGEILIOG GT2 | -1.909 | RED | 0 |  |  | 0 | 0 | 0 | 7.5 |  |  |  |  | Green (Over 5% headroom) | 0 | 0 | 2.21 | 63 | 2 | 47125 | [9 empty] | Wylfa | WYLFA | 2 | 420 | 420 | 0 | 0 | 0 | 2028-10 | [12 empty] | 53.2589 | -4.4184 | SPM-MONA_T1 | 5713688000 | SP Energy Networks open data (API key): NDP SPM primary-group polygons + Capacity Heatmaps Information Model SPM + LTDS appendices 3/6 + NSHR
3239 | 30 | SUPERMARKET, HOLYHEAD ROAD | LLANFAIRPWLLGWYNGYLL | LL61 5YQ | Isle Of Anglesey |  | Large Foodstore | industrial | 1 | 1383.55 | 14892 | GIA | 159000 | Llanfair Pg T1 | inside-area | 1.17 | AMLWCH GT1 / CAERGEILIOG GT1 | WYLFA | SPM | -1.9 | bsp | 3.008 | Green | 7.5 | 4.423 | thermal | 0.1 | 0.8 | 0 | 0.9 | 2.1 | AMLWCH GT1 / CAERGEILIOG GT1 / CAERGEILIOG GT2 | -1.909 | RED | 0 |  |  | 0 | 0 | 0 | 7.5 |  |  |  |  | Green (Over 5% headroom) | 0 | 0 | 2.2 | 35 | 1 | 35122 | [9 empty] | Pentir | WYLFA | 2 | 420 | 420 | 0 | 0 | 0 | 2028-10 | [12 empty] | 53.2215 | -4.2094 | SPM-LLANFAIR_PG_T1 | 7081533000 | SP Energy Networks open data (API key): NDP SPM primary-group polygons + Capacity Heatmaps Information Model SPM + LTDS appendices 3/6 + NSHR
3240 | 30 | WELDING FABRICATION PLOT 2, INDUSTRIAL ESTATE | GAERWEN | LL60 6HR | Isle Of Anglesey |  | Workshop And Premises | industrial | 1 | 1320.69 | 14216 | GIA | 51500 | Gaerwen View T1 | inside-area | 0.58 | AMLWCH GT1 / CAERGEILIOG GT1 | WYLFA | SPM | -1.9 | bsp | 5.561 | Green | 7.5 | 1.939 | thermal | 0 | 0.1 | 0 | 0.1 | 5.1 | AMLWCH GT1 / CAERGEILIOG GT1 / CAERGEILIOG GT2 | -1.909 | RED | 0 |  |  | 0 | 0 | 0 | 7.5 |  |  |  |  | Green (Over 5% headroom) | 0 | 0 | 2.1 | 59 | 12 | 292339 | [9 empty] | Pentir | WYLFA | 2 | 420 | 420 | 0 | 0 | 0 | 2028-10 | [12 empty] | 53.2217 | -4.2831 | SPM-GAERWEN_VIEW_T1 | 6213516000 | SP Energy Networks open data (API key): NDP SPM primary-group polygons + Capacity Heatmaps Information Model SPM + LTDS appendices 3/6 + NSHR
3241 | 30 | LLECHWEDD MEATS INSUSTRIAL ESTATE | LLANGEFNI | LL77 7JA | Isle Of Anglesey |  | Factory And Premises | industrial | 1 | 1315.65 | 14162 | GIA | 59000 | Llangefni T1 | inside-area | 0.12 | AMLWCH GT1 / CAERGEILIOG GT1 | WYLFA | SPM | -1.9 | bsp | 3.54 | Green | 7.5 | 3.96 | thermal | 0 | 0 | 0 | 0 | 3 | AMLWCH GT1 / CAERGEILIOG GT1 / CAERGEILIOG GT2 | -1.909 | RED | 0 |  |  | 0 | 0 | 0 | 7.5 |  |  |  |  | Green (Over 5% headroom) | 0 | 0 | 2.09 | 79 | 12 | 448220 | [9 empty] | Pentir | WYLFA | 2 | 420 | 420 | 0 | 0 | 0 | 2028-10 | [12 empty] | 53.2537 | -4.3076 | SPM-LLANGEFNI_T1 | 8236393000 | SP Energy Networks open data (API key): NDP SPM primary-group polygons + Capacity Heatmaps Information Model SPM + LTDS appendices 3/6 + NSHR
3242 | 30 | COUNCIL DEPOT, HOLYHEAD ROAD | GAERWEN | LL60 6DB | Isle Of Anglesey |  | Store, Garage And Premises | industrial | 1 | 1264.06 | 13606 | GIA | 12250 | Gaerwen View T1 | inside-area | 0.97 | AMLWCH GT1 / CAERGEILIOG GT1 | WYLFA | SPM | -1.9 | bsp | 5.561 | Green | 7.5 | 1.939 | thermal | 0 | 0.1 | 0 | 0.1 | 5.1 | AMLWCH GT1 / CAERGEILIOG GT1 / CAERGEILIOG GT2 | -1.909 | RED | 0 |  |  | 0 | 0 | 0 | 7.5 |  |  |  |  | Green (Over 5% headroom) | 0 | 0 | 2.01 | 32 | 12 | 292949 | [9 empty] | Pentir | WYLFA | 2 | 420 | 420 | 0 | 0 | 0 | 2028-10 | [12 empty] | 53.223 | -4.2753 | SPM-GAERWEN_VIEW_T1 | 8040683000 | SP Energy Networks open data (API key): NDP SPM primary-group polygons + Capacity Heatmaps Information Model SPM + LTDS appendices 3/6 + NSHR
3243 | 30 | UNIT 26 HOLLAND PARK INDUSTRIAL ESTATE, CYTIR ROAD | HOLYHEAD | LL65 2PU | Isle Of Anglesey |  | Warehouse And Premises | industrial | 1 | 1215.02 | 13078 | GIA | 27250 | Parc Cybi T1 / Parc Cybi T2 | inside-area | 0.78 | AMLWCH GT1 / CAERGEILIOG GT1 | WYLFA | SPM | -1.9 | bsp | 6.518 | Green | 10 | 3.482 | thermal | 0 | 0 | 0 | 0 | 5.6 | AMLWCH GT1 / CAERGEILIOG GT1 / CAERGEILIOG GT2 | -1.909 | RED | 0 |  |  | 0 | 0 | 0 | 10 |  |  |  |  | Green (Over 5% headroom) | 0 | 0 | 1.93 | 30 | 7 | 278459 | [9 empty] | Wylfa | WYLFA | 2 | 420 | 420 | 0 | 0 | 0 | 2028-10 | 200001499597 | A1/A2 Retail and Financial/Professional services | 780 | C | Natural Gas | 3 | 1 | Air Conditioning | 2013-10-24 |  | 0.5 | FALSE | 53.3021 | -4.6226 | SPM-PARC_CYBI_T1_PARC_CYBI_T2 | 10771629000 | SP Energy Networks open data (API key): NDP SPM primary-group polygons + Capacity Heatmaps Information Model SPM + LTDS appendices 3/6 + NSHR
3244 | 30 | ANGLESEY TIMBER CO LTD, BRIDGE STREET | LLANGEFNI | LL77 7HL | Isle Of Anglesey |  | Timber Yard, Sawmill And Premises | industrial | 1 | 1198.59 | 12902 | GIA | 20000 | Llangefni T1 | inside-area | 0.3 | AMLWCH GT1 / CAERGEILIOG GT1 | WYLFA | SPM | -1.9 | bsp | 3.54 | Green | 7.5 | 3.96 | thermal | 0 | 0 | 0 | 0 | 3 | AMLWCH GT1 / CAERGEILIOG GT1 / CAERGEILIOG GT2 | -1.909 | RED | 0 |  |  | 0 | 0 | 0 | 7.5 |  |  |  |  | Green (Over 5% headroom) | 0 | 0 | 1.9 | 72 | 12 | 449480 | [9 empty] | Pentir | WYLFA | 2 | 420 | 420 | 0 | 0 | 0 | 2028-10 | [12 empty] | 53.2552 | -4.3048 | SPM-LLANGEFNI_T1 | 100472202 | SP Energy Networks open data (API key): NDP SPM primary-group polygons + Capacity Heatmaps Information Model SPM + LTDS appendices 3/6 + NSHR
3245 | 30 | TIMBER IMPORTERS FOURCROSSES | MENAI BRIDGE | LL59 5RP | Isle Of Anglesey |  | Warehouse And Premises | industrial | 1 | 1133.33 | 12199 | GIA | 26750 | Llandegfan T1 | inside-area | 1.99 | AMLWCH GT1 / CAERGEILIOG GT1 | WYLFA | SPM | -1.9 | bsp | 4.965 | Green | 7.5 | 2.35 | thermal | 0.2 | 1 | 0 | 1.2 | 4.7 | AMLWCH GT1 / CAERGEILIOG GT1 / CAERGEILIOG GT2 | -1.909 | RED | 0 |  |  | 0 | 0 | 0 | 7.5 |  |  |  |  | Green (Over 5% headroom) | 0 | 0 | 1.8 | 28 | 2 | 94004 | [9 empty] | Pentir | WYLFA | 2 | 420 | 420 | 0 | 0 | 0 | 2028-10 | [12 empty] | 53.2333 | -4.1831 | SPM-LLANDEGFAN_T1 | 4062264000 | SP Energy Networks open data (API key): NDP SPM primary-group polygons + Capacity Heatmaps Information Model SPM + LTDS appendices 3/6 + NSHR
3246 | 30 | SITE 15, INDUSTRIAL ESTATE | AMLWCH | LL68 9BH | Isle Of Anglesey | ANGLESEY SCAFFOLDING | Store And Premises | industrial | 1 | 1104.55 | 11889 | GIA | 14750 | Amlwch T1 / Amlwch T2 | inside-area | 0.92 | AMLWCH GT1 / CAERGEILIOG GT1 | WYLFA | SPM | -1.9 | bsp | 4.82 | Green | 10 | 4.162 | thermal | 2 | 4.6 | 0.1 | 6.6 | 4.9 | AMLWCH GT1 / CAERGEILIOG GT1 / CAERGEILIOG GT2 | -1.909 | RED | 0 |  |  | 0 | 0 | 0 | 10 |  |  |  |  | Green (Over 5% headroom) | 0 | 0 | 1.76 | 28 | 3 | 43230 | [9 empty] | Wylfa | WYLFA | 2 | 420 | 420 | 0 | 0 | 0 | 2028-10 | [12 empty] | 53.4075 | -4.3504 | SPM-AMLWCH_T1_AMLWCH_T2 | 14611704000 | SP Energy Networks open data (API key): NDP SPM primary-group polygons + Capacity Heatmaps Information Model SPM + LTDS appendices 3/6 + NSHR
3247 | 30 | UNIT 19A -21A BLOCK 1, PENRHOS INDUSTRIAL ESTATE | HOLYHEAD | LL65 2FD | Isle Of Anglesey |  | Workshop And Premises | industrial | 1 | 1100.67 | 11848 | GIA | 43250 | Parc Cybi T1 / Parc Cybi T2 | inside-area | 0.43 | AMLWCH GT1 / CAERGEILIOG GT1 | WYLFA | SPM | -1.9 | bsp | 6.518 | Green | 10 | 3.482 | thermal | 0 | 0 | 0 | 0 | 5.6 | AMLWCH GT1 / CAERGEILIOG GT1 / CAERGEILIOG GT2 | -1.909 | RED | 0 |  |  | 0 | 0 | 0 | 10 |  |  |  |  | Green (Over 5% headroom) | 0 | 0 | 1.75 | 50 | 7 | 279689 | [9 empty] | Wylfa | WYLFA | 2 | 420 | 420 | 0 | 0 | 0 | 2028-10 | 10090599808 | B1 Offices and Workshop businesses | 244 | A | Natural Gas | 5 |  | Heating and Natural Ventilation | 2022-07-22 |  | 1 | FALSE | 53.2995 | -4.6166 | SPM-PARC_CYBI_T1_PARC_CYBI_T2 | 14903574000 | SP Energy Networks open data (API key): NDP SPM primary-group polygons + Capacity Heatmaps Information Model SPM + LTDS appendices 3/6 + NSHR
3248 | 30 | ASDA, KINGSLAND ROAD | HOLYHEAD | LL65 2HY | Isle Of Anglesey |  | Large Foodstore | industrial | 1 | 1091 | 11743 | GIA | 130000 | Holyhead T1 | inside-area | 0.21 | AMLWCH GT1 / CAERGEILIOG GT1 | WYLFA | SPM | -1.9 | bsp | 4.946 | Green | 7.5 | 2.554 | thermal | 0 | 0 | 0.3 | 0 | 4.5 | AMLWCH GT1 / CAERGEILIOG GT1 / CAERGEILIOG GT2 | -1.909 | RED | 0 |  |  | 0 | 0 | 0 | 7.5 |  |  |  |  | Green (Over 5% headroom) | 0 | 0 | 1.73 | 27 | 3 | 109535 | [9 empty] | Wylfa | WYLFA | 2 | 420 | 420 | 0 | 0 | 0 | 2028-10 | 10013851981 | A1/A2 Retail and Financial/Professional services | 358 | D | Grid Supplied Electricity | 3 |  | Heating and Natural Ventilation | 2020-10-27 |  | 0.5 | FALSE | 53.3038 | -4.6307 | SPM-HOLYHEAD_T1 | 7860887000 | SP Energy Networks open data (API key): NDP SPM primary-group polygons + Capacity Heatmaps Information Model SPM + LTDS appendices 3/6 + NSHR
3249 | 30 | BRYN SUNSUR INDUSTRIAL UNITS 1-4 | GAERWEN | LL60 6HT | Isle Of Anglesey |  | Warehouse And Premises | industrial | 1 | 1078.76 | 11612 | GIA | 33250 | Gaerwen View T1 | inside-area | 0.89 | AMLWCH GT1 / CAERGEILIOG GT1 | WYLFA | SPM | -1.9 | bsp | 5.561 | Green | 7.5 | 1.939 | thermal | 0 | 0.1 | 0 | 0.1 | 5.1 | AMLWCH GT1 / CAERGEILIOG GT1 / CAERGEILIOG GT2 | -1.909 | RED | 0 |  |  | 0 | 0 | 0 | 7.5 |  |  |  |  | Green (Over 5% headroom) | 0 | 0 | 1.71 | 27 | 12 | 294943 | [9 empty] | Pentir | WYLFA | 2 | 420 | 420 | 0 | 0 | 0 | 2028-10 | [12 empty] | 53.2242 | -4.281 | SPM-GAERWEN_VIEW_T1 | 7396516000 | SP Energy Networks open data (API key): NDP SPM primary-group polygons + Capacity Heatmaps Information Model SPM + LTDS appendices 3/6 + NSHR
3250 | 30 | UNIT 2 | LLANGEFNI | LL77 7JA | Isle Of Anglesey |  | Workshop And Premises | industrial | 1 | 1067.09 | 11486 | GIA | 42250 | Llangefni T1 | inside-area | 0.12 | AMLWCH GT1 / CAERGEILIOG GT1 | WYLFA | SPM | -1.9 | bsp | 3.54 | Green | 7.5 | 3.96 | thermal | 0 | 0 | 0 | 0 | 3 | AMLWCH GT1 / CAERGEILIOG GT1 / CAERGEILIOG GT2 | -1.909 | RED | 0 |  |  | 0 | 0 | 0 | 7.5 |  |  |  |  | Green (Over 5% headroom) | 0 | 0 | 1.7 | 48 | 12 | 450896 | [9 empty] | Pentir | WYLFA | 2 | 420 | 420 | 0 | 0 | 0 | 2028-10 | [12 empty] | 53.2537 | -4.3076 | SPM-LLANGEFNI_T1 | 3416148000 | SP Energy Networks open data (API key): NDP SPM primary-group polygons + Capacity Heatmaps Information Model SPM + LTDS appendices 3/6 + NSHR
3251 | 30 | SITE 11 AND 13, LLWYN ONN INDUSTRIAL ESTATE | AMLWCH | LL68 9BQ | Isle Of Anglesey |  | Workshop And Premises | industrial | 1 | 1051.62 | 11320 | GIA | 20750 | Amlwch T1 / Amlwch T2 | inside-area | 0.97 | AMLWCH GT1 / CAERGEILIOG GT1 | WYLFA | SPM | -1.9 | bsp | 4.82 | Green | 10 | 4.162 | thermal | 2 | 4.6 | 0.1 | 6.6 | 4.9 | AMLWCH GT1 / CAERGEILIOG GT1 / CAERGEILIOG GT2 | -1.909 | RED | 0 |  |  | 0 | 0 | 0 | 10 |  |  |  |  | Green (Over 5% headroom) | 0 | 0 | 1.67 | 47 | 3 | 43799 | [9 empty] | Wylfa | WYLFA | 2 | 420 | 420 | 0 | 0 | 0 | 2028-10 | [12 empty] | 53.407 | -4.3508 | SPM-AMLWCH_T1_AMLWCH_T2 | 14669167000 | SP Energy Networks open data (API key): NDP SPM primary-group polygons + Capacity Heatmaps Information Model SPM + LTDS appendices 3/6 + NSHR
3252 | 30 | THE ASSEMBLEY HALL, TURKEY SHORE ROAD | HOLYHEAD | LL65 2DE | Isle Of Anglesey |  | Workshop And Premises | industrial | 1 | 1019.71 | 10976 | GIA | 48750 | Holyhead T1 | inside-area | 0.89 | AMLWCH GT1 / CAERGEILIOG GT1 | WYLFA | SPM | -1.9 | bsp | 4.946 | Green | 7.5 | 2.554 | thermal | 0 | 0 | 0.3 | 0 | 4.5 | AMLWCH GT1 / CAERGEILIOG GT1 / CAERGEILIOG GT2 | -1.909 | RED | 0 |  |  | 0 | 0 | 0 | 7.5 |  |  |  |  | Green (Over 5% headroom) | 0 | 0 | 1.62 | 46 | 3 | 110302 | [9 empty] | Wylfa | WYLFA | 2 | 420 | 420 | 0 | 0 | 0 | 2028-10 | [12 empty] | 53.3116 | -4.6228 | SPM-HOLYHEAD_T1 | 13808784000 | SP Energy Networks open data (API key): NDP SPM primary-group polygons + Capacity Heatmaps Information Model SPM + LTDS appendices 3/6 + NSHR
3253 | 30 | JOSEPH KEEGAN & SONS LTD, CLEVELAND AVENUE | HOLYHEAD | LL65 2LB | Isle Of Anglesey |  | Warehouse And Premises | industrial | 1 | 1016.96 | 10946 | GIA | 27750 | Holyhead T1 | inside-area | 0.38 | AMLWCH GT1 / CAERGEILIOG GT1 | WYLFA | SPM | -1.9 | bsp | 4.946 | Green | 7.5 | 2.554 | thermal | 0 | 0 | 0.3 | 0 | 4.5 | AMLWCH GT1 / CAERGEILIOG GT1 / CAERGEILIOG GT2 | -1.909 | RED | 0 |  |  | 0 | 0 | 0 | 7.5 |  |  |  |  | Green (Over 5% headroom) | 0 | 0 | 1.62 | 25 | 3 | 110332 | [9 empty] | Wylfa | WYLFA | 2 | 420 | 420 | 0 | 0 | 0 | 2028-10 | 10024356917 | Storage or Distribution | 1159 | C | Natural Gas | 3 |  | Heating and Mechanical Ventilation | 2023-10-02 |  | 1 | FALSE | 53.3052 | -4.6329 | SPM-HOLYHEAD_T1 | 141921202 | SP Energy Networks open data (API key): NDP SPM primary-group polygons + Capacity Heatmaps Information Model SPM + LTDS appendices 3/6 + NSHR
3254 | 30 | UNIT 1 SITE 2 ZONE 3, AMLWCH BUSINESS PARK | AMLWCH | LL68 9BX | Isle Of Anglesey | DP WELDING AND ENGINEERING | Warehouse And Premises | industrial | 1 | 1001.54 | 10780 | GIA | 22000 | Amlwch T1 / Amlwch T2 | inside-area | 0.76 | AMLWCH GT1 / CAERGEILIOG GT1 | WYLFA | SPM | -1.9 | bsp | 4.82 | Green | 10 | 4.162 | thermal | 2 | 4.6 | 0.1 | 6.6 | 4.9 | AMLWCH GT1 / CAERGEILIOG GT1 / CAERGEILIOG GT2 | -1.909 | RED | 0 |  |  | 0 | 0 | 0 | 10 |  |  |  |  | Green (Over 5% headroom) | 0 | 0 | 1.59 | 25 | 3 | 44339 | [9 empty] | Wylfa | WYLFA | 2 | 420 | 420 | 0 | 0 | 0 | 2028-10 | 10024356291 | B8 Storage or Distribution | 109 | D | Grid Supplied Electricity | 3 |  | Heating and Natural Ventilation | 2018-08-06 |  | 1 | FALSE | 53.4066 | -4.3466 | SPM-AMLWCH_T1_AMLWCH_T2 | 14454830000 | SP Energy Networks open data (API key): NDP SPM primary-group polygons + Capacity Heatmaps Information Model SPM + LTDS appendices 3/6 + NSHR
3255 | 30 | UNIT 4, CREWE COMMERCIAL PARK, JACK MILLS WAY | CREWE | CW2 5TZ | Cheshire East |  | Warehouse And Premises | industrial | 1 | 22718.4 | 244539 | GIA | 1580000 | Weston T1 | inside-area | 2.38 | COPPENHALL GT1 / CREWE GT1 / CREWE GT2A / CREWE GT4A / RADWAY GREEN GT1 / RADWAY GREEN GT2 / WHITCHURCH GT2 | CELLARHEAD | SPM | -3.2 | bsp | 2.657 | Green | 10 | 7.343 | thermal | 0 | 0 | 0 | 0 | 0.9 | COPPENHALL GT1 / CREWE GT1 / CREWE GT2A / CREWE GT4A / RADWAY GREEN GT1 / RADWAY GREEN GT2 / WHITCHURCH GT2 | -3.1663 | RED | 0 |  |  | 0 | 0 | 0 | 10 |  |  |  |  | Green (Over 5% headroom) | 0 | 0 | 36.1 | 568 | 8 | 356276 | [9 empty] | Frodsham | CELLARHEAD | 5 | 1680 | 1680 | 0 | 0 | 20 | 2027-07 | 10096209600 | Storage or Distribution | 43022 | A | Natural Gas | 4 |  | Heating and Natural Ventilation | 2024-03-06 |  | 0.8 | FALSE | 53.074 | -2.4318 | SPM-WESTON_T1 | 13314049000 | SP Energy Networks open data (API key): NDP SPM primary-group polygons + Capacity Heatmaps Information Model SPM + LTDS appendices 3/6 + NSHR
3256 | 30 | ENTERPRISE HOUSE, WEST AVENUE | STOKE-ON-TRENT | ST7 1TL | Newcastle Under Lyme |  | Warehouse And Premises | industrial | 1 | 20972.3 | 225744 | GIA | 1300000 | Church Lawton T1 | nearest-substation | 1.61 | COPPENHALL GT1 / CREWE GT1 / CREWE GT2A / CREWE GT4A / RADWAY GREEN GT1 / RADWAY GREEN GT2 / WHITCHURCH GT2 | CELLARHEAD | SPM | -3.2 | bsp | 3.77 | Green | 7.5 | 3.73 | thermal | 0 | 0 | 0 | 0 | 2.8 | COPPENHALL GT1 / CREWE GT1 / CREWE GT2A / CREWE GT4A / RADWAY GREEN GT1 / RADWAY GREEN GT2 / WHITCHURCH GT2 | -3.1663 | RED | 0 |  |  | 0 | 0 | 0 | 7.5 |  |  |  |  | Green (Over 5% headroom) | 0 | 0 | 33.33 | 524 | 8 | 422652 | [9 empty] | Frodsham | CELLARHEAD | 5 | 1680 | 1680 | 0 | 0 | 20 | 2027-07 | 10024252137 | Storage or Distribution | 20192 | C | Natural Gas | 4 |  | Heating and Mechanical Ventilation | 2026-01-07 |  | 1 | FALSE | 53.0838 | -2.2679 | SPM-CHURCH_LAWTON_T1 | 5219396000 | SP Energy Networks open data (API key): NDP SPM primary-group polygons + Capacity Heatmaps Information Model SPM + LTDS appendices 3/6 + NSHR
3257 | 30 | VIRGINIA HOUSE, WESTON ROAD | CREWE | CW1 6GH | Cheshire East | JTI UK | Warehouse And Premises | industrial | 1 | 20523.02 | 220908 | GIA | 1260000 | Br Station T1 / Duchy Rd T1 / Electra Way T1 / Midland Rollmakers T1A / North Western Mills T1 | inside-area | 0.35 | COPPENHALL GT1 / CREWE GT1 / CREWE GT2A / CREWE GT4A / RADWAY GREEN GT1 / RADWAY GREEN GT2 / WHITCHURCH GT2 | CELLARHEAD | SPM | -3.2 | bsp | 12.265 | Green | 37.5 | 25.235 | thermal | 0 | 0 | 0 | 0 | 9.4 | COPPENHALL GT1 / CREWE GT1 / CREWE GT2A / CREWE GT4A / RADWAY GREEN GT1 / RADWAY GREEN GT2 / WHITCHURCH GT2 | -3.1663 | RED | 0 |  |  | 0 | 0 | 0 | 37.5 |  |  |  |  | Green (Over 5% headroom) | 0 | 0 | 32.61 | 513 | 82 | 5919309 | [9 empty] | Frodsham | CELLARHEAD | 5 | 1680 | 1680 | 0 | 0 | 20 | 2027-07 | 10094310335 | Storage or Distribution | 21233 | B | Grid Supplied Electricity | 4 | 3 | Heating and Natural Ventilation | 2024-10-22 |  | 1 | FALSE | 53.0828 | -2.4238 | SPM-BR_STATION_T1_DUCHY_RD_T1_ELECTRA_WAY_T1_MIDLAND_ROLLMAKERS_ | 11297865000 | SP Energy Networks open data (API key): NDP SPM primary-group polygons + Capacity Heatmaps Information Model SPM + LTDS appendices 3/6 + NSHR
3258 | 30 | RYMAN THE STATIONERS RYMAN HOUSE, SAVOY ROAD | CREWE | CW1 6NA | Cheshire East |  | Warehouse And Premises | industrial | 1 | 19026.3 | 204797 | GIA | 860000 | Br Station T1 / Duchy Rd T1 / Electra Way T1 / Midland Rollmakers T1A / North Western Mills T1 | inside-area | 0.77 | COPPENHALL GT1 / CREWE GT1 / CREWE GT2A / CREWE GT4A / RADWAY GREEN GT1 / RADWAY GREEN GT2 / WHITCHURCH GT2 | CELLARHEAD | SPM | -3.2 | bsp | 12.265 | Green | 37.5 | 25.235 | thermal | 0 | 0 | 0 | 0 | 9.4 | COPPENHALL GT1 / CREWE GT1 / CREWE GT2A / CREWE GT4A / RADWAY GREEN GT1 / RADWAY GREEN GT2 / WHITCHURCH GT2 | -3.1663 | RED | 0 |  |  | 0 | 0 | 0 | 37.5 |  |  |  |  | Green (Over 5% headroom) | 0 | 0 | 30.23 | 476 | 82 | 5935420 | [9 empty] | Frodsham | CELLARHEAD | 5 | 1680 | 1680 | 0 | 0 | 20 | 2027-07 | 200002835818 | Storage or Distribution | 10909 | C | Natural Gas | 3 |  | Air Conditioning | 2022-08-25 |  | 1 | FALSE | 53.0804 | -2.4189 | SPM-BR_STATION_T1_DUCHY_RD_T1_ELECTRA_WAY_T1_MIDLAND_ROLLMAKERS_ | 5581234000 | SP Energy Networks open data (API key): NDP SPM primary-group polygons + Capacity Heatmaps Information Model SPM + LTDS appendices 3/6 + NSHR
3259 | 30 | 101, WARDLE CAMP | NANTWICH | CW5 6BJ | Cheshire East |  | Warehouse And Premises | industrial | 1 | 18488.72 | 199011 | GIA | 850000 | Cheshire Green T1 / Nwf T1 | inside-area | 0.17 | COPPENHALL GT1 / CREWE GT1 / CREWE GT2A / CREWE GT4A / RADWAY GREEN GT1 / RADWAY GREEN GT2 / WHITCHURCH GT2 | CELLARHEAD | SPM | -3.2 | bsp | 4.509 | Green | 10 | 5.491 | thermal | 0 | 0 | 0 | 0 | 4.1 | COPPENHALL GT1 / CREWE GT1 / CREWE GT2A / CREWE GT4A / RADWAY GREEN GT1 / RADWAY GREEN GT2 / WHITCHURCH GT2 | -3.1663 | RED | 0 |  |  | 0 | 0 | 0 | 10 |  |  |  |  | Green (Over 5% headroom) | 0 | 0 | 29.38 | 462 | 7 | 1239552 | [9 empty] | Frodsham | CELLARHEAD | 5 | 1680 | 1680 | 0 | 0 | 20 | 2027-07 | [12 empty] | 53.1117 | -2.598 | SPM-CHESHIRE_GREEN_T1_NWF_T1 | 10450672000 | SP Energy Networks open data (API key): NDP SPM primary-group polygons + Capacity Heatmaps Information Model SPM + LTDS appendices 3/6 + NSHR
3260 | 30 | GIST LTD, QUAKERS COPPICE | CREWE | CW1 6FA | Cheshire East |  | Warehouse And Premises | industrial | 1 | 17483.8 | 188194 | GIA | 1010000 | Br Station T1 / Duchy Rd T1 / Electra Way T1 / Midland Rollmakers T1A / North Western Mills T1 | inside-area | 0.86 | COPPENHALL GT1 / CREWE GT1 / CREWE GT2A / CREWE GT4A / RADWAY GREEN GT1 / RADWAY GREEN GT2 / WHITCHURCH GT2 | CELLARHEAD | SPM | -3.2 | bsp | 12.265 | Green | 37.5 | 25.235 | thermal | 0 | 0 | 0 | 0 | 9.4 | COPPENHALL GT1 / CREWE GT1 / CREWE GT2A / CREWE GT4A / RADWAY GREEN GT1 / RADWAY GREEN GT2 / WHITCHURCH GT2 | -3.1663 | RED | 0 |  |  | 0 | 0 | 0 | 37.5 |  |  |  |  | Green (Over 5% headroom) | 0 | 0 | 27.78 | 437 | 82 | 5952023 | [9 empty] | Frodsham | CELLARHEAD | 5 | 1680 | 1680 | 0 | 0 | 20 | 2027-07 | [12 empty] | 53.088 | -2.4176 | SPM-BR_STATION_T1_DUCHY_RD_T1_ELECTRA_WAY_T1_MIDLAND_ROLLMAKERS_ | 2307305000 | SP Energy Networks open data (API key): NDP SPM primary-group polygons + Capacity Heatmaps Information Model SPM + LTDS appendices 3/6 + NSHR
3261 | 30 | CREWE COLD STORES 1-3, GRESTY LANE | CREWE | CW2 5DD | Cheshire East |  | Cold Store & Premises | industrial | 1 | 15362.76 | 165363 | GIA | 290000 | Weston T1 | inside-area | 3.32 | COPPENHALL GT1 / CREWE GT1 / CREWE GT2A / CREWE GT4A / RADWAY GREEN GT1 / RADWAY GREEN GT2 / WHITCHURCH GT2 | CELLARHEAD | SPM | -3.2 | bsp | 2.657 | Green | 10 | 7.343 | thermal | 0 | 0 | 0 | 0 | 0.9 | COPPENHALL GT1 / CREWE GT1 / CREWE GT2A / CREWE GT4A / RADWAY GREEN GT1 / RADWAY GREEN GT2 / WHITCHURCH GT2 | -3.1663 | RED | 0 |  |  | 0 | 0 | 0 | 10 |  |  |  |  | Green (Over 5% headroom) | 0 | 0 | 24.41 | 1844 | 8 | 435452 | [9 empty] | Frodsham | CELLARHEAD | 5 | 1680 | 1680 | 0 | 0 | 20 | 2027-07 | 10023727435 | B8 Storage or Distribution | 9140 | D | Grid Supplied Electricity | 3 |  | Heating and Natural Ventilation | 2017-10-09 |  | 0.67 | FALSE | 53.0758 | -2.4458 | SPM-WESTON_T1 | 12615245000 | SP Energy Networks open data (API key): NDP SPM primary-group polygons + Capacity Heatmaps Information Model SPM + LTDS appendices 3/6 + NSHR
3262 | 30 | BUFFALOAD LOGISTICS, GATEWAY | CREWE | CW1 6YY | Cheshire East |  | Warehouse And Premises | industrial | 1 | 14926.2 | 160664 | GIA | 635000 | Br Station T1 / Duchy Rd T1 / Electra Way T1 / Midland Rollmakers T1A / North Western Mills T1 | inside-area | 0.65 | COPPENHALL GT1 / CREWE GT1 / CREWE GT2A / CREWE GT4A / RADWAY GREEN GT1 / RADWAY GREEN GT2 / WHITCHURCH GT2 | CELLARHEAD | SPM | -3.2 | bsp | 12.265 | Green | 37.5 | 25.235 | thermal | 0 | 0 | 0 | 0 | 9.4 | COPPENHALL GT1 / CREWE GT1 / CREWE GT2A / CREWE GT4A / RADWAY GREEN GT1 / RADWAY GREEN GT2 / WHITCHURCH GT2 | -3.1663 | RED | 0 |  |  | 0 | 0 | 0 | 37.5 |  |  |  |  | Green (Over 5% headroom) | 0 | 0 | 23.72 | 373 | 82 | 5979553 | [9 empty] | Frodsham | CELLARHEAD | 5 | 1680 | 1680 | 0 | 0 | 20 | 2027-07 | 100012596375 | B8 Storage or Distribution | 18915 | C | Natural Gas | 3 |  | Heating and Natural Ventilation | 2018-01-13 |  | 0.5 | FALSE | 53.0881 | -2.4219 | SPM-BR_STATION_T1_DUCHY_RD_T1_ELECTRA_WAY_T1_MIDLAND_ROLLMAKERS_ | 10766260000 | SP Energy Networks open data (API key): NDP SPM primary-group polygons + Capacity Heatmaps Information Model SPM + LTDS appendices 3/6 + NSHR
3263 | 30 | BLUE MACHINERY CENTRAL LTD HURLESTON BUSINESS PARK, CHESTER ROAD | NANTWICH | CW5 6BU | Cheshire East |  | Land Used For Storage, Workshop Office And Premises | office | 1 | 9818.65 | 105687 | GIA | 120000 | Cheshire Green T1 / Nwf T1 | inside-area | 3.02 | COPPENHALL GT1 / CREWE GT1 / CREWE GT2A / CREWE GT4A / RADWAY GREEN GT1 / RADWAY GREEN GT2 / WHITCHURCH GT2 | CELLARHEAD | SPM | -3.2 | bsp | 4.509 | Green | 10 | 5.491 | thermal | 0 | 0 | 0 | 0 | 4.1 | COPPENHALL GT1 / CREWE GT1 / CREWE GT2A / CREWE GT4A / RADWAY GREEN GT1 / RADWAY GREEN GT2 / WHITCHURCH GT2 | -3.1663 | RED | 0 |  |  | 0 | 0 | 0 | 10 |  |  |  |  | Green (Over 5% headroom) | 0 | 0 | 15.6 | 442 | 7 | 1332876 | [9 empty] | Frodsham | CELLARHEAD | 5 | 1680 | 1680 | 0 | 0 | 20 | 2027-07 | [12 empty] | 53.0928 | -2.5674 | SPM-CHESHIRE_GREEN_T1_NWF_T1 | 14135558000 | SP Energy Networks open data (API key): NDP SPM primary-group polygons + Capacity Heatmaps Information Model SPM + LTDS appendices 3/6 + NSHR
3264 | 30 | RADIUS CAMPUS, EMPEROR WAY, ELECTRA WAY | CREWE | CW1 6BD | Cheshire East |  | Offices And Premises | office | 1 | 5253.23 | 56545 | NIA | 700000 | Br Station T1 / Duchy Rd T1 / Electra Way T1 / Midland Rollmakers T1A / North Western Mills T1 | inside-area | 1.11 | COPPENHALL GT1 / CREWE GT1 / CREWE GT2A / CREWE GT4A / RADWAY GREEN GT1 / RADWAY GREEN GT2 / WHITCHURCH GT2 | CELLARHEAD | SPM | -3.2 | bsp | 12.265 | Green | 37.5 | 25.235 | thermal | 0 | 0 | 0 | 0 | 9.4 | COPPENHALL GT1 / CREWE GT1 / CREWE GT2A / CREWE GT4A / RADWAY GREEN GT1 / RADWAY GREEN GT2 / WHITCHURCH GT2 | -3.1663 | RED | 0 |  |  | 0 | 0 | 0 | 37.5 |  |  |  |  | Green (Over 5% headroom) | 0 | 0 | 8.35 | 368 | 82 | 6083672 | [9 empty] | Frodsham | CELLARHEAD | 5 | 1680 | 1680 | 0 | 0 | 20 | 2027-07 | 10093322554 | B1 Offices and Workshop businesses | 6158 | A | Natural Gas | 5 | 2 | Air Conditioning | 2018-07-05 |  | 0.5 | FALSE | 53.0924 | -2.4196 | SPM-BR_STATION_T1_DUCHY_RD_T1_ELECTRA_WAY_T1_MIDLAND_ROLLMAKERS_ | 12082949000 | SP Energy Networks open data (API key): NDP SPM primary-group polygons + Capacity Heatmaps Information Model SPM + LTDS appendices 3/6 + NSHR
3265 | 30 | UNIT 1-2 EMERALD, WESTMERE DRIVE | CREWE | CW1 6UN | Cheshire East |  | Offices And Premises | office | 1 | 4021.3 | 43285 | NIA | 550000 | Br Station T1 / Duchy Rd T1 / Electra Way T1 / Midland Rollmakers T1A / North Western Mills T1 | inside-area | 0.79 | COPPENHALL GT1 / CREWE GT1 / CREWE GT2A / CREWE GT4A / RADWAY GREEN GT1 / RADWAY GREEN GT2 / WHITCHURCH GT2 | CELLARHEAD | SPM | -3.2 | bsp | 12.265 | Green | 37.5 | 25.235 | thermal | 0 | 0 | 0 | 0 | 9.4 | COPPENHALL GT1 / CREWE GT1 / CREWE GT2A / CREWE GT4A / RADWAY GREEN GT1 / RADWAY GREEN GT2 / WHITCHURCH GT2 | -3.1663 | RED | 0 |  |  | 0 | 0 | 0 | 37.5 |  |  |  |  | Green (Over 5% headroom) | 0 | 0 | 6.39 | 281 | 82 | 6096932 | [9 empty] | Frodsham | CELLARHEAD | 5 | 1680 | 1680 | 0 | 0 | 20 | 2027-07 | 10014011912 | B1 Offices and Workshop businesses | 1794 | B | Grid Supplied Electricity | 3 |  | Air Conditioning | 2014-02-07 |  | 1 | FALSE | 53.0899 | -2.4221 | SPM-BR_STATION_T1_DUCHY_RD_T1_ELECTRA_WAY_T1_MIDLAND_ROLLMAKERS_ | 7039940000 | SP Energy Networks open data (API key): NDP SPM primary-group polygons + Capacity Heatmaps Information Model SPM + LTDS appendices 3/6 + NSHR
3266 | 30 | HORNBEAM HOUSE, ELECTRA WAY | CREWE | CW1 6GJ | Cheshire East |  | Offices And Premises | office | 1 | 3681.97 | 39632 | NIA | 465000 | Br Station T1 / Duchy Rd T1 / Electra Way T1 / Midland Rollmakers T1A / North Western Mills T1 | inside-area | 1.21 | COPPENHALL GT1 / CREWE GT1 / CREWE GT2A / CREWE GT4A / RADWAY GREEN GT1 / RADWAY GREEN GT2 / WHITCHURCH GT2 | CELLARHEAD | SPM | -3.2 | bsp | 12.265 | Green | 37.5 | 25.235 | thermal | 0 | 0 | 0 | 0 | 9.4 | COPPENHALL GT1 / CREWE GT1 / CREWE GT2A / CREWE GT4A / RADWAY GREEN GT1 / RADWAY GREEN GT2 / WHITCHURCH GT2 | -3.1663 | RED | 0 |  |  | 0 | 0 | 0 | 37.5 |  |  |  |  | Green (Over 5% headroom) | 0 | 0 | 5.85 | 258 | 82 | 6100585 | [9 empty] | Frodsham | CELLARHEAD | 5 | 1680 | 1680 | 0 | 0 | 20 | 2027-07 | 100012596345 | Offices and Workshop Businesses | 3978 | C | Natural Gas | 4 |  | Heating and Natural Ventilation | 2024-01-26 |  | 1 | FALSE | 53.0918 | -2.4162 | SPM-BR_STATION_T1_DUCHY_RD_T1_ELECTRA_WAY_T1_MIDLAND_ROLLMAKERS_ | 5856416000 | SP Energy Networks open data (API key): NDP SPM primary-group polygons + Capacity Heatmaps Information Model SPM + LTDS appendices 3/6 + NSHR
3267 | 30 | VOLTA HOUSE, DUNWOODY WAY | CREWE | CW1 3JB | Cheshire East | BENTLEY MOTORS | Offices And Premises | office | 1 | 3586 | 38599 | GIA | 211000 | Rolls Royce T1 / Rolls Royce T2 / Rolls Royce T3 | inside-area | 0.89 | COPPENHALL GT1 / CREWE GT1 / CREWE GT2A / CREWE GT4A / RADWAY GREEN GT1 / RADWAY GREEN GT2 / WHITCHURCH GT2 | CELLARHEAD | SPM | -3.2 | bsp | 3.2428 | Green | 15 | 11.7572 | thermal | 0 | 0 | 0 | 0 | 1.7 | COPPENHALL GT1 / CREWE GT1 / CREWE GT2A / CREWE GT4A / RADWAY GREEN GT1 / RADWAY GREEN GT2 / WHITCHURCH GT2 | -3.1663 | RED | 0 |  |  | 0 | 0 | 0 | 15 |  |  |  |  | Green (Over 5% headroom) | 0 | 0 | 5.7 | 251 | 4 | 2724928 | [9 empty] | Frodsham | CELLARHEAD | 5 | 1680 | 1680 | 0 | 0 | 20 | 2027-07 | 10023729008 | B1 Offices and Workshop businesses | 3464 | D | Grid Supplied Electricity | 3 |  | Air Conditioning | 2018-04-27 |  | 0.5 | FALSE | 53.0997 | -2.4607 | SPM-ROLLS_ROYCE_T1_ROLLS_ROYCE_T2_ROLLS_ROYCE_T3 | 10102375000 | SP Energy Networks open data (API key): NDP SPM primary-group polygons + Capacity Heatmaps Information Model SPM + LTDS appendices 3/6 + NSHR
3268 | 30 | WESTFIELDS, MIDDLEWICH ROAD | SANDBACH | CW11 1HZ | Cheshire East |  | Offices And Premises | office | 1 | 3536.2 | 38063 | NIA | 482500 | Fodens T1 | inside-area | 1.39 | COPPENHALL GT1 / CREWE GT1 / CREWE GT2A / CREWE GT4A / RADWAY GREEN GT1 / RADWAY GREEN GT2 / WHITCHURCH GT2 | CELLARHEAD | SPM | -3.2 | bsp | 2.645 | Green | 7.5 | 4.855 | thermal | 0 | 0.7 | 0 | 0.7 | 1.6 | COPPENHALL GT1 / CREWE GT1 / CREWE GT2A / CREWE GT4A / RADWAY GREEN GT1 / RADWAY GREEN GT2 / WHITCHURCH GT2 | -3.1663 | RED | 0 |  |  | 0 | 0 | 0 | 7.5 |  |  |  |  | Green (Over 5% headroom) | 0 | 0 | 5.62 | 248 | 14 | 451223 | [9 empty] | Frodsham | CELLARHEAD | 5 | 1680 | 1680 | 0 | 0 | 20 | 2027-07 | [12 empty] | 53.1453 | -2.3704 | SPM-FODENS_T1 | 5604022000 | SP Energy Networks open data (API key): NDP SPM primary-group polygons + Capacity Heatmaps Information Model SPM + LTDS appendices 3/6 + NSHR
3269 | 30 | RADIUS ARDEN COURT, ARDEN SQUARE | CREWE | CW1 6HA | Cheshire East |  | Offices And Premises | office | 1 | 3256.23 | 35050 | NIA | 487500 | Br Station T1 / Duchy Rd T1 / Electra Way T1 / Midland Rollmakers T1A / North Western Mills T1 | inside-area | 1.23 | COPPENHALL GT1 / CREWE GT1 / CREWE GT2A / CREWE GT4A / RADWAY GREEN GT1 / RADWAY GREEN GT2 / WHITCHURCH GT2 | CELLARHEAD | SPM | -3.2 | bsp | 12.265 | Green | 37.5 | 25.235 | thermal | 0 | 0 | 0 | 0 | 9.4 | COPPENHALL GT1 / CREWE GT1 / CREWE GT2A / CREWE GT4A / RADWAY GREEN GT1 / RADWAY GREEN GT2 / WHITCHURCH GT2 | -3.1663 | RED | 0 |  |  | 0 | 0 | 0 | 37.5 |  |  |  |  | Green (Over 5% headroom) | 0 | 0 | 5.17 | 228 | 82 | 6105167 | [9 empty] | Frodsham | CELLARHEAD | 5 | 1680 | 1680 | 0 | 0 | 20 | 2027-07 | [12 empty] | 53.0894 | -2.4127 | SPM-BR_STATION_T1_DUCHY_RD_T1_ELECTRA_WAY_T1_MIDLAND_ROLLMAKERS_ | 14821501000 | SP Energy Networks open data (API key): NDP SPM primary-group polygons + Capacity Heatmaps Information Model SPM + LTDS appendices 3/6 + NSHR
3270 | 30 | GND - 1ST FLR, MALLARD WAY | CREWE | CW1 6ZQ | Cheshire East |  | Offices And Premises | office | 1 | 3248.06 | 34962 | NIA | 457500 | Br Station T1 / Duchy Rd T1 / Electra Way T1 / Midland Rollmakers T1A / North Western Mills T1 | inside-area | 1.33 | COPPENHALL GT1 / CREWE GT1 / CREWE GT2A / CREWE GT4A / RADWAY GREEN GT1 / RADWAY GREEN GT2 / WHITCHURCH GT2 | CELLARHEAD | SPM | -3.2 | bsp | 12.265 | Green | 37.5 | 25.235 | thermal | 0 | 0 | 0 | 0 | 9.4 | COPPENHALL GT1 / CREWE GT1 / CREWE GT2A / CREWE GT4A / RADWAY GREEN GT1 / RADWAY GREEN GT2 / WHITCHURCH GT2 | -3.1663 | RED | 0 |  |  | 0 | 0 | 0 | 37.5 |  |  |  |  | Green (Over 5% headroom) | 0 | 0 | 5.16 | 227 | 82 | 6105255 | [9 empty] | Frodsham | CELLARHEAD | 5 | 1680 | 1680 | 0 | 0 | 20 | 2027-07 | [12 empty] | 53.0908 | -2.4122 | SPM-BR_STATION_T1_DUCHY_RD_T1_ELECTRA_WAY_T1_MIDLAND_ROLLMAKERS_ | 14523654000 | SP Energy Networks open data (API key): NDP SPM primary-group polygons + Capacity Heatmaps Information Model SPM + LTDS appendices 3/6 + NSHR
3271 | 30 | EUROCARD CENTRE, HERALD PARK, HERALD DRIVE | CREWE | CW1 6EG | Cheshire East |  | Offices And Premises | office | 1 | 3064.56 | 32987 | NIA | 355000 | Br Station T1 / Duchy Rd T1 / Electra Way T1 / Midland Rollmakers T1A / North Western Mills T1 | inside-area | 0.91 | COPPENHALL GT1 / CREWE GT1 / CREWE GT2A / CREWE GT4A / RADWAY GREEN GT1 / RADWAY GREEN GT2 / WHITCHURCH GT2 | CELLARHEAD | SPM | -3.2 | bsp | 12.265 | Green | 37.5 | 25.235 | thermal | 0 | 0 | 0 | 0 | 9.4 | COPPENHALL GT1 / CREWE GT1 / CREWE GT2A / CREWE GT4A / RADWAY GREEN GT1 / RADWAY GREEN GT2 / WHITCHURCH GT2 | -3.1663 | RED | 0 |  |  | 0 | 0 | 0 | 37.5 |  |  |  |  | Green (Over 5% headroom) | 0 | 0 | 4.87 | 215 | 82 | 6107230 | [9 empty] | Frodsham | CELLARHEAD | 5 | 1680 | 1680 | 0 | 0 | 20 | 2027-07 | [12 empty] | 53.0918 | -2.4333 | SPM-BR_STATION_T1_DUCHY_RD_T1_ELECTRA_WAY_T1_MIDLAND_ROLLMAKERS_ | 6508141000 | SP Energy Networks open data (API key): NDP SPM primary-group polygons + Capacity Heatmaps Information Model SPM + LTDS appendices 3/6 + NSHR
3272 | 30 | KINDERTONS HOUSE & UNIT 8H, MARSHFIELD BANK INDUSTRIAL ESTATE, MIDDLEWICH ROAD | CREWE | CW2 8UY | Cheshire East |  | Offices And Premises | office | 1 | 2689.5 | 28950 | GIA | 215000 | Crewe T1 | inside-area | 0.48 | COPPENHALL GT1 / CREWE GT1 / CREWE GT2A / CREWE GT4A / RADWAY GREEN GT1 / RADWAY GREEN GT2 / WHITCHURCH GT2 | CELLARHEAD | SPM | -3.2 | bsp | 2.457 | Green | 7.5 | 5.043 | thermal | 0 | 0 | 0 | 0 | 1.7 | COPPENHALL GT1 / CREWE GT1 / CREWE GT2A / CREWE GT4A / RADWAY GREEN GT1 / RADWAY GREEN GT2 / WHITCHURCH GT2 | -3.1663 | RED | 0 |  |  | 0 | 0 | 0 | 7.5 |  |  |  |  | Green (Over 5% headroom) | 0 | 0 | 4.27 | 188 | 9 | 377848 | [9 empty] | Frodsham | CELLARHEAD | 5 | 1680 | 1680 | 0 | 0 | 20 | 2027-07 | 10023727692 | B1 Offices and Workshop businesses | 486 | B | Natural Gas | 3 |  | Air Conditioning | 2022-02-15 |  | 1 | FALSE | 53.0991 | -2.4845 | SPM-CREWE_T1 | 15039797000 | SP Energy Networks open data (API key): NDP SPM primary-group polygons + Capacity Heatmaps Information Model SPM + LTDS appendices 3/6 + NSHR
3273 | 30 | 2, CREWE BUSINESS PARK, MILLENIUM GATE, WESTMERE DRIVE | CREWE | CW1 6AP | Cheshire East |  | Offices And Premises | office | 1 | 2241.91 | 24132 | NIA | 320000 | Br Station T1 / Duchy Rd T1 / Electra Way T1 / Midland Rollmakers T1A / North Western Mills T1 | inside-area | 0.88 | COPPENHALL GT1 / CREWE GT1 / CREWE GT2A / CREWE GT4A / RADWAY GREEN GT1 / RADWAY GREEN GT2 / WHITCHURCH GT2 | CELLARHEAD | SPM | -3.2 | bsp | 12.265 | Green | 37.5 | 25.235 | thermal | 0 | 0 | 0 | 0 | 9.4 | COPPENHALL GT1 / CREWE GT1 / CREWE GT2A / CREWE GT4A / RADWAY GREEN GT1 / RADWAY GREEN GT2 / WHITCHURCH GT2 | -3.1663 | RED | 0 |  |  | 0 | 0 | 0 | 37.5 |  |  |  |  | Green (Over 5% headroom) | 0 | 0 | 3.56 | 157 | 82 | 6116085 | [9 empty] | Frodsham | CELLARHEAD | 5 | 1680 | 1680 | 0 | 0 | 20 | 2027-07 | 10023727978 | Offices and Workshop Businesses | 3490 | B | Natural Gas | 4 |  | Mixed-mode with Mechanical Ventilation | 2023-02-14 |  | 0.75 | FALSE | 53.0911 | -2.4232 | SPM-BR_STATION_T1_DUCHY_RD_T1_ELECTRA_WAY_T1_MIDLAND_ROLLMAKERS_ | 12637929000 | SP Energy Networks open data (API key): NDP SPM primary-group polygons + Capacity Heatmaps Information Model SPM + LTDS appendices 3/6 + NSHR
3274 | 30 | WITHERSLACK GROUP LTD BROOKSIDE HALL, CONGLETON ROAD | SANDBACH | CW11 4SN | Cheshire East |  | Offices And Premises | office | 1 | 2054.7 | 22117 | NIA | 162000 | Smallwood T1 | inside-area | 4.05 | COPPENHALL GT1 / CREWE GT1 / CREWE GT2A / CREWE GT4A / RADWAY GREEN GT1 / RADWAY GREEN GT2 / WHITCHURCH GT2 | CELLARHEAD | SPM | -3.2 | bsp | 1.982 | Green | 7.5 | 5.43 | thermal | 0.1 | 0.1 | 0.2 | 0.2 | 1.4 | COPPENHALL GT1 / CREWE GT1 / CREWE GT2A / CREWE GT4A / RADWAY GREEN GT1 / RADWAY GREEN GT2 / WHITCHURCH GT2 | -3.1663 | RED | 0 |  |  | 0 | 0 | 0 | 7.5 |  |  |  |  | Green (Over 5% headroom) | 0 | 0 | 3.27 | 144 | 61 | 2150859 | [9 empty] | Fiddlers Ferry | CELLARHEAD | 5 | 1680 | 1680 | 0 | 0 | 20 | 2027-07 | 10014454949 | Non-residential Institutions: Education | 1569 | B | LPG | 4 |  | Heating and Natural Ventilation | 2025-03-27 |  | 1 | FALSE | 53.1535 | -2.3315 | SPM-SMALLWOOD_T1 | 14907379000 | SP Energy Networks open data (API key): NDP SPM primary-group polygons + Capacity Heatmaps Information Model SPM + LTDS appendices 3/6 + NSHR
3275 | 30 | UNITS C & D, LANCASTER FIELDS | CREWE | CW1 6FF | Cheshire East |  | Workshop And Premises | industrial | 1 | 1854.59 | 19963 | GIA | 116000 | Br Station T1 / Duchy Rd T1 / Electra Way T1 / Midland Rollmakers T1A / North Western Mills T1 | inside-area | 0.88 | COPPENHALL GT1 / CREWE GT1 / CREWE GT2A / CREWE GT4A / RADWAY GREEN GT1 / RADWAY GREEN GT2 / WHITCHURCH GT2 | CELLARHEAD | SPM | -3.2 | bsp | 12.265 | Green | 37.5 | 25.235 | thermal | 0 | 0 | 0 | 0 | 9.4 | COPPENHALL GT1 / CREWE GT1 / CREWE GT2A / CREWE GT4A / RADWAY GREEN GT1 / RADWAY GREEN GT2 / WHITCHURCH GT2 | -3.1663 | RED | 0 |  |  | 0 | 0 | 0 | 37.5 |  |  |  |  | Green (Over 5% headroom) | 0 | 0 | 2.95 | 83 | 82 | 6120254 | [9 empty] | Frodsham | CELLARHEAD | 5 | 1680 | 1680 | 0 | 0 | 20 | 2027-07 | 200002835861 | General Industrial and Special Industrial Groups | 1983 | C | Grid Supplied Electricity | 3 |  | Heating and Natural Ventilation | 2024-01-05 |  | 1 | FALSE | 53.0892 | -2.4187 | SPM-BR_STATION_T1_DUCHY_RD_T1_ELECTRA_WAY_T1_MIDLAND_ROLLMAKERS_ | 1496734000 | SP Energy Networks open data (API key): NDP SPM primary-group polygons + Capacity Heatmaps Information Model SPM + LTDS appendices 3/6 + NSHR
3276 | 30 | PLOT 4B, MARSHFIELD BANK INDUSTRIAL ESTATE, MIDDLEWICH ROAD | CREWE | CW2 8UY | Cheshire East |  | Workshop And Premises | industrial | 1 | 1838.58 | 19790 | GIA | 134000 | Crewe T1 | inside-area | 0.48 | COPPENHALL GT1 / CREWE GT1 / CREWE GT2A / CREWE GT4A / RADWAY GREEN GT1 / RADWAY GREEN GT2 / WHITCHURCH GT2 | CELLARHEAD | SPM | -3.2 | bsp | 2.457 | Green | 7.5 | 5.043 | thermal | 0 | 0 | 0 | 0 | 1.7 | COPPENHALL GT1 / CREWE GT1 / CREWE GT2A / CREWE GT4A / RADWAY GREEN GT1 / RADWAY GREEN GT2 / WHITCHURCH GT2 | -3.1663 | RED | 0 |  |  | 0 | 0 | 0 | 7.5 |  |  |  |  | Green (Over 5% headroom) | 0 | 0 | 2.92 | 83 | 9 | 387008 | [9 empty] | Frodsham | CELLARHEAD | 5 | 1680 | 1680 | 0 | 0 | 20 | 2027-07 | 10023727647 | B8 Storage or Distribution | 3402 | C | Natural Gas | 3 |  | Air Conditioning | 2012-11-06 |  | 0.67 | FALSE | 53.0991 | -2.4845 | SPM-CREWE_T1 | 3150711000 | SP Energy Networks open data (API key): NDP SPM primary-group polygons + Capacity Heatmaps Information Model SPM + LTDS appendices 3/6 + NSHR
3277 | 30 | NORTEK TECHNICAL FURNITURE SYSTEMS CENTURY MILL, WORRALL STREET | CONGLETON | CW12 1DT | Cheshire East |  | Warehouse And Premises | industrial | 1 | 1798.82 | 19362 | GIA | 38250 | Smallwood T1 | nearest-substation | 4.8 | COPPENHALL GT1 / CREWE GT1 / CREWE GT2A / CREWE GT4A / RADWAY GREEN GT1 / RADWAY GREEN GT2 / WHITCHURCH GT2 | CELLARHEAD | SPM | -3.2 | bsp | 1.982 | Green | 7.5 | 5.43 | thermal | 0.1 | 0.1 | 0.2 | 0.2 | 1.4 | COPPENHALL GT1 / CREWE GT1 / CREWE GT2A / CREWE GT4A / RADWAY GREEN GT1 / RADWAY GREEN GT2 / WHITCHURCH GT2 | -3.1663 | RED | 0 |  |  | 0 | 0 | 0 | 7.5 |  |  |  |  | Green (Over 5% headroom) | 0 | 0 | 2.86 | 45 | 61 | 2153614 | [9 empty] | Fiddlers Ferry | CELLARHEAD | 5 | 1680 | 1680 | 0 | 0 | 20 | 2027-07 | 100012598162 | Offices and Workshop Businesses | 2336 | G | Natural Gas | 3 |  | Heating and Mechanical Ventilation | 2023-03-17 |  | 1 | FALSE | 53.1644 | -2.209 | SPM-SMALLWOOD_T1 | 10348691000 | SP Energy Networks open data (API key): NDP SPM primary-group polygons + Capacity Heatmaps Information Model SPM + LTDS appendices 3/6 + NSHR
3278 | 30 | INVESTMENT CASTINGS (CONGLETON) LTD, GREENFIELD INDUSTRIAL ESTATE, BACK LANE | CONGLETON | CW12 4TR | Cheshire East |  | Workshop And Premises | industrial | 1 | 1744.8 | 18781 | GIA | 66000 | Smallwood T1 | nearest-substation | 3.76 | COPPENHALL GT1 / CREWE GT1 / CREWE GT2A / CREWE GT4A / RADWAY GREEN GT1 / RADWAY GREEN GT2 / WHITCHURCH GT2 | CELLARHEAD | SPM | -3.2 | bsp | 1.982 | Green | 7.5 | 5.43 | thermal | 0.1 | 0.1 | 0.2 | 0.2 | 1.4 | COPPENHALL GT1 / CREWE GT1 / CREWE GT2A / CREWE GT4A / RADWAY GREEN GT1 / RADWAY GREEN GT2 / WHITCHURCH GT2 | -3.1663 | RED | 0 |  |  | 0 | 0 | 0 | 7.5 |  |  |  |  | Green (Over 5% headroom) | 0 | 0 | 2.77 | 79 | 61 | 2154195 | [9 empty] | Fiddlers Ferry | CELLARHEAD | 5 | 1680 | 1680 | 0 | 0 | 20 | 2027-07 | [12 empty] | 53.1667 | -2.2304 | SPM-SMALLWOOD_T1 | 8509160000 | SP Energy Networks open data (API key): NDP SPM primary-group polygons + Capacity Heatmaps Information Model SPM + LTDS appendices 3/6 + NSHR
3279 | 30 | CHESHIRE EAST COUNCIL, BRUNSWICK WHARF, BROOK STREET | CONGLETON | CW12 1RG | Cheshire East |  | Workshop And Premises | industrial | 1 | 1735.3 | 18679 | GIA | 57500 | Smallwood T1 | nearest-substation | 5.36 | COPPENHALL GT1 / CREWE GT1 / CREWE GT2A / CREWE GT4A / RADWAY GREEN GT1 / RADWAY GREEN GT2 / WHITCHURCH GT2 | CELLARHEAD | SPM | -3.2 | bsp | 1.982 | Green | 7.5 | 5.43 | thermal | 0.1 | 0.1 | 0.2 | 0.2 | 1.4 | COPPENHALL GT1 / CREWE GT1 / CREWE GT2A / CREWE GT4A / RADWAY GREEN GT1 / RADWAY GREEN GT2 / WHITCHURCH GT2 | -3.1663 | RED | 0 |  |  | 0 | 0 | 0 | 7.5 |  |  |  |  | Green (Over 5% headroom) | 0 | 0 | 2.76 | 78 | 61 | 2154297 | [9 empty] | Fiddlers Ferry | CELLARHEAD | 5 | 1680 | 1680 | 0 | 0 | 20 | 2027-07 | [12 empty] | 53.1674 | -2.2021 | SPM-SMALLWOOD_T1 | 8403461000 | SP Energy Networks open data (API key): NDP SPM primary-group polygons + Capacity Heatmaps Information Model SPM + LTDS appendices 3/6 + NSHR
3280 | 30 | THE CRANE CENTRE LIMITED, STATION ROAD | SANDBACH | CW11 3JG | Cheshire East |  | Workshop Office And Premises | industrial | 1 | 1710.2 | 18408 | GIA | 91000 | Fodens T1 | inside-area | 0.42 | COPPENHALL GT1 / CREWE GT1 / CREWE GT2A / CREWE GT4A / RADWAY GREEN GT1 / RADWAY GREEN GT2 / WHITCHURCH GT2 | CELLARHEAD | SPM | -3.2 | bsp | 2.645 | Green | 7.5 | 4.855 | thermal | 0 | 0.7 | 0 | 0.7 | 1.6 | COPPENHALL GT1 / CREWE GT1 / CREWE GT2A / CREWE GT4A / RADWAY GREEN GT1 / RADWAY GREEN GT2 / WHITCHURCH GT2 | -3.1663 | RED | 0 |  |  | 0 | 0 | 0 | 7.5 |  |  |  |  | Green (Over 5% headroom) | 0 | 0 | 2.72 | 77 | 14 | 470878 | [9 empty] | Frodsham | CELLARHEAD | 5 | 1680 | 1680 | 0 | 0 | 20 | 2027-07 | 100012597747 | B1 Offices and Workshop businesses | 670 | D | Oil | 3 |  | Heating and Natural Ventilation | 2014-03-25 |  | 1 | FALSE | 53.1489 | -2.3937 | SPM-FODENS_T1 | 11300515000 | SP Energy Networks open data (API key): NDP SPM primary-group polygons + Capacity Heatmaps Information Model SPM + LTDS appendices 3/6 + NSHR
3281 | 30 | HYBRID ENGINEERING LTD, GATEWAY | CREWE | CW1 6YY | Cheshire East |  | Workshop And Premises | industrial | 1 | 1708.76 | 18393 | GIA | 124000 | Br Station T1 / Duchy Rd T1 / Electra Way T1 / Midland Rollmakers T1A / North Western Mills T1 | inside-area | 0.65 | COPPENHALL GT1 / CREWE GT1 / CREWE GT2A / CREWE GT4A / RADWAY GREEN GT1 / RADWAY GREEN GT2 / WHITCHURCH GT2 | CELLARHEAD | SPM | -3.2 | bsp | 12.265 | Green | 37.5 | 25.235 | thermal | 0 | 0 | 0 | 0 | 9.4 | COPPENHALL GT1 / CREWE GT1 / CREWE GT2A / CREWE GT4A / RADWAY GREEN GT1 / RADWAY GREEN GT2 / WHITCHURCH GT2 | -3.1663 | RED | 0 |  |  | 0 | 0 | 0 | 37.5 |  |  |  |  | Green (Over 5% headroom) | 0 | 0 | 2.72 | 77 | 82 | 6121824 | [9 empty] | Frodsham | CELLARHEAD | 5 | 1680 | 1680 | 0 | 0 | 20 | 2027-07 | [12 empty] | 53.0881 | -2.4219 | SPM-BR_STATION_T1_DUCHY_RD_T1_ELECTRA_WAY_T1_MIDLAND_ROLLMAKERS_ | 4795083000 | SP Energy Networks open data (API key): NDP SPM primary-group polygons + Capacity Heatmaps Information Model SPM + LTDS appendices 3/6 + NSHR
3282 | 30 | OAKES (MILLERS) LTD HIGHTOWN MILL, BIDDULPH ROAD | CONGLETON | CW12 3JR | Cheshire East |  | Mill And Premises | industrial | 1 | 1661.2 | 17881 | GIA | 33750 | Smallwood T1 | nearest-substation | 5.55 | COPPENHALL GT1 / CREWE GT1 / CREWE GT2A / CREWE GT4A / RADWAY GREEN GT1 / RADWAY GREEN GT2 / WHITCHURCH GT2 | CELLARHEAD | SPM | -3.2 | bsp | 1.982 | Green | 7.5 | 5.43 | thermal | 0.1 | 0.1 | 0.2 | 0.2 | 1.4 | COPPENHALL GT1 / CREWE GT1 / CREWE GT2A / CREWE GT4A / RADWAY GREEN GT1 / RADWAY GREEN GT2 / WHITCHURCH GT2 | -3.1663 | RED | 0 |  |  | 0 | 0 | 0 | 7.5 |  |  |  |  | Green (Over 5% headroom) | 0 | 0 | 2.64 | 100 | 61 | 2155095 | [9 empty] | Fiddlers Ferry | CELLARHEAD | 5 | 1680 | 1680 | 0 | 0 | 20 | 2027-07 | [12 empty] | 53.1568 | -2.1921 | SPM-SMALLWOOD_T1 | 7595706000 | SP Energy Networks open data (API key): NDP SPM primary-group polygons + Capacity Heatmaps Information Model SPM + LTDS appendices 3/6 + NSHR
3283 | 30 | ELECTRO WIND, WEST AVENUE | STOKE-ON-TRENT | ST7 1TR | Newcastle Under Lyme |  | Workshop And Premises | industrial | 1 | 1641.62 | 17670 | GIA | 78500 | Church Lawton T1 | nearest-substation | 1.29 | COPPENHALL GT1 / CREWE GT1 / CREWE GT2A / CREWE GT4A / RADWAY GREEN GT1 / RADWAY GREEN GT2 / WHITCHURCH GT2 | CELLARHEAD | SPM | -3.2 | bsp | 3.77 | Green | 7.5 | 3.73 | thermal | 0 | 0 | 0 | 0 | 2.8 | COPPENHALL GT1 / CREWE GT1 / CREWE GT2A / CREWE GT4A / RADWAY GREEN GT1 / RADWAY GREEN GT2 / WHITCHURCH GT2 | -3.1663 | RED | 0 |  |  | 0 | 0 | 0 | 7.5 |  |  |  |  | Green (Over 5% headroom) | 0 | 0 | 2.61 | 74 | 8 | 630726 | [9 empty] | Frodsham | CELLARHEAD | 5 | 1680 | 1680 | 0 | 0 | 20 | 2027-07 | 100032219181 | Storage or Distribution | 1194 | D | Natural Gas | 3 |  | Heating and Natural Ventilation | 2023-05-08 |  | 1 | FALSE | 53.0873 | -2.2661 | SPM-CHURCH_LAWTON_T1 | 10464696000 | SP Energy Networks open data (API key): NDP SPM primary-group polygons + Capacity Heatmaps Information Model SPM + LTDS appendices 3/6 + NSHR
3284 | 30 | COOPER BUCKLEY LTD, THIRD AVENUE | CREWE | CW1 6XU | Cheshire East |  | Workshop And Premises | industrial | 1 | 1588.13 | 17094 | GIA | 109000 | Br Station T1 / Duchy Rd T1 / Electra Way T1 / Midland Rollmakers T1A / North Western Mills T1 | inside-area | 0.59 | COPPENHALL GT1 / CREWE GT1 / CREWE GT2A / CREWE GT4A / RADWAY GREEN GT1 / RADWAY GREEN GT2 / WHITCHURCH GT2 | CELLARHEAD | SPM | -3.2 | bsp | 12.265 | Green | 37.5 | 25.235 | thermal | 0 | 0 | 0 | 0 | 9.4 | COPPENHALL GT1 / CREWE GT1 / CREWE GT2A / CREWE GT4A / RADWAY GREEN GT1 / RADWAY GREEN GT2 / WHITCHURCH GT2 | -3.1663 | RED | 0 |  |  | 0 | 0 | 0 | 37.5 |  |  |  |  | Green (Over 5% headroom) | 0 | 0 | 2.52 | 71 | 82 | 6123123 | [9 empty] | Frodsham | CELLARHEAD | 5 | 1680 | 1680 | 0 | 0 | 20 | 2027-07 | [12 empty] | 53.0877 | -2.4223 | SPM-BR_STATION_T1_DUCHY_RD_T1_ELECTRA_WAY_T1_MIDLAND_ROLLMAKERS_ | 12876615000 | SP Energy Networks open data (API key): NDP SPM primary-group polygons + Capacity Heatmaps Information Model SPM + LTDS appendices 3/6 + NSHR
3285 | 30 | J2K ENGINEERING LTD, HURST ROAD | STOKE-ON-TRENT | ST8 6LW | Staffordshire Moorlands |  | Works And Premises | industrial | 1 | 1582.84 | 17038 | GIA | 36500 | Smallwood T1 | nearest-substation | 7.71 | COPPENHALL GT1 / CREWE GT1 / CREWE GT2A / CREWE GT4A / RADWAY GREEN GT1 / RADWAY GREEN GT2 / WHITCHURCH GT2 | CELLARHEAD | SPM | -3.2 | bsp | 1.982 | Green | 7.5 | 5.43 | thermal | 0.1 | 0.1 | 0.2 | 0.2 | 1.4 | COPPENHALL GT1 / CREWE GT1 / CREWE GT2A / CREWE GT4A / RADWAY GREEN GT1 / RADWAY GREEN GT2 / WHITCHURCH GT2 | -3.1663 | RED | 0 |  |  | 0 | 0 | 0 | 7.5 |  |  |  |  | Green (Over 5% headroom) | 0 | 0 | 2.52 | 95 | 61 | 2155938 | [9 empty] | Fiddlers Ferry | CELLARHEAD | 5 | 1680 | 1680 | 0 | 0 | 20 | 2027-07 | [12 empty] | 53.1102 | -2.1721 | SPM-SMALLWOOD_T1 | 4036899000 | SP Energy Networks open data (API key): NDP SPM primary-group polygons + Capacity Heatmaps Information Model SPM + LTDS appendices 3/6 + NSHR
3286 | 30 | NEXUS PACKAGING LTD, MARSHFIELD BANK INDUSTRIAL ESTATE, MIDDLEWICH ROAD | CREWE | CW2 8UY | Cheshire East |  | Warehouse And Premises | industrial | 1 | 1558.15 | 16772 | GIA | 103000 | Crewe T1 | inside-area | 0.48 | COPPENHALL GT1 / CREWE GT1 / CREWE GT2A / CREWE GT4A / RADWAY GREEN GT1 / RADWAY GREEN GT2 / WHITCHURCH GT2 | CELLARHEAD | SPM | -3.2 | bsp | 2.457 | Green | 7.5 | 5.043 | thermal | 0 | 0 | 0 | 0 | 1.7 | COPPENHALL GT1 / CREWE GT1 / CREWE GT2A / CREWE GT4A / RADWAY GREEN GT1 / RADWAY GREEN GT2 / WHITCHURCH GT2 | -3.1663 | RED | 0 |  |  | 0 | 0 | 0 | 7.5 |  |  |  |  | Green (Over 5% headroom) | 0 | 0 | 2.48 | 39 | 9 | 390026 | [9 empty] | Frodsham | CELLARHEAD | 5 | 1680 | 1680 | 0 | 0 | 20 | 2027-07 | 10023727647 | B8 Storage or Distribution | 3402 | C | Natural Gas | 3 |  | Air Conditioning | 2012-11-06 |  | 0.67 | FALSE | 53.0991 | -2.4845 | SPM-CREWE_T1 | 14240692000 | SP Energy Networks open data (API key): NDP SPM primary-group polygons + Capacity Heatmaps Information Model SPM + LTDS appendices 3/6 + NSHR
3287 | 30 | UNIT 1F, CHESHIRE GREEN INDUSTRIAL PARK, SPITFIRE ROAD | NANTWICH | CW5 6HT | Cheshire East |  | Workshop And Premises | industrial | 1 | 1540.52 | 16582 | GIA | 146000 | Acton T1 | inside-area | 4.67 | COPPENHALL GT1 / CREWE GT1 / CREWE GT2A / CREWE GT4A / RADWAY GREEN GT1 / RADWAY GREEN GT2 / WHITCHURCH GT2 | CELLARHEAD | SPM | -3.2 | bsp | 2.399 | Green | 7.5 | 4.667 | thermal | 0.4 | 1 | 0 | 1.4 | 2.2 | COPPENHALL GT1 / CREWE GT1 / CREWE GT2A / CREWE GT4A / RADWAY GREEN GT1 / RADWAY GREEN GT2 / WHITCHURCH GT2 | -3.1663 | RED | 0 |  |  | 0 | 0 | 0 | 7.5 |  |  |  |  | Green (Over 5% headroom) | 0 | 0 | 2.45 | 69 | 11 | 711548 | [9 empty] | Frodsham | CELLARHEAD | 5 | 1680 | 1680 | 0 | 0 | 20 | 2027-07 | 10094891326 | B8 Storage or Distribution | 934 | A | LPG | 5 |  | Heating and Natural Ventilation | 2019-10-21 |  | 0.5 | FALSE | 53.1119 | -2.5912 | SPM-ACTON_T1 | 14553153000 | SP Energy Networks open data (API key): NDP SPM primary-group polygons + Capacity Heatmaps Information Model SPM + LTDS appendices 3/6 + NSHR
3288 | 30 | X L ENGINEERING LTD, MOSS LANE | SANDBACH | CW11 3WZ | Cheshire East |  | Workshop And Premises | industrial | 1 | 1532.51 | 16496 | GIA | 84500 | Fodens T1 | inside-area | 0.26 | COPPENHALL GT1 / CREWE GT1 / CREWE GT2A / CREWE GT4A / RADWAY GREEN GT1 / RADWAY GREEN GT2 / WHITCHURCH GT2 | CELLARHEAD | SPM | -3.2 | bsp | 2.645 | Green | 7.5 | 4.855 | thermal | 0 | 0.7 | 0 | 0.7 | 1.6 | COPPENHALL GT1 / CREWE GT1 / CREWE GT2A / CREWE GT4A / RADWAY GREEN GT1 / RADWAY GREEN GT2 / WHITCHURCH GT2 | -3.1663 | RED | 0 |  |  | 0 | 0 | 0 | 7.5 |  |  |  |  | Green (Over 5% headroom) | 0 | 0 | 2.44 | 69 | 14 | 472790 | [9 empty] | Frodsham | CELLARHEAD | 5 | 1680 | 1680 | 0 | 0 | 20 | 2027-07 | 100012597822 | B1 Offices and Workshop businesses | 1057 | C | Natural Gas | 3 |  | Heating and Natural Ventilation | 2012-08-09 |  | 1 | FALSE | 53.1453 | -2.3952 | SPM-FODENS_T1 | 378250133 | SP Energy Networks open data (API key): NDP SPM primary-group polygons + Capacity Heatmaps Information Model SPM + LTDS appendices 3/6 + NSHR
3289 | 30 | UNIT 4 BASFORD OLD CREAMERY, NEWCASTLE ROAD | CREWE | CW2 5NQ | Cheshire East |  | Workshop And Premises | industrial | 1 | 1516.2 | 16320 | GIA | 103000 | Weston T1 | inside-area | 2.21 | COPPENHALL GT1 / CREWE GT1 / CREWE GT2A / CREWE GT4A / RADWAY GREEN GT1 / RADWAY GREEN GT2 / WHITCHURCH GT2 | CELLARHEAD | SPM | -3.2 | bsp | 2.657 | Green | 10 | 7.343 | thermal | 0 | 0 | 0 | 0 | 0.9 | COPPENHALL GT1 / CREWE GT1 / CREWE GT2A / CREWE GT4A / RADWAY GREEN GT1 / RADWAY GREEN GT2 / WHITCHURCH GT2 | -3.1663 | RED | 0 |  |  | 0 | 0 | 0 | 10 |  |  |  |  | Green (Over 5% headroom) | 0 | 0 | 2.41 | 68 | 8 | 584495 | [9 empty] | Frodsham | CELLARHEAD | 5 | 1680 | 1680 | 0 | 0 | 20 | 2027-07 | [12 empty] | 53.0588 | -2.4189 | SPM-WESTON_T1 | 12887037000 | SP Energy Networks open data (API key): NDP SPM primary-group polygons + Capacity Heatmaps Information Model SPM + LTDS appendices 3/6 + NSHR
3290 | 30 | UNIT B, LANCASTER FIELDS | CREWE | CW1 6FF | Cheshire East |  | Workshop And Premises | industrial | 1 | 1486.56 | 16001 | GIA | 79000 | Br Station T1 / Duchy Rd T1 / Electra Way T1 / Midland Rollmakers T1A / North Western Mills T1 | inside-area | 0.88 | COPPENHALL GT1 / CREWE GT1 / CREWE GT2A / CREWE GT4A / RADWAY GREEN GT1 / RADWAY GREEN GT2 / WHITCHURCH GT2 | CELLARHEAD | SPM | -3.2 | bsp | 12.265 | Green | 37.5 | 25.235 | thermal | 0 | 0 | 0 | 0 | 9.4 | COPPENHALL GT1 / CREWE GT1 / CREWE GT2A / CREWE GT4A / RADWAY GREEN GT1 / RADWAY GREEN GT2 / WHITCHURCH GT2 | -3.1663 | RED | 0 |  |  | 0 | 0 | 0 | 37.5 |  |  |  |  | Green (Over 5% headroom) | 0 | 0 | 2.36 | 67 | 82 | 6124216 | [9 empty] | Frodsham | CELLARHEAD | 5 | 1680 | 1680 | 0 | 0 | 20 | 2027-07 | 100012596342 | B8 Storage or Distribution | 1882 | C | Natural Gas | 3 |  | Heating and Natural Ventilation | 2014-12-22 |  | 0.67 | FALSE | 53.0892 | -2.4187 | SPM-BR_STATION_T1_DUCHY_RD_T1_ELECTRA_WAY_T1_MIDLAND_ROLLMAKERS_ | 14741966000 | SP Energy Networks open data (API key): NDP SPM primary-group polygons + Capacity Heatmaps Information Model SPM + LTDS appendices 3/6 + NSHR
3291 | 30 | UNITS C2 & C3, WESTON CENTRE, WESTON ROAD | CREWE | CW1 6AR | Cheshire East |  | Warehouse And Premises | industrial | 1 | 1481.7 | 15949 | GIA | 103000 | Br Station T1 / Duchy Rd T1 / Electra Way T1 / Midland Rollmakers T1A / North Western Mills T1 | inside-area | 0.36 | COPPENHALL GT1 / CREWE GT1 / CREWE GT2A / CREWE GT4A / RADWAY GREEN GT1 / RADWAY GREEN GT2 / WHITCHURCH GT2 | CELLARHEAD | SPM | -3.2 | bsp | 12.265 | Green | 37.5 | 25.235 | thermal | 0 | 0 | 0 | 0 | 9.4 | COPPENHALL GT1 / CREWE GT1 / CREWE GT2A / CREWE GT4A / RADWAY GREEN GT1 / RADWAY GREEN GT2 / WHITCHURCH GT2 | -3.1663 | RED | 0 |  |  | 0 | 0 | 0 | 37.5 |  |  |  |  | Green (Over 5% headroom) | 0 | 0 | 2.35 | 37 | 82 | 6124268 | [9 empty] | Frodsham | CELLARHEAD | 5 | 1680 | 1680 | 0 | 0 | 20 | 2027-07 | 10014454370 | B1 Offices and Workshop businesses | 785 | D | Natural Gas | 3 |  | Heating and Natural Ventilation | 2012-09-04 |  | 0.5 | FALSE | 53.087 | -2.4306 | SPM-BR_STATION_T1_DUCHY_RD_T1_ELECTRA_WAY_T1_MIDLAND_ROLLMAKERS_ | 9007467000 | SP Energy Networks open data (API key): NDP SPM primary-group polygons + Capacity Heatmaps Information Model SPM + LTDS appendices 3/6 + NSHR
3292 | 30 | FOURWAYS GARAGE, NEWCASTLE ROAD | SANDBACH | CW11 4QD | Cheshire East | F R SHARROCK LTD | Workshop And Premises | industrial | 1 | 1477.3 | 15902 | GIA | 86500 | Wheelock T1 | inside-area | 0.53 | COPPENHALL GT1 / CREWE GT1 / CREWE GT2A / CREWE GT4A / RADWAY GREEN GT1 / RADWAY GREEN GT2 / WHITCHURCH GT2 | CELLARHEAD | SPM | -3.2 | bsp | 1.576 | Green | 7.5 | 5.924 | thermal | 0 | 1.1 | 0 | 1.1 | 0.1 | COPPENHALL GT1 / CREWE GT1 / CREWE GT2A / CREWE GT4A / RADWAY GREEN GT1 / RADWAY GREEN GT2 / WHITCHURCH GT2 | -3.1663 | RED | 0 |  |  | 0 | 0 | 0 | 7.5 |  |  |  |  | Green (Over 5% headroom) | 0 | 0 | 2.35 | 66 | 5 | 156938 | [9 empty] | Frodsham | CELLARHEAD | 5 | 1680 | 1680 | 0 | 0 | 20 | 2027-07 | [12 empty] | 53.1303 | -2.3734 | SPM-WHEELOCK_T1 | 115553133 | SP Energy Networks open data (API key): NDP SPM primary-group polygons + Capacity Heatmaps Information Model SPM + LTDS appendices 3/6 + NSHR
3293 | 30 | STORE-ALL AT CHEERBROOK FARM, NEWCASTLE ROAD | NANTWICH | CW5 7EL | Cheshire East |  | Store And Premises | industrial | 1 | 1467.4 | 15795 | GIA | 58500 | Stapeley T1 | inside-area | 0.77 | COPPENHALL GT1 / CREWE GT1 / CREWE GT2A / CREWE GT4A / RADWAY GREEN GT1 / RADWAY GREEN GT2 / WHITCHURCH GT2 | CELLARHEAD | SPM | -3.2 | bsp | 2.301 | Green | 7.5 | 5.199 | thermal | 0 | 0 | 0 | 0 | 1.3 | COPPENHALL GT1 / CREWE GT1 / CREWE GT2A / CREWE GT4A / RADWAY GREEN GT1 / RADWAY GREEN GT2 / WHITCHURCH GT2 | -3.1663 | RED | 0 |  |  | 0 | 0 | 0 | 7.5 |  |  |  |  | Green (Over 5% headroom) | 0 | 0 | 2.33 | 37 | 2 | 28473 | [9 empty] | Frodsham | CELLARHEAD | 5 | 1680 | 1680 | 0 | 0 | 20 | 2027-07 | 10096716752 | A3/A4/A5 Restaurant and Cafes/Drinking Establishments and Hot Food takeaways | 484 | C | Natural Gas | 3 |  | Air Conditioning | 2013-03-13 |  | 0.6 | FALSE | 53.0631 | -2.4897 | SPM-STAPELEY_T1 | 6294314000 | SP Energy Networks open data (API key): NDP SPM primary-group polygons + Capacity Heatmaps Information Model SPM + LTDS appendices 3/6 + NSHR
3294 | 30 | UNIT 1 CARDWAY CARTON BUSINESS PARK, LINLEY LANE | STOKE-ON-TRENT | ST7 2UJ | Cheshire East |  | Warehouse, Office And Premises | industrial | 1 | 1449.21 | 15599 | GIA | 64500 | Twyfords T1 | inside-area | 0.13 | COPPENHALL GT1 / CREWE GT1 / CREWE GT2A / CREWE GT4A / RADWAY GREEN GT1 / RADWAY GREEN GT2 / WHITCHURCH GT2 | CELLARHEAD | SPM | -3.2 | bsp | 3.08 | Green | 7.5 | 3.02 | thermal | 1.4 | 0 | 0 | 1.4 | 4 | COPPENHALL GT1 / CREWE GT1 / CREWE GT2A / CREWE GT4A / RADWAY GREEN GT1 / RADWAY GREEN GT2 / WHITCHURCH GT2 | -3.1663 | RED | 0 |  |  | 0 | 0 | 0 | 7.5 |  |  |  |  | Green (Over 5% headroom) | 0 | 0 | 2.3 | 101 | 6 | 584983 | [9 empty] | Frodsham | CELLARHEAD | 5 | 1680 | 1680 | 0 | 0 | 20 | 2027-07 | [12 empty] | 53.0942 | -2.2836 | SPM-TWYFORDS_T1 | 8436652000 | SP Energy Networks open data (API key): NDP SPM primary-group polygons + Capacity Heatmaps Information Model SPM + LTDS appendices 3/6 + NSHR
3295 | 30 | UNIT A1-A6 BOALLOY SITE, RADNOR PARK INDUSTRIAL ESTATE | CONGLETON | CW12 4XJ | Cheshire East |  | Workshop And Premises | industrial | 1 | 1427.75 | 15368 | GIA | 63500 | Smallwood T1 | nearest-substation | 3.92 | COPPENHALL GT1 / CREWE GT1 / CREWE GT2A / CREWE GT4A / RADWAY GREEN GT1 / RADWAY GREEN GT2 / WHITCHURCH GT2 | CELLARHEAD | SPM | -3.2 | bsp | 1.982 | Green | 7.5 | 5.43 | thermal | 0.1 | 0.1 | 0.2 | 0.2 | 1.4 | COPPENHALL GT1 / CREWE GT1 / CREWE GT2A / CREWE GT4A / RADWAY GREEN GT1 / RADWAY GREEN GT2 / WHITCHURCH GT2 | -3.1663 | RED | 0 |  |  | 0 | 0 | 0 | 7.5 |  |  |  |  | Green (Over 5% headroom) | 0 | 0 | 2.27 | 64 | 61 | 2157608 | [9 empty] | Fiddlers Ferry | CELLARHEAD | 5 | 1680 | 1680 | 0 | 0 | 20 | 2027-07 | 10093782059 | Storage or Distribution | 2702 | C | Grid Supplied Electricity | 3 |  | Heating and Natural Ventilation | 2025-08-05 |  | 0.75 | FALSE | 53.1714 | -2.2349 | SPM-SMALLWOOD_T1 | 9162842000 | SP Energy Networks open data (API key): NDP SPM primary-group polygons + Capacity Heatmaps Information Model SPM + LTDS appendices 3/6 + NSHR
3296 | 30 | NORTEK ELEC BRIDGE MILL, ROYLE STREET | CONGLETON | CW12 1HR | Cheshire East |  | Factory And Premises | industrial | 1 | 1425.17 | 15340 | GIA | 19250 | Smallwood T1 | nearest-substation | 4.57 | COPPENHALL GT1 / CREWE GT1 / CREWE GT2A / CREWE GT4A / RADWAY GREEN GT1 / RADWAY GREEN GT2 / WHITCHURCH GT2 | CELLARHEAD | SPM | -3.2 | bsp | 1.982 | Green | 7.5 | 5.43 | thermal | 0.1 | 0.1 | 0.2 | 0.2 | 1.4 | COPPENHALL GT1 / CREWE GT1 / CREWE GT2A / CREWE GT4A / RADWAY GREEN GT1 / RADWAY GREEN GT2 / WHITCHURCH GT2 | -3.1663 | RED | 0 |  |  | 0 | 0 | 0 | 7.5 |  |  |  |  | Green (Over 5% headroom) | 0 | 0 | 2.26 | 86 | 61 | 2157636 | [9 empty] | Fiddlers Ferry | CELLARHEAD | 5 | 1680 | 1680 | 0 | 0 | 20 | 2027-07 | 10007644030 | D2 General Assembly and Leisure plus Night Clubs and Theatres | 219 | D | Natural Gas | 3 | 2 | Heating and Natural Ventilation | 2016-01-27 |  | 1 | FALSE | 53.1665 | -2.2149 | SPM-SMALLWOOD_T1 | 143216133 | SP Energy Networks open data (API key): NDP SPM primary-group polygons + Capacity Heatmaps Information Model SPM + LTDS appendices 3/6 + NSHR
3297 | 30 | UNITS AT BRADELEY GREEN FARM, BRADELEY GREEN LANE | WHITCHURCH | SY13 4HD | Cheshire East |  | Warehouse And Premises | industrial | 1 | 1421 | 15296 | GIA | 43500 | Wrenbury Frith T1 | inside-area | 5.21 | COPPENHALL GT1 / CREWE GT1 / CREWE GT2A / CREWE GT4A / RADWAY GREEN GT1 / RADWAY GREEN GT2 / WHITCHURCH GT2 | CELLARHEAD | SPM | -3.2 | bsp | 1.3086 | Green | 4 | 2.6914 | thermal | 0 | 0 | 0 | 0 | 0.9 | COPPENHALL GT1 / CREWE GT1 / CREWE GT2A / CREWE GT4A / RADWAY GREEN GT1 / RADWAY GREEN GT2 / WHITCHURCH GT2 | -3.1663 | RED | 0 |  |  | 0 | 0 | 0 | 4 |  |  |  |  | Green (Over 5% headroom) | 0 | 0 | 2.26 | 36 | 1 | 14006 | [9 empty] | Frodsham | CELLARHEAD | 5 | 1680 | 1680 | 0 | 0 | 20 | 2027-07 | 10014012423 | B1 Offices and Workshop businesses | 402 | D | LPG | 3 |  | Heating and Natural Ventilation | 2020-03-16 |  | 0.5 | FALSE | 52.9997 | -2.69 | SPM-WRENBURY_FRITH_T1 | 6192413000 | SP Energy Networks open data (API key): NDP SPM primary-group polygons + Capacity Heatmaps Information Model SPM + LTDS appendices 3/6 + NSHR
3298 | 30 | REGINOX UK LTD UNITS 1-4, RADNOR PARK INDUSTRIAL ESTATE | CONGLETON | CW12 4XJ | Cheshire East |  | Warehouse And Premises | industrial | 1 | 1419.9 | 15284 | GIA | 64500 | Smallwood T1 | nearest-substation | 3.92 | COPPENHALL GT1 / CREWE GT1 / CREWE GT2A / CREWE GT4A / RADWAY GREEN GT1 / RADWAY GREEN GT2 / WHITCHURCH GT2 | CELLARHEAD | SPM | -3.2 | bsp | 1.982 | Green | 7.5 | 5.43 | thermal | 0.1 | 0.1 | 0.2 | 0.2 | 1.4 | COPPENHALL GT1 / CREWE GT1 / CREWE GT2A / CREWE GT4A / RADWAY GREEN GT1 / RADWAY GREEN GT2 / WHITCHURCH GT2 | -3.1663 | RED | 0 |  |  | 0 | 0 | 0 | 7.5 |  |  |  |  | Green (Over 5% headroom) | 0 | 0 | 2.26 | 35 | 61 | 2157692 | [9 empty] | Fiddlers Ferry | CELLARHEAD | 5 | 1680 | 1680 | 0 | 0 | 20 | 2027-07 | 10007643101 | Retail/Financial and Professional Services | 804 | C | Natural Gas | 3 |  | Heating and Natural Ventilation | 2024-12-05 |  | 1 | FALSE | 53.1714 | -2.2349 | SPM-SMALLWOOD_T1 | 4169904000 | SP Energy Networks open data (API key): NDP SPM primary-group polygons + Capacity Heatmaps Information Model SPM + LTDS appendices 3/6 + NSHR
3299 | 30 | DOUGLAS HOUSE, GATEWAY | CREWE | CW1 6YY | Cheshire East |  | Factory And Premises | industrial | 1 | 1417.01 | 15253 | GIA | 78000 | Br Station T1 / Duchy Rd T1 / Electra Way T1 / Midland Rollmakers T1A / North Western Mills T1 | inside-area | 0.65 | COPPENHALL GT1 / CREWE GT1 / CREWE GT2A / CREWE GT4A / RADWAY GREEN GT1 / RADWAY GREEN GT2 / WHITCHURCH GT2 | CELLARHEAD | SPM | -3.2 | bsp | 12.265 | Green | 37.5 | 25.235 | thermal | 0 | 0 | 0 | 0 | 9.4 | COPPENHALL GT1 / CREWE GT1 / CREWE GT2A / CREWE GT4A / RADWAY GREEN GT1 / RADWAY GREEN GT2 / WHITCHURCH GT2 | -3.1663 | RED | 0 |  |  | 0 | 0 | 0 | 37.5 |  |  |  |  | Green (Over 5% headroom) | 0 | 0 | 2.25 | 85 | 82 | 6124964 | [9 empty] | Frodsham | CELLARHEAD | 5 | 1680 | 1680 | 0 | 0 | 20 | 2027-07 | [12 empty] | 53.0881 | -2.4219 | SPM-BR_STATION_T1_DUCHY_RD_T1_ELECTRA_WAY_T1_MIDLAND_ROLLMAKERS_ | 376888133 | SP Energy Networks open data (API key): NDP SPM primary-group polygons + Capacity Heatmaps Information Model SPM + LTDS appendices 3/6 + NSHR
3300 | 30 | WORKSHOP, SPRINGVALE INDUSTRIAL ESTATE, MILLBUCK WAY | SANDBACH | CW11 3HL | Cheshire East |  | Workshop And Premises | industrial | 1 | 1411.5 | 15193 | GIA | 78500 | Fodens T1 | inside-area | 0.53 | COPPENHALL GT1 / CREWE GT1 / CREWE GT2A / CREWE GT4A / RADWAY GREEN GT1 / RADWAY GREEN GT2 / WHITCHURCH GT2 | CELLARHEAD | SPM | -3.2 | bsp | 2.645 | Green | 7.5 | 4.855 | thermal | 0 | 0.7 | 0 | 0.7 | 1.6 | COPPENHALL GT1 / CREWE GT1 / CREWE GT2A / CREWE GT4A / RADWAY GREEN GT1 / RADWAY GREEN GT2 / WHITCHURCH GT2 | -3.1663 | RED | 0 |  |  | 0 | 0 | 0 | 7.5 |  |  |  |  | Green (Over 5% headroom) | 0 | 0 | 2.24 | 64 | 14 | 474093 | [9 empty] | Frodsham | CELLARHEAD | 5 | 1680 | 1680 | 0 | 0 | 20 | 2027-07 | [12 empty] | 53.142 | -2.3968 | SPM-FODENS_T1 | 7595416000 | SP Energy Networks open data (API key): NDP SPM primary-group polygons + Capacity Heatmaps Information Model SPM + LTDS appendices 3/6 + NSHR
3301 | 30 | NORTH RODE TIMBER CO LTD, BARK STREET | CONGLETON | CW12 1EP | Cheshire East |  | Stores, Workshops And Premises | industrial | 1 | 1396.8 | 15035 | GIA | 26250 | Smallwood T1 | nearest-substation | 4.71 | COPPENHALL GT1 / CREWE GT1 / CREWE GT2A / CREWE GT4A / RADWAY GREEN GT1 / RADWAY GREEN GT2 / WHITCHURCH GT2 | CELLARHEAD | SPM | -3.2 | bsp | 1.982 | Green | 7.5 | 5.43 | thermal | 0.1 | 0.1 | 0.2 | 0.2 | 1.4 | COPPENHALL GT1 / CREWE GT1 / CREWE GT2A / CREWE GT4A / RADWAY GREEN GT1 / RADWAY GREEN GT2 / WHITCHURCH GT2 | -3.1663 | RED | 0 |  |  | 0 | 0 | 0 | 7.5 |  |  |  |  | Green (Over 5% headroom) | 0 | 0 | 2.22 | 63 | 61 | 2157941 | [9 empty] | Fiddlers Ferry | CELLARHEAD | 5 | 1680 | 1680 | 0 | 0 | 20 | 2027-07 | [12 empty] | 53.1636 | -2.2097 | SPM-SMALLWOOD_T1 | 365887133 | SP Energy Networks open data (API key): NDP SPM primary-group polygons + Capacity Heatmaps Information Model SPM + LTDS appendices 3/6 + NSHR
3302 | 30 | NEWDAY HOUSE, FIRST AVENUE | CREWE | CW1 6BG | Cheshire East |  | Factory And Premises | industrial | 1 | 1392.4 | 14988 | GIA | 74000 | Br Station T1 / Duchy Rd T1 / Electra Way T1 / Midland Rollmakers T1A / North Western Mills T1 | inside-area | 0.58 | COPPENHALL GT1 / CREWE GT1 / CREWE GT2A / CREWE GT4A / RADWAY GREEN GT1 / RADWAY GREEN GT2 / WHITCHURCH GT2 | CELLARHEAD | SPM | -3.2 | bsp | 12.265 | Green | 37.5 | 25.235 | thermal | 0 | 0 | 0 | 0 | 9.4 | COPPENHALL GT1 / CREWE GT1 / CREWE GT2A / CREWE GT4A / RADWAY GREEN GT1 / RADWAY GREEN GT2 / WHITCHURCH GT2 | -3.1663 | RED | 0 |  |  | 0 | 0 | 0 | 37.5 |  |  |  |  | Green (Over 5% headroom) | 0 | 0 | 2.21 | 84 | 82 | 6125229 | [9 empty] | Frodsham | CELLARHEAD | 5 | 1680 | 1680 | 0 | 0 | 20 | 2027-07 | 100012596356 | B1 Offices and Workshop businesses | 455 | E | Natural Gas | 3 |  | Heating and Natural Ventilation | 2012-05-09 |  | 0.5 | FALSE | 53.0885 | -2.4245 | SPM-BR_STATION_T1_DUCHY_RD_T1_ELECTRA_WAY_T1_MIDLAND_ROLLMAKERS_ | 3633308000 | SP Energy Networks open data (API key): NDP SPM primary-group polygons + Capacity Heatmaps Information Model SPM + LTDS appendices 3/6 + NSHR
3303 | 30 | UNIT 3A, APOLLO PARK, UNIVERSITY WAY | CREWE | CW1 6HX | Cheshire East |  | Warehouse And Premises | industrial | 1 | 1383.5 | 14892 | GIA | 119000 | Br Station T1 / Duchy Rd T1 / Electra Way T1 / Midland Rollmakers T1A / North Western Mills T1 | inside-area | 1.4 | COPPENHALL GT1 / CREWE GT1 / CREWE GT2A / CREWE GT4A / RADWAY GREEN GT1 / RADWAY GREEN GT2 / WHITCHURCH GT2 | CELLARHEAD | SPM | -3.2 | bsp | 12.265 | Green | 37.5 | 25.235 | thermal | 0 | 0 | 0 | 0 | 9.4 | COPPENHALL GT1 / CREWE GT1 / CREWE GT2A / CREWE GT4A / RADWAY GREEN GT1 / RADWAY GREEN GT2 / WHITCHURCH GT2 | -3.1663 | RED | 0 |  |  | 0 | 0 | 0 | 37.5 |  |  |  |  | Green (Over 5% headroom) | 0 | 0 | 2.2 | 35 | 82 | 6125325 | [9 empty] | Frodsham | CELLARHEAD | 5 | 1680 | 1680 | 0 | 0 | 20 | 2027-07 | 10094312422 | B8 Storage or Distribution | 2170 | A | Natural Gas | 5 |  | Heating and Mechanical Ventilation | 2019-01-10 |  | 1 | FALSE | 53.0904 | -2.4107 | SPM-BR_STATION_T1_DUCHY_RD_T1_ELECTRA_WAY_T1_MIDLAND_ROLLMAKERS_ | 12018174000 | SP Energy Networks open data (API key): NDP SPM primary-group polygons + Capacity Heatmaps Information Model SPM + LTDS appendices 3/6 + NSHR
3304 | 30 | LIMEFIELD HOUSE, WREXHAM ROAD | NANTWICH | CW5 8ND | Cheshire East |  | Workshop And Premises | industrial | 1 | 1380.4 | 14858 | GIA | 48250 | Acton T1 | inside-area | 2.63 | COPPENHALL GT1 / CREWE GT1 / CREWE GT2A / CREWE GT4A / RADWAY GREEN GT1 / RADWAY GREEN GT2 / WHITCHURCH GT2 | CELLARHEAD | SPM | -3.2 | bsp | 2.399 | Green | 7.5 | 4.667 | thermal | 0.4 | 1 | 0 | 1.4 | 2.2 | COPPENHALL GT1 / CREWE GT1 / CREWE GT2A / CREWE GT4A / RADWAY GREEN GT1 / RADWAY GREEN GT2 / WHITCHURCH GT2 | -3.1663 | RED | 0 |  |  | 0 | 0 | 0 | 7.5 |  |  |  |  | Green (Over 5% headroom) | 0 | 0 | 2.19 | 62 | 11 | 713272 | [9 empty] | Frodsham | CELLARHEAD | 5 | 1680 | 1680 | 0 | 0 | 20 | 2027-07 | 10014009732 | B1 Offices and Workshop businesses | 910 | C | Oil | 3 |  | Heating and Natural Ventilation | 2015-11-15 |  | 0.5 | FALSE | 53.0771 | -2.5919 | SPM-ACTON_T1 | 105723133 | SP Energy Networks open data (API key): NDP SPM primary-group polygons + Capacity Heatmaps Information Model SPM + LTDS appendices 3/6 + NSHR
3305 | 30 | T S AND M E DARLINGTON, LANCASTER FIELDS | CREWE | CW1 6FF | Cheshire East |  | Warehouse And Premises | industrial | 1 | 1369.7 | 14743 | GIA | 82000 | Br Station T1 / Duchy Rd T1 / Electra Way T1 / Midland Rollmakers T1A / North Western Mills T1 | inside-area | 0.88 | COPPENHALL GT1 / CREWE GT1 / CREWE GT2A / CREWE GT4A / RADWAY GREEN GT1 / RADWAY GREEN GT2 / WHITCHURCH GT2 | CELLARHEAD | SPM | -3.2 | bsp | 12.265 | Green | 37.5 | 25.235 | thermal | 0 | 0 | 0 | 0 | 9.4 | COPPENHALL GT1 / CREWE GT1 / CREWE GT2A / CREWE GT4A / RADWAY GREEN GT1 / RADWAY GREEN GT2 / WHITCHURCH GT2 | -3.1663 | RED | 0 |  |  | 0 | 0 | 0 | 37.5 |  |  |  |  | Green (Over 5% headroom) | 0 | 0 | 2.18 | 34 | 82 | 6125474 | [9 empty] | Frodsham | CELLARHEAD | 5 | 1680 | 1680 | 0 | 0 | 20 | 2027-07 | 100012596342 | B8 Storage or Distribution | 1882 | C | Natural Gas | 3 |  | Heating and Natural Ventilation | 2014-12-22 |  | 0.67 | FALSE | 53.0892 | -2.4187 | SPM-BR_STATION_T1_DUCHY_RD_T1_ELECTRA_WAY_T1_MIDLAND_ROLLMAKERS_ | 357761133 | SP Energy Networks open data (API key): NDP SPM primary-group polygons + Capacity Heatmaps Information Model SPM + LTDS appendices 3/6 + NSHR
3306 | 30 | UNITS A7-A12 BOALLOY SITE, RADNOR PARK INDUSTRIAL ESTATE | CONGLETON | CW12 4XJ | Cheshire East |  | Workshop And Premises | industrial | 1 | 1367.64 | 14721 | GIA | 58500 | Smallwood T1 | nearest-substation | 3.92 | COPPENHALL GT1 / CREWE GT1 / CREWE GT2A / CREWE GT4A / RADWAY GREEN GT1 / RADWAY GREEN GT2 / WHITCHURCH GT2 | CELLARHEAD | SPM | -3.2 | bsp | 1.982 | Green | 7.5 | 5.43 | thermal | 0.1 | 0.1 | 0.2 | 0.2 | 1.4 | COPPENHALL GT1 / CREWE GT1 / CREWE GT2A / CREWE GT4A / RADWAY GREEN GT1 / RADWAY GREEN GT2 / WHITCHURCH GT2 | -3.1663 | RED | 0 |  |  | 0 | 0 | 0 | 7.5 |  |  |  |  | Green (Over 5% headroom) | 0 | 0 | 2.17 | 62 | 61 | 2158255 | [9 empty] | Fiddlers Ferry | CELLARHEAD | 5 | 1680 | 1680 | 0 | 0 | 20 | 2027-07 | 10094315624 | B1 Offices and Workshop businesses | 537 | F | Grid Supplied Electricity | 3 |  | Heating and Natural Ventilation | 2012-01-10 |  | 0.5 | FALSE | 53.1714 | -2.2349 | SPM-SMALLWOOD_T1 | 9025659000 | SP Energy Networks open data (API key): NDP SPM primary-group polygons + Capacity Heatmaps Information Model SPM + LTDS appendices 3/6 + NSHR
3307 | 30 | GRAHAM HEATH CONSTRUCTION LTD, WRENBURY INDUSTRIAL ESTATE, STATION ROAD | NANTWICH | CW5 8DQ | Cheshire East |  | Warehouse And Premises | industrial | 1 | 1360.5 | 14644 | GIA | 44000 | Newhall T1 / Newhall T2 | inside-area | 2.07 | COPPENHALL GT1 / CREWE GT1 / CREWE GT2A / CREWE GT4A / RADWAY GREEN GT1 / RADWAY GREEN GT2 / WHITCHURCH GT2 | CELLARHEAD | SPM | -3.2 | bsp | 4.934 | Green | 10 | 4.928 | thermal | 0.3 | 0 | 0 | 0.3 | 4.8 | COPPENHALL GT1 / CREWE GT1 / CREWE GT2A / CREWE GT4A / RADWAY GREEN GT1 / RADWAY GREEN GT2 / WHITCHURCH GT2 | -3.1663 | RED | 0 |  |  | 0 | 0 | 0 | 10 |  |  |  |  | Green (Over 5% headroom) | 0 | 0 | 2.16 | 34 | 1 | 90245 | [9 empty] | Frodsham | CELLARHEAD | 5 | 1680 | 1680 | 0 | 0 | 20 | 2027-07 | [12 empty] | 53.0184 | -2.5829 | SPM-NEWHALL_T1_NEWHALL_T2 | 6294276000 | SP Energy Networks open data (API key): NDP SPM primary-group polygons + Capacity Heatmaps Information Model SPM + LTDS appendices 3/6 + NSHR
3308 | 30 | BENTLEY MOTORS, WESTON ROAD | CREWE | CW1 6BW | Cheshire East |  | Workshop And Premises | industrial | 1 | 1357.46 | 14612 | GIA | 96000 | Br Station T1 / Duchy Rd T1 / Electra Way T1 / Midland Rollmakers T1A / North Western Mills T1 | inside-area | 0.17 | COPPENHALL GT1 / CREWE GT1 / CREWE GT2A / CREWE GT4A / RADWAY GREEN GT1 / RADWAY GREEN GT2 / WHITCHURCH GT2 | CELLARHEAD | SPM | -3.2 | bsp | 12.265 | Green | 37.5 | 25.235 | thermal | 0 | 0 | 0 | 0 | 9.4 | COPPENHALL GT1 / CREWE GT1 / CREWE GT2A / CREWE GT4A / RADWAY GREEN GT1 / RADWAY GREEN GT2 / WHITCHURCH GT2 | -3.1663 | RED | 0 |  |  | 0 | 0 | 0 | 37.5 |  |  |  |  | Green (Over 5% headroom) | 0 | 0 | 2.16 | 61 | 82 | 6125605 | [9 empty] | Frodsham | CELLARHEAD | 5 | 1680 | 1680 | 0 | 0 | 20 | 2027-07 | 200002835835 | B8 Storage or Distribution | 1423 | D | Natural Gas | 3 | 2 | Heating and Natural Ventilation | 2018-03-08 |  | 0.67 | FALSE | 53.0838 | -2.4261 | SPM-BR_STATION_T1_DUCHY_RD_T1_ELECTRA_WAY_T1_MIDLAND_ROLLMAKERS_ | 4956757000 | SP Energy Networks open data (API key): NDP SPM primary-group polygons + Capacity Heatmaps Information Model SPM + LTDS appendices 3/6 + NSHR
3309 | 30 | THE OLD WOOD YARD, LIGHTWOOD GREEN AVENUE | CREWE | CW3 0EN | Cheshire East |  | Workshop And Premises | industrial | 1 | 1347.62 | 14506 | GIA | 75500 | Audlem T1 | inside-area | 4.29 | COPPENHALL GT1 / CREWE GT1 / CREWE GT2A / CREWE GT4A / RADWAY GREEN GT1 / RADWAY GREEN GT2 / WHITCHURCH GT2 | CELLARHEAD | SPM | -3.2 | bsp | 3.84 | Green | 7.5 | 3.56 | thermal | 0.1 | 0 | 0 | 0.1 | 3.6 | COPPENHALL GT1 / CREWE GT1 / CREWE GT2A / CREWE GT4A / RADWAY GREEN GT1 / RADWAY GREEN GT2 / WHITCHURCH GT2 | -3.1663 | RED | 0 |  |  | 0 | 0 | 0 | 7.5 |  |  |  |  | Green (Over 5% headroom) | 0 | 0 | 2.14 | 61 | 1 | 558544 | [9 empty] | Frodsham | CELLARHEAD | 5 | 1680 | 1680 | 0 | 0 | 20 | 2027-07 | [12 empty] | 52.9812 | -2.5481 | SPM-AUDLEM_T1 | 369424133 | SP Energy Networks open data (API key): NDP SPM primary-group polygons + Capacity Heatmaps Information Model SPM + LTDS appendices 3/6 + NSHR
3310 | 30 | FORMER HST FEEDS, FOURTH AVENUE | CREWE | CW1 6XL | Cheshire East |  | Warehouse And Premises | industrial | 1 | 1322.84 | 14239 | GIA | 85000 | Br Station T1 / Duchy Rd T1 / Electra Way T1 / Midland Rollmakers T1A / North Western Mills T1 | inside-area | 0.51 | COPPENHALL GT1 / CREWE GT1 / CREWE GT2A / CREWE GT4A / RADWAY GREEN GT1 / RADWAY GREEN GT2 / WHITCHURCH GT2 | CELLARHEAD | SPM | -3.2 | bsp | 12.265 | Green | 37.5 | 25.235 | thermal | 0 | 0 | 0 | 0 | 9.4 | COPPENHALL GT1 / CREWE GT1 / CREWE GT2A / CREWE GT4A / RADWAY GREEN GT1 / RADWAY GREEN GT2 / WHITCHURCH GT2 | -3.1663 | RED | 0 |  |  | 0 | 0 | 0 | 37.5 |  |  |  |  | Green (Over 5% headroom) | 0 | 0 | 2.1 | 33 | 82 | 6125978 | [9 empty] | Frodsham | CELLARHEAD | 5 | 1680 | 1680 | 0 | 0 | 20 | 2027-07 | [12 empty] | 53.0858 | -2.4217 | SPM-BR_STATION_T1_DUCHY_RD_T1_ELECTRA_WAY_T1_MIDLAND_ROLLMAKERS_ | 13756218000 | SP Energy Networks open data (API key): NDP SPM primary-group polygons + Capacity Heatmaps Information Model SPM + LTDS appendices 3/6 + NSHR
3311 | 30 | MANCHESTER TRUCK CENTRE, MOSS LANE | SANDBACH | CW11 3WZ | Cheshire East |  | Vehicle Repair Workshop And Premises | industrial | 1 | 1320.2 | 14211 | GIA | 75500 | Fodens T1 | inside-area | 0.26 | COPPENHALL GT1 / CREWE GT1 / CREWE GT2A / CREWE GT4A / RADWAY GREEN GT1 / RADWAY GREEN GT2 / WHITCHURCH GT2 | CELLARHEAD | SPM | -3.2 | bsp | 2.645 | Green | 7.5 | 4.855 | thermal | 0 | 0.7 | 0 | 0.7 | 1.6 | COPPENHALL GT1 / CREWE GT1 / CREWE GT2A / CREWE GT4A / RADWAY GREEN GT1 / RADWAY GREEN GT2 / WHITCHURCH GT2 | -3.1663 | RED | 0 |  |  | 0 | 0 | 0 | 7.5 |  |  |  |  | Green (Over 5% headroom) | 0 | 0 | 2.1 | 59 | 14 | 475075 | [9 empty] | Frodsham | CELLARHEAD | 5 | 1680 | 1680 | 0 | 0 | 20 | 2027-07 | [12 empty] | 53.1453 | -2.3952 | SPM-FODENS_T1 | 368546133 | SP Energy Networks open data (API key): NDP SPM primary-group polygons + Capacity Heatmaps Information Model SPM + LTDS appendices 3/6 + NSHR
3312 | 30 | MEADOW BANK | NANTWICH | CW5 8BT | Cheshire East |  | Store, Workshop, Scrap Yard And Premises | industrial | 1 | 1301.2 | 14006 | GIA | 31750 | Wrenbury Frith T1 | inside-area | 3.89 | COPPENHALL GT1 / CREWE GT1 / CREWE GT2A / CREWE GT4A / RADWAY GREEN GT1 / RADWAY GREEN GT2 / WHITCHURCH GT2 | CELLARHEAD | SPM | -3.2 | bsp | 1.3086 | Green | 4 | 2.6914 | thermal | 0 | 0 | 0 | 0 | 0.9 | COPPENHALL GT1 / CREWE GT1 / CREWE GT2A / CREWE GT4A / RADWAY GREEN GT1 / RADWAY GREEN GT2 / WHITCHURCH GT2 | -3.1663 | RED | 0 |  |  | 0 | 0 | 0 | 4 |  |  |  |  | Green (Over 5% headroom) | 0 | 0 | 2.07 | 59 | 1 | 15296 | [9 empty] | Frodsham | CELLARHEAD | 5 | 1680 | 1680 | 0 | 0 | 20 | 2027-07 | [12 empty] | 53.0296 | -2.5778 | SPM-WRENBURY_FRITH_T1 | 106532133 | SP Energy Networks open data (API key): NDP SPM primary-group polygons + Capacity Heatmaps Information Model SPM + LTDS appendices 3/6 + NSHR
3313 | 30 | EATON BANK INDUSTRIAL ESTATE, RIVERDANE ROAD | CONGLETON | CW12 1PN | Cheshire East |  | Factory And Premises | industrial | 1 | 1291.7 | 13904 | GIA | 82000 | Smallwood T1 | nearest-substation | 5.65 | COPPENHALL GT1 / CREWE GT1 / CREWE GT2A / CREWE GT4A / RADWAY GREEN GT1 / RADWAY GREEN GT2 / WHITCHURCH GT2 | CELLARHEAD | SPM | -3.2 | bsp | 1.982 | Green | 7.5 | 5.43 | thermal | 0.1 | 0.1 | 0.2 | 0.2 | 1.4 | COPPENHALL GT1 / CREWE GT1 / CREWE GT2A / CREWE GT4A / RADWAY GREEN GT1 / RADWAY GREEN GT2 / WHITCHURCH GT2 | -3.1663 | RED | 0 |  |  | 0 | 0 | 0 | 7.5 |  |  |  |  | Green (Over 5% headroom) | 0 | 0 | 2.05 | 78 | 61 | 2159072 | [9 empty] | Fiddlers Ferry | CELLARHEAD | 5 | 1680 | 1680 | 0 | 0 | 20 | 2027-07 | 10093318688 | Offices and Workshop Businesses | 454 | D | Natural Gas | 3 |  | Heating and Natural Ventilation | 2026-09-16 |  | 1 | FALSE | 53.1713 | -2.2008 | SPM-SMALLWOOD_T1 | 7612694000 | SP Energy Networks open data (API key): NDP SPM primary-group polygons + Capacity Heatmaps Information Model SPM + LTDS appendices 3/6 + NSHR
3314 | 30 | KINETIC HOUSE, VAREY ROAD | CONGLETON | CW12 1UW | Cheshire East |  | Warehouse, Offices And Premises | industrial | 1 | 1283.4 | 13814 | GIA | 73000 | Smallwood T1 | nearest-substation | 5.49 | COPPENHALL GT1 / CREWE GT1 / CREWE GT2A / CREWE GT4A / RADWAY GREEN GT1 / RADWAY GREEN GT2 / WHITCHURCH GT2 | CELLARHEAD | SPM | -3.2 | bsp | 1.982 | Green | 7.5 | 5.43 | thermal | 0.1 | 0.1 | 0.2 | 0.2 | 1.4 | COPPENHALL GT1 / CREWE GT1 / CREWE GT2A / CREWE GT4A / RADWAY GREEN GT1 / RADWAY GREEN GT2 / WHITCHURCH GT2 | -3.1663 | RED | 0 |  |  | 0 | 0 | 0 | 7.5 |  |  |  |  | Green (Over 5% headroom) | 0 | 0 | 2.04 | 90 | 61 | 2159162 | [9 empty] | Fiddlers Ferry | CELLARHEAD | 5 | 1680 | 1680 | 0 | 0 | 20 | 2027-07 | [12 empty] | 53.1716 | -2.2039 | SPM-SMALLWOOD_T1 | 8951794000 | SP Energy Networks open data (API key): NDP SPM primary-group polygons + Capacity Heatmaps Information Model SPM + LTDS appendices 3/6 + NSHR
3315 | 30 | UNIT 1 CLARKE CABLE PREPARATION SERVICES LTD, EATON BANK | CONGLETON | CW12 1PJ | Cheshire East |  | Workshop And Premises | industrial | 1 | 1281.11 | 13790 | GIA | 70500 | Smallwood T1 | nearest-substation | 5.42 | COPPENHALL GT1 / CREWE GT1 / CREWE GT2A / CREWE GT4A / RADWAY GREEN GT1 / RADWAY GREEN GT2 / WHITCHURCH GT2 | CELLARHEAD | SPM | -3.2 | bsp | 1.982 | Green | 7.5 | 5.43 | thermal | 0.1 | 0.1 | 0.2 | 0.2 | 1.4 | COPPENHALL GT1 / CREWE GT1 / CREWE GT2A / CREWE GT4A / RADWAY GREEN GT1 / RADWAY GREEN GT2 / WHITCHURCH GT2 | -3.1663 | RED | 0 |  |  | 0 | 0 | 0 | 7.5 |  |  |  |  | Green (Over 5% headroom) | 0 | 0 | 2.04 | 58 | 61 | 2159186 | [9 empty] | Fiddlers Ferry | CELLARHEAD | 5 | 1680 | 1680 | 0 | 0 | 20 | 2027-07 | 10094894737 | Offices and Workshop Businesses | 1184 | E | Oil | 3 |  | Heating and Natural Ventilation | 2023-03-30 |  | 0.75 | FALSE | 53.1708 | -2.2044 | SPM-SMALLWOOD_T1 | 12661578000 | SP Energy Networks open data (API key): NDP SPM primary-group polygons + Capacity Heatmaps Information Model SPM + LTDS appendices 3/6 + NSHR
3316 | 30 | SUNNYBANK | CONGLETON | CW12 2LY | Cheshire East | NORMAN SMITH (CONGLETON) LTD | Storage Depot And Premises | industrial | 1 | 1248.6 | 13440 | GIA | 38500 | Smallwood T1 | inside-area | 5.17 | COPPENHALL GT1 / CREWE GT1 / CREWE GT2A / CREWE GT4A / RADWAY GREEN GT1 / RADWAY GREEN GT2 / WHITCHURCH GT2 | CELLARHEAD | SPM | -3.2 | bsp | 1.982 | Green | 7.5 | 5.43 | thermal | 0.1 | 0.1 | 0.2 | 0.2 | 1.4 | COPPENHALL GT1 / CREWE GT1 / CREWE GT2A / CREWE GT4A / RADWAY GREEN GT1 / RADWAY GREEN GT2 / WHITCHURCH GT2 | -3.1663 | RED | 0 |  |  | 0 | 0 | 0 | 7.5 |  |  |  |  | Green (Over 5% headroom) | 0 | 0 | 1.98 | 31 | 61 | 2159536 | [9 empty] | Fiddlers Ferry | CELLARHEAD | 5 | 1680 | 1680 | 0 | 0 | 20 | 2027-07 | [12 empty] | 53.1898 | -2.2556 | SPM-SMALLWOOD_T1 | 55465133 | SP Energy Networks open data (API key): NDP SPM primary-group polygons + Capacity Heatmaps Information Model SPM + LTDS appendices 3/6 + NSHR
3317 | 30 | UNIT N DODDINGTON PARK FARM | NANTWICH | CW5 7PU | Cheshire East |  | Workshop And Premises | industrial | 1 | 1248.29 | 13436 | GIA | 50000 | Hatherton T1 | inside-area | 3.34 | COPPENHALL GT1 / CREWE GT1 / CREWE GT2A / CREWE GT4A / RADWAY GREEN GT1 / RADWAY GREEN GT2 / WHITCHURCH GT2 | CELLARHEAD | SPM | -3.2 | bsp | 1.468 | Green | 4 | 2.235 | thermal | 0.3 | 0.6 | 0.1 | 0.9 | 1.7 | COPPENHALL GT1 / CREWE GT1 / CREWE GT2A / CREWE GT4A / RADWAY GREEN GT1 / RADWAY GREEN GT2 / WHITCHURCH GT2 | -3.1663 | RED | 0 |  |  | 0 | 0 | 0 | 4 |  |  |  |  | Green (Over 5% headroom) | 0 | 0 | 1.98 | 56 | 1 | 34748 | [9 empty] | Frodsham | CELLARHEAD | 5 | 1680 | 1680 | 0 | 0 | 20 | 2027-07 | [12 empty] | 53.0115 | -2.4312 | SPM-HATHERTON_T1 | 10087559000 | SP Energy Networks open data (API key): NDP SPM primary-group polygons + Capacity Heatmaps Information Model SPM + LTDS appendices 3/6 + NSHR
3318 | 30 | WOOD DRYING FACILITY AT DORFOLD FARM, DIG LANE | NANTWICH | CW5 8PB | Cheshire East |  | Workshop And Premises | industrial | 1 | 1241 | 13358 | GIA | 44000 | Acton T1 | inside-area | 1.9 | COPPENHALL GT1 / CREWE GT1 / CREWE GT2A / CREWE GT4A / RADWAY GREEN GT1 / RADWAY GREEN GT2 / WHITCHURCH GT2 | CELLARHEAD | SPM | -3.2 | bsp | 2.399 | Green | 7.5 | 4.667 | thermal | 0.4 | 1 | 0 | 1.4 | 2.2 | COPPENHALL GT1 / CREWE GT1 / CREWE GT2A / CREWE GT4A / RADWAY GREEN GT1 / RADWAY GREEN GT2 / WHITCHURCH GT2 | -3.1663 | RED | 0 |  |  | 0 | 0 | 0 | 7.5 |  |  |  |  | Green (Over 5% headroom) | 0 | 0 | 1.97 | 56 | 11 | 714772 | [9 empty] | Frodsham | CELLARHEAD | 5 | 1680 | 1680 | 0 | 0 | 20 | 2027-07 | [12 empty] | 53.0599 | -2.5498 | SPM-ACTON_T1 | 11079968000 | SP Energy Networks open data (API key): NDP SPM primary-group polygons + Capacity Heatmaps Information Model SPM + LTDS appendices 3/6 + NSHR
3319 | 30 | UNIT 11, GREENFIELD INDUSTRIAL ESTATE, BACK LANE | CONGLETON | CW12 4TR | Cheshire East |  | Workshop And Premises | industrial | 1 | 1226.4 | 13201 | GIA | 55500 | Smallwood T1 | nearest-substation | 3.76 | COPPENHALL GT1 / CREWE GT1 / CREWE GT2A / CREWE GT4A / RADWAY GREEN GT1 / RADWAY GREEN GT2 / WHITCHURCH GT2 | CELLARHEAD | SPM | -3.2 | bsp | 1.982 | Green | 7.5 | 5.43 | thermal | 0.1 | 0.1 | 0.2 | 0.2 | 1.4 | COPPENHALL GT1 / CREWE GT1 / CREWE GT2A / CREWE GT4A / RADWAY GREEN GT1 / RADWAY GREEN GT2 / WHITCHURCH GT2 | -3.1663 | RED | 0 |  |  | 0 | 0 | 0 | 7.5 |  |  |  |  | Green (Over 5% headroom) | 0 | 0 | 1.95 | 55 | 61 | 2159775 | [9 empty] | Fiddlers Ferry | CELLARHEAD | 5 | 1680 | 1680 | 0 | 0 | 20 | 2027-07 | 10007643999 | B2 to B7 General Industrial and Special Industrial Groups | 900 | D | Natural Gas | 3 | 1 | Heating and Natural Ventilation | 2018-11-14 |  | 0.5 | FALSE | 53.1667 | -2.2304 | SPM-SMALLWOOD_T1 | 4254909000 | SP Energy Networks open data (API key): NDP SPM primary-group polygons + Capacity Heatmaps Information Model SPM + LTDS appendices 3/6 + NSHR
3320 | 30 | UNITS 7-9 ALEXANDRA BUSINESS PARK, GRESTY LANE | CREWE | CW2 5DD | Cheshire East |  | Warehouse And Premises | industrial | 1 | 1200.86 | 12926 | GIA | 61000 | Weston T1 | inside-area | 3.32 | COPPENHALL GT1 / CREWE GT1 / CREWE GT2A / CREWE GT4A / RADWAY GREEN GT1 / RADWAY GREEN GT2 / WHITCHURCH GT2 | CELLARHEAD | SPM | -3.2 | bsp | 2.657 | Green | 10 | 7.343 | thermal | 0 | 0 | 0 | 0 | 0.9 | COPPENHALL GT1 / CREWE GT1 / CREWE GT2A / CREWE GT4A / RADWAY GREEN GT1 / RADWAY GREEN GT2 / WHITCHURCH GT2 | -3.1663 | RED | 0 |  |  | 0 | 0 | 0 | 10 |  |  |  |  | Green (Over 5% headroom) | 0 | 0 | 1.91 | 30 | 8 | 587889 | [9 empty] | Frodsham | CELLARHEAD | 5 | 1680 | 1680 | 0 | 0 | 20 | 2027-07 | [12 empty] | 53.0758 | -2.4458 | SPM-WESTON_T1 | 10367697000 | SP Energy Networks open data (API key): NDP SPM primary-group polygons + Capacity Heatmaps Information Model SPM + LTDS appendices 3/6 + NSHR
3321 | 30 | LIVERPOOL ROAD WEST | STOKE-ON-TRENT | ST7 3DN | Cheshire East | LAWTON BODYWORKS | Workshop And Premises | industrial | 1 | 1194.1 | 12853 | GIA | 43500 | Church Lawton T1 | inside-area | 0.87 | COPPENHALL GT1 / CREWE GT1 / CREWE GT2A / CREWE GT4A / RADWAY GREEN GT1 / RADWAY GREEN GT2 / WHITCHURCH GT2 | CELLARHEAD | SPM | -3.2 | bsp | 3.77 | Green | 7.5 | 3.73 | thermal | 0 | 0 | 0 | 0 | 2.8 | COPPENHALL GT1 / CREWE GT1 / CREWE GT2A / CREWE GT4A / RADWAY GREEN GT1 / RADWAY GREEN GT2 / WHITCHURCH GT2 | -3.1663 | RED | 0 |  |  | 0 | 0 | 0 | 7.5 |  |  |  |  | Green (Over 5% headroom) | 0 | 0 | 1.9 | 54 | 8 | 635543 | [9 empty] | Frodsham | CELLARHEAD | 5 | 1680 | 1680 | 0 | 0 | 20 | 2027-07 | [12 empty] | 53.1003 | -2.287 | SPM-CHURCH_LAWTON_T1 | 39191133 | SP Energy Networks open data (API key): NDP SPM primary-group polygons + Capacity Heatmaps Information Model SPM + LTDS appendices 3/6 + NSHR
3322 | 30 | MOTORWAY MAINTENANCE, BETCHTON HEATH | SANDBACH | CW11 4TA | Cheshire East |  | Store And Premises | industrial | 1 | 1176.9 | 12668 | GIA | 37250 | Wheelock T1 | inside-area | 1.9 | COPPENHALL GT1 / CREWE GT1 / CREWE GT2A / CREWE GT4A / RADWAY GREEN GT1 / RADWAY GREEN GT2 / WHITCHURCH GT2 | CELLARHEAD | SPM | -3.2 | bsp | 1.576 | Green | 7.5 | 5.924 | thermal | 0 | 1.1 | 0 | 1.1 | 0.1 | COPPENHALL GT1 / CREWE GT1 / CREWE GT2A / CREWE GT4A / RADWAY GREEN GT1 / RADWAY GREEN GT2 / WHITCHURCH GT2 | -3.1663 | RED | 0 |  |  | 0 | 0 | 0 | 7.5 |  |  |  |  | Green (Over 5% headroom) | 0 | 0 | 1.87 | 29 | 5 | 160172 | [9 empty] | Frodsham | CELLARHEAD | 5 | 1680 | 1680 | 0 | 0 | 20 | 2027-07 | [12 empty] | 53.1394 | -2.3411 | SPM-WHEELOCK_T1 | 981915000 | SP Energy Networks open data (API key): NDP SPM primary-group polygons + Capacity Heatmaps Information Model SPM + LTDS appendices 3/6 + NSHR
3323 | 30 | UNIT 5A, MARSHFIELD BANK INDUSTRIAL ESTATE, MIDDLEWICH ROAD | CREWE | CW2 8UY | Cheshire East |  | Workshop And Premises | industrial | 1 | 1154.49 | 12427 | GIA | 73500 | Crewe T1 | inside-area | 0.48 | COPPENHALL GT1 / CREWE GT1 / CREWE GT2A / CREWE GT4A / RADWAY GREEN GT1 / RADWAY GREEN GT2 / WHITCHURCH GT2 | CELLARHEAD | SPM | -3.2 | bsp | 2.457 | Green | 7.5 | 5.043 | thermal | 0 | 0 | 0 | 0 | 1.7 | COPPENHALL GT1 / CREWE GT1 / CREWE GT2A / CREWE GT4A / RADWAY GREEN GT1 / RADWAY GREEN GT2 / WHITCHURCH GT2 | -3.1663 | RED | 0 |  |  | 0 | 0 | 0 | 7.5 |  |  |  |  | Green (Over 5% headroom) | 0 | 0 | 1.83 | 52 | 9 | 394371 | [9 empty] | Frodsham | CELLARHEAD | 5 | 1680 | 1680 | 0 | 0 | 20 | 2027-07 | 10023727647 | B8 Storage or Distribution | 3402 | C | Natural Gas | 3 |  | Air Conditioning | 2012-11-06 |  | 0.67 | FALSE | 53.0991 | -2.4845 | SPM-CREWE_T1 | 10510518000 | SP Energy Networks open data (API key): NDP SPM primary-group polygons + Capacity Heatmaps Information Model SPM + LTDS appendices 3/6 + NSHR
3324 | 30 | UNIT 3B, APOLLO PARK, UNIVERSITY WAY | CREWE | CW1 6HX | Cheshire East |  | Warehouse And Premises | industrial | 1 | 1150.59 | 12385 | GIA | 100000 | Br Station T1 / Duchy Rd T1 / Electra Way T1 / Midland Rollmakers T1A / North Western Mills T1 | inside-area | 1.4 | COPPENHALL GT1 / CREWE GT1 / CREWE GT2A / CREWE GT4A / RADWAY GREEN GT1 / RADWAY GREEN GT2 / WHITCHURCH GT2 | CELLARHEAD | SPM | -3.2 | bsp | 12.265 | Green | 37.5 | 25.235 | thermal | 0 | 0 | 0 | 0 | 9.4 | COPPENHALL GT1 / CREWE GT1 / CREWE GT2A / CREWE GT4A / RADWAY GREEN GT1 / RADWAY GREEN GT2 / WHITCHURCH GT2 | -3.1663 | RED | 0 |  |  | 0 | 0 | 0 | 37.5 |  |  |  |  | Green (Over 5% headroom) | 0 | 0 | 1.83 | 29 | 82 | 6127832 | [9 empty] | Frodsham | CELLARHEAD | 5 | 1680 | 1680 | 0 | 0 | 20 | 2027-07 | 10094312423 | B8 Storage or Distribution | 1139 | A | Natural Gas | 5 |  | Heating and Mechanical Ventilation | 2019-02-01 |  | 1 | FALSE | 53.0904 | -2.4107 | SPM-BR_STATION_T1_DUCHY_RD_T1_ELECTRA_WAY_T1_MIDLAND_ROLLMAKERS_ | 12082918000 | SP Energy Networks open data (API key): NDP SPM primary-group polygons + Capacity Heatmaps Information Model SPM + LTDS appendices 3/6 + NSHR
3325 | 30 | UNIT 2 INNOVATION HOUSE, BEAM HEATH WAY | NANTWICH | CW5 6PQ | Cheshire East |  | Warehouse And Premises | industrial | 1 | 1149.37 | 12372 | GIA | 78500 | Nantwich T1 | inside-area | 1.06 | COPPENHALL GT1 / CREWE GT1 / CREWE GT2A / CREWE GT4A / RADWAY GREEN GT1 / RADWAY GREEN GT2 / WHITCHURCH GT2 | CELLARHEAD | SPM | -3.2 | bsp | 1.103 | Green | 7.5 | 5.485 | thermal | 0.9 | 0.8 | 0 | 1.7 | 1.2 | COPPENHALL GT1 / CREWE GT1 / CREWE GT2A / CREWE GT4A / RADWAY GREEN GT1 / RADWAY GREEN GT2 / WHITCHURCH GT2 | -3.1663 | RED | 0 |  |  | 0 | 0 | 0 | 7.5 |  |  |  |  | Green (Over 5% headroom) | 0 | 0 | 1.83 | 29 | 5 | 311920 | [9 empty] | Frodsham | CELLARHEAD | 5 | 1680 | 1680 | 0 | 0 | 20 | 2027-07 | 200001488827 | Offices and Workshop Businesses | 1117 | C | Natural Gas | 3 |  | Heating and Natural Ventilation | 2026-01-30 |  | 1 | FALSE | 53.0767 | -2.517 | SPM-NANTWICH_T1 | 10875260000 | SP Energy Networks open data (API key): NDP SPM primary-group polygons + Capacity Heatmaps Information Model SPM + LTDS appendices 3/6 + NSHR
3326 | 30 | UNIT 5, TRICKETTS LANE | NANTWICH | CW5 6PY | Cheshire East |  | Workshop And Premises | industrial | 1 | 1147.81 | 12355 | GIA | 35500 | Stapeley T1 | inside-area | 1.45 | COPPENHALL GT1 / CREWE GT1 / CREWE GT2A / CREWE GT4A / RADWAY GREEN GT1 / RADWAY GREEN GT2 / WHITCHURCH GT2 | CELLARHEAD | SPM | -3.2 | bsp | 2.301 | Green | 7.5 | 5.199 | thermal | 0 | 0 | 0 | 0 | 1.3 | COPPENHALL GT1 / CREWE GT1 / CREWE GT2A / CREWE GT4A / RADWAY GREEN GT1 / RADWAY GREEN GT2 / WHITCHURCH GT2 | -3.1663 | RED | 0 |  |  | 0 | 0 | 0 | 7.5 |  |  |  |  | Green (Over 5% headroom) | 0 | 0 | 1.82 | 52 | 2 | 31913 | [9 empty] | Frodsham | CELLARHEAD | 5 | 1680 | 1680 | 0 | 0 | 20 | 2027-07 | [12 empty] | 53.0679 | -2.4748 | SPM-STAPELEY_T1 | 7745238000 | SP Energy Networks open data (API key): NDP SPM primary-group polygons + Capacity Heatmaps Information Model SPM + LTDS appendices 3/6 + NSHR
3327 | 30 | UNIT 1 INDUCHEM UK LTD, RADNOR PARK INDUSTRIAL ESTATE, BACK LANE | CONGLETON | CW12 4XJ | Cheshire East |  | Warehouse And Premises | industrial | 1 | 1147.72 | 12354 | GIA | 52500 | Smallwood T1 | nearest-substation | 3.92 | COPPENHALL GT1 / CREWE GT1 / CREWE GT2A / CREWE GT4A / RADWAY GREEN GT1 / RADWAY GREEN GT2 / WHITCHURCH GT2 | CELLARHEAD | SPM | -3.2 | bsp | 1.982 | Green | 7.5 | 5.43 | thermal | 0.1 | 0.1 | 0.2 | 0.2 | 1.4 | COPPENHALL GT1 / CREWE GT1 / CREWE GT2A / CREWE GT4A / RADWAY GREEN GT1 / RADWAY GREEN GT2 / WHITCHURCH GT2 | -3.1663 | RED | 0 |  |  | 0 | 0 | 0 | 7.5 |  |  |  |  | Green (Over 5% headroom) | 0 | 0 | 1.82 | 29 | 61 | 2160622 | [9 empty] | Fiddlers Ferry | CELLARHEAD | 5 | 1680 | 1680 | 0 | 0 | 20 | 2027-07 | 10007643101 | Retail/Financial and Professional Services | 804 | C | Natural Gas | 3 |  | Heating and Natural Ventilation | 2024-12-05 |  | 1 | FALSE | 53.1714 | -2.2349 | SPM-SMALLWOOD_T1 | 8647245000 | SP Energy Networks open data (API key): NDP SPM primary-group polygons + Capacity Heatmaps Information Model SPM + LTDS appendices 3/6 + NSHR
3328 | 30 | UNIT 2 YARN MILL, CROSS STREET | STOKE-ON-TRENT | ST8 6BG | Staffordshire Moorlands |  | Workshop And Premises | industrial | 1 | 1145.99 | 12335 | GIA | 16750 | Smallwood T1 | nearest-substation | 7.15 | COPPENHALL GT1 / CREWE GT1 / CREWE GT2A / CREWE GT4A / RADWAY GREEN GT1 / RADWAY GREEN GT2 / WHITCHURCH GT2 | CELLARHEAD | SPM | -3.2 | bsp | 1.982 | Green | 7.5 | 5.43 | thermal | 0.1 | 0.1 | 0.2 | 0.2 | 1.4 | COPPENHALL GT1 / CREWE GT1 / CREWE GT2A / CREWE GT4A / RADWAY GREEN GT1 / RADWAY GREEN GT2 / WHITCHURCH GT2 | -3.1663 | RED | 0 |  |  | 0 | 0 | 0 | 7.5 |  |  |  |  | Green (Over 5% headroom) | 0 | 0 | 1.82 | 52 | 61 | 2160641 | [9 empty] | Fiddlers Ferry | CELLARHEAD | 5 | 1680 | 1680 | 0 | 0 | 20 | 2027-07 | 100032221058 | Offices and Workshop Businesses | 1899 | E | Natural Gas | 3 |  | Heating and Natural Ventilation | 2024-10-28 |  | 0.67 | FALSE | 53.1183 | -2.1747 | SPM-SMALLWOOD_T1 | 10972381000 | SP Energy Networks open data (API key): NDP SPM primary-group polygons + Capacity Heatmaps Information Model SPM + LTDS appendices 3/6 + NSHR
3329 | 30 | REAR OF STRATSTONE VOLVO, FIRST AVENUE | CREWE | CW1 6BG | Cheshire East |  | Warehouse And Premises | industrial | 1 | 1142.3 | 12296 | GIA | 62000 | Br Station T1 / Duchy Rd T1 / Electra Way T1 / Midland Rollmakers T1A / North Western Mills T1 | inside-area | 0.58 | COPPENHALL GT1 / CREWE GT1 / CREWE GT2A / CREWE GT4A / RADWAY GREEN GT1 / RADWAY GREEN GT2 / WHITCHURCH GT2 | CELLARHEAD | SPM | -3.2 | bsp | 12.265 | Green | 37.5 | 25.235 | thermal | 0 | 0 | 0 | 0 | 9.4 | COPPENHALL GT1 / CREWE GT1 / CREWE GT2A / CREWE GT4A / RADWAY GREEN GT1 / RADWAY GREEN GT2 / WHITCHURCH GT2 | -3.1663 | RED | 0 |  |  | 0 | 0 | 0 | 37.5 |  |  |  |  | Green (Over 5% headroom) | 0 | 0 | 1.82 | 29 | 82 | 6127921 | [9 empty] | Frodsham | CELLARHEAD | 5 | 1680 | 1680 | 0 | 0 | 20 | 2027-07 | [12 empty] | 53.0885 | -2.4245 | SPM-BR_STATION_T1_DUCHY_RD_T1_ELECTRA_WAY_T1_MIDLAND_ROLLMAKERS_ | 4796106000 | SP Energy Networks open data (API key): NDP SPM primary-group polygons + Capacity Heatmaps Information Model SPM + LTDS appendices 3/6 + NSHR
3330 | 30 | NO 1 WORKS SECOND AVENUE, RADNOR PARK INDUSTRIAL ESTATE | CONGLETON | CW12 4XJ | Cheshire East |  | Warehouse And Premises | industrial | 1 | 1133.94 | 12206 | GIA | 53000 | Smallwood T1 | nearest-substation | 3.92 | COPPENHALL GT1 / CREWE GT1 / CREWE GT2A / CREWE GT4A / RADWAY GREEN GT1 / RADWAY GREEN GT2 / WHITCHURCH GT2 | CELLARHEAD | SPM | -3.2 | bsp | 1.982 | Green | 7.5 | 5.43 | thermal | 0.1 | 0.1 | 0.2 | 0.2 | 1.4 | COPPENHALL GT1 / CREWE GT1 / CREWE GT2A / CREWE GT4A / RADWAY GREEN GT1 / RADWAY GREEN GT2 / WHITCHURCH GT2 | -3.1663 | RED | 0 |  |  | 0 | 0 | 0 | 7.5 |  |  |  |  | Green (Over 5% headroom) | 0 | 0 | 1.8 | 28 | 61 | 2160770 | [9 empty] | Fiddlers Ferry | CELLARHEAD | 5 | 1680 | 1680 | 0 | 0 | 20 | 2027-07 | 10007643101 | Retail/Financial and Professional Services | 804 | C | Natural Gas | 3 |  | Heating and Natural Ventilation | 2024-12-05 |  | 1 | FALSE | 53.1714 | -2.2349 | SPM-SMALLWOOD_T1 | 14975093000 | SP Energy Networks open data (API key): NDP SPM primary-group polygons + Capacity Heatmaps Information Model SPM + LTDS appendices 3/6 + NSHR
3331 | 30 | THE PRINTING HOUSE LTD, MARSHFIELD BANK INDUSTRIAL ESTATE, MIDDLEWICH ROAD | CREWE | CW2 8UY | Cheshire East |  | Workshop And Premises | industrial | 1 | 1131.7 | 12182 | GIA | 83000 | Crewe T1 | inside-area | 0.48 | COPPENHALL GT1 / CREWE GT1 / CREWE GT2A / CREWE GT4A / RADWAY GREEN GT1 / RADWAY GREEN GT2 / WHITCHURCH GT2 | CELLARHEAD | SPM | -3.2 | bsp | 2.457 | Green | 7.5 | 5.043 | thermal | 0 | 0 | 0 | 0 | 1.7 | COPPENHALL GT1 / CREWE GT1 / CREWE GT2A / CREWE GT4A / RADWAY GREEN GT1 / RADWAY GREEN GT2 / WHITCHURCH GT2 | -3.1663 | RED | 0 |  |  | 0 | 0 | 0 | 7.5 |  |  |  |  | Green (Over 5% headroom) | 0 | 0 | 1.8 | 51 | 9 | 394616 | [9 empty] | Frodsham | CELLARHEAD | 5 | 1680 | 1680 | 0 | 0 | 20 | 2027-07 | 10023727675 | B1 Offices and Workshop businesses | 1145 | B | Natural Gas | 3 |  | Heating and Natural Ventilation | 2017-10-10 |  | 1 | FALSE | 53.0991 | -2.4845 | SPM-CREWE_T1 | 1854832000 | SP Energy Networks open data (API key): NDP SPM primary-group polygons + Capacity Heatmaps Information Model SPM + LTDS appendices 3/6 + NSHR
3332 | 30 | IMPERIAL WORKS, COAL PIT HILL | STOKE-ON-TRENT | ST7 1PN | Newcastle Under Lyme |  | Workshop And Premises | industrial | 1 | 1131.36 | 12178 | GIA | 49750 | Church Lawton T1 | nearest-substation | 2.23 | COPPENHALL GT1 / CREWE GT1 / CREWE GT2A / CREWE GT4A / RADWAY GREEN GT1 / RADWAY GREEN GT2 / WHITCHURCH GT2 | CELLARHEAD | SPM | -3.2 | bsp | 3.77 | Green | 7.5 | 3.73 | thermal | 0 | 0 | 0 | 0 | 2.8 | COPPENHALL GT1 / CREWE GT1 / CREWE GT2A / CREWE GT4A / RADWAY GREEN GT1 / RADWAY GREEN GT2 / WHITCHURCH GT2 | -3.1663 | RED | 0 |  |  | 0 | 0 | 0 | 7.5 |  |  |  |  | Green (Over 5% headroom) | 0 | 0 | 1.8 | 51 | 8 | 636218 | [9 empty] | Frodsham | CELLARHEAD | 5 | 1680 | 1680 | 0 | 0 | 20 | 2027-07 | 100032219445 | B1 Offices and Workshop businesses | 985 | F | Natural Gas | 3 |  | Heating and Natural Ventilation | 2014-11-17 |  | 0.75 | FALSE | 53.0791 | -2.2619 | SPM-CHURCH_LAWTON_T1 | 14184149000 | SP Energy Networks open data (API key): NDP SPM primary-group polygons + Capacity Heatmaps Information Model SPM + LTDS appendices 3/6 + NSHR
3333 | 30 | POTATO STORE 1 & 2 WESTON HALL FARM, MAIN ROAD | CREWE | CW2 5ND | Cheshire East |  | Warehouse And Premises | industrial | 1 | 1111.2 | 11961 | GIA | 35500 | Weston T1 | inside-area | 1.56 | COPPENHALL GT1 / CREWE GT1 / CREWE GT2A / CREWE GT4A / RADWAY GREEN GT1 / RADWAY GREEN GT2 / WHITCHURCH GT2 | CELLARHEAD | SPM | -3.2 | bsp | 2.657 | Green | 10 | 7.343 | thermal | 0 | 0 | 0 | 0 | 0.9 | COPPENHALL GT1 / CREWE GT1 / CREWE GT2A / CREWE GT4A / RADWAY GREEN GT1 / RADWAY GREEN GT2 / WHITCHURCH GT2 | -3.1663 | RED | 0 |  |  | 0 | 0 | 0 | 10 |  |  |  |  | Green (Over 5% headroom) | 0 | 0 | 1.77 | 28 | 8 | 588854 | [9 empty] | Frodsham | CELLARHEAD | 5 | 1680 | 1680 | 0 | 0 | 20 | 2027-07 | 10094313096 | B8 Storage or Distribution | 1595 | A | Grid Supplied Electricity | 5 |  | Air Conditioning | 2020-06-15 |  | 1 | FALSE | 53.0596 | -2.4015 | SPM-WESTON_T1 | 12997292000 | SP Energy Networks open data (API key): NDP SPM primary-group polygons + Capacity Heatmaps Information Model SPM + LTDS appendices 3/6 + NSHR
3334 | 30 | PLOT 4 MILLBUCK WAY, MOSTON ROAD | SANDBACH | CW11 3HL | Cheshire East |  | Workshop And Premises | industrial | 1 | 1108.9 | 11936 | GIA | 59500 | Fodens T1 | inside-area | 0.53 | COPPENHALL GT1 / CREWE GT1 / CREWE GT2A / CREWE GT4A / RADWAY GREEN GT1 / RADWAY GREEN GT2 / WHITCHURCH GT2 | CELLARHEAD | SPM | -3.2 | bsp | 2.645 | Green | 7.5 | 4.855 | thermal | 0 | 0.7 | 0 | 0.7 | 1.6 | COPPENHALL GT1 / CREWE GT1 / CREWE GT2A / CREWE GT4A / RADWAY GREEN GT1 / RADWAY GREEN GT2 / WHITCHURCH GT2 | -3.1663 | RED | 0 |  |  | 0 | 0 | 0 | 7.5 |  |  |  |  | Green (Over 5% headroom) | 0 | 0 | 1.76 | 50 | 14 | 477350 | [9 empty] | Frodsham | CELLARHEAD | 5 | 1680 | 1680 | 0 | 0 | 20 | 2027-07 | [12 empty] | 53.142 | -2.3968 | SPM-FODENS_T1 | 368539133 | SP Energy Networks open data (API key): NDP SPM primary-group polygons + Capacity Heatmaps Information Model SPM + LTDS appendices 3/6 + NSHR
3335 | 30 | UNITS 8-11 HUNTSBANK BUSINESS PARK, CREWE ROAD | CREWE | CW2 6QT | Cheshire East |  | Warehouse And Premises | industrial | 1 | 1104.08 | 11884 | GIA | 76000 | Wistaston Hall T1 | inside-area | 1.04 | COPPENHALL GT1 / CREWE GT1 / CREWE GT2A / CREWE GT4A / RADWAY GREEN GT1 / RADWAY GREEN GT2 / WHITCHURCH GT2 | CELLARHEAD | SPM | -3.2 | bsp | 3.041 | Green | 7.5 | 4.459 | thermal | 0 | 0 | 0 | 0 | 2.1 | COPPENHALL GT1 / CREWE GT1 / CREWE GT2A / CREWE GT4A / RADWAY GREEN GT1 / RADWAY GREEN GT2 / WHITCHURCH GT2 | -3.1663 | RED | 0 |  |  | 0 | 0 | 0 | 7.5 |  |  |  |  | Green (Over 5% headroom) | 0 | 0 | 1.75 | 28 | 0 | 0 | [9 empty] | Frodsham | CELLARHEAD | 5 | 1680 | 1680 | 0 | 0 | 20 | 2027-07 | 10014455670 | B8 Storage or Distribution | 1109 | D | Grid Supplied Electricity | 3 |  | Heating and Natural Ventilation | 2020-04-24 |  | 1 | FALSE | 53.0754 | -2.4766 | SPM-WISTASTON_HALL_T1 | 13143715000 | SP Energy Networks open data (API key): NDP SPM primary-group polygons + Capacity Heatmaps Information Model SPM + LTDS appendices 3/6 + NSHR
3336 | 30 | HOUSTON & SON LTD, VICTORIA AVENUE | CREWE | CW2 7SJ | Cheshire East |  | Warehouse And Premises | industrial | 1 | 1100.3 | 11844 | GIA | 53000 | Rolls Royce T1 / Rolls Royce T2 / Rolls Royce T3 | inside-area | 0.91 | COPPENHALL GT1 / CREWE GT1 / CREWE GT2A / CREWE GT4A / RADWAY GREEN GT1 / RADWAY GREEN GT2 / WHITCHURCH GT2 | CELLARHEAD | SPM | -3.2 | bsp | 3.2428 | Green | 15 | 11.7572 | thermal | 0 | 0 | 0 | 0 | 1.7 | COPPENHALL GT1 / CREWE GT1 / CREWE GT2A / CREWE GT4A / RADWAY GREEN GT1 / RADWAY GREEN GT2 / WHITCHURCH GT2 | -3.1663 | RED | 0 |  |  | 0 | 0 | 0 | 15 |  |  |  |  | Green (Over 5% headroom) | 0 | 0 | 1.75 | 28 | 4 | 2751683 | [9 empty] | Frodsham | CELLARHEAD | 5 | 1680 | 1680 | 0 | 0 | 20 | 2027-07 | [12 empty] | 53.098 | -2.4651 | SPM-ROLLS_ROYCE_T1_ROLLS_ROYCE_T2_ROLLS_ROYCE_T3 | 143697133 | SP Energy Networks open data (API key): NDP SPM primary-group polygons + Capacity Heatmaps Information Model SPM + LTDS appendices 3/6 + NSHR
3337 | 30 | RIVERSIDE ANIMAL FEEDS, MILLBUCK INDUSTRIAL ESTATE, MOSTON ROAD | SANDBACH | CW11 3HL | Cheshire East |  | Warehouse And Premises | industrial | 1 | 1068.03 | 11496 | GIA | 59500 | Fodens T1 | inside-area | 0.53 | COPPENHALL GT1 / CREWE GT1 / CREWE GT2A / CREWE GT4A / RADWAY GREEN GT1 / RADWAY GREEN GT2 / WHITCHURCH GT2 | CELLARHEAD | SPM | -3.2 | bsp | 2.645 | Green | 7.5 | 4.855 | thermal | 0 | 0.7 | 0 | 0.7 | 1.6 | COPPENHALL GT1 / CREWE GT1 / CREWE GT2A / CREWE GT4A / RADWAY GREEN GT1 / RADWAY GREEN GT2 / WHITCHURCH GT2 | -3.1663 | RED | 0 |  |  | 0 | 0 | 0 | 7.5 |  |  |  |  | Green (Over 5% headroom) | 0 | 0 | 1.7 | 27 | 14 | 477790 | [9 empty] | Frodsham | CELLARHEAD | 5 | 1680 | 1680 | 0 | 0 | 20 | 2027-07 | [12 empty] | 53.142 | -2.3968 | SPM-FODENS_T1 | 9453973000 | SP Energy Networks open data (API key): NDP SPM primary-group polygons + Capacity Heatmaps Information Model SPM + LTDS appendices 3/6 + NSHR
3338 | 30 | CAMBI UK LTD, EATON BANK | CONGLETON | CW12 1PN | Cheshire East |  | Workshop And Premises | industrial | 1 | 1067.3 | 11488 | GIA | 60500 | Smallwood T1 | nearest-substation | 5.65 | COPPENHALL GT1 / CREWE GT1 / CREWE GT2A / CREWE GT4A / RADWAY GREEN GT1 / RADWAY GREEN GT2 / WHITCHURCH GT2 | CELLARHEAD | SPM | -3.2 | bsp | 1.982 | Green | 7.5 | 5.43 | thermal | 0.1 | 0.1 | 0.2 | 0.2 | 1.4 | COPPENHALL GT1 / CREWE GT1 / CREWE GT2A / CREWE GT4A / RADWAY GREEN GT1 / RADWAY GREEN GT2 / WHITCHURCH GT2 | -3.1663 | RED | 0 |  |  | 0 | 0 | 0 | 7.5 |  |  |  |  | Green (Over 5% headroom) | 0 | 0 | 1.7 | 48 | 61 | 2161488 | [9 empty] | Fiddlers Ferry | CELLARHEAD | 5 | 1680 | 1680 | 0 | 0 | 20 | 2027-07 | 10093318688 | Offices and Workshop Businesses | 454 | D | Natural Gas | 3 |  | Heating and Natural Ventilation | 2026-09-16 |  | 0.5 | FALSE | 53.1713 | -2.2008 | SPM-SMALLWOOD_T1 | 9052689000 | SP Energy Networks open data (API key): NDP SPM primary-group polygons + Capacity Heatmaps Information Model SPM + LTDS appendices 3/6 + NSHR
3339 | 30 | WAREHOUSE ADJ BROOK COTTAGE, NANTWICH ROAD | TARPORLEY | CW6 9JS | Cheshire East |  | Warehouse And Premises | industrial | 1 | 1066.72 | 11482 | GIA | 46250 | Cheshire Green T1 / Nwf T1 | inside-area | 1.35 | COPPENHALL GT1 / CREWE GT1 / CREWE GT2A / CREWE GT4A / RADWAY GREEN GT1 / RADWAY GREEN GT2 / WHITCHURCH GT2 | CELLARHEAD | SPM | -3.2 | bsp | 4.509 | Green | 10 | 5.491 | thermal | 0 | 0 | 0 | 0 | 4.1 | COPPENHALL GT1 / CREWE GT1 / CREWE GT2A / CREWE GT4A / RADWAY GREEN GT1 / RADWAY GREEN GT2 / WHITCHURCH GT2 | -3.1663 | RED | 0 |  |  | 0 | 0 | 0 | 10 |  |  |  |  | Green (Over 5% headroom) | 0 | 0 | 1.7 | 27 | 7 | 1427081 | [9 empty] | Frodsham | CELLARHEAD | 5 | 1680 | 1680 | 0 | 0 | 20 | 2027-07 | [12 empty] | 53.1235 | -2.6081 | SPM-CHESHIRE_GREEN_T1_NWF_T1 | 13517348000 | SP Energy Networks open data (API key): NDP SPM primary-group polygons + Capacity Heatmaps Information Model SPM + LTDS appendices 3/6 + NSHR
3340 | 30 | UNIT 2, FIRST AVENUE | CREWE | CW1 6BG | Cheshire East |  | Factory And Premises | industrial | 1 | 1062.5 | 11437 | GIA | 58000 | Br Station T1 / Duchy Rd T1 / Electra Way T1 / Midland Rollmakers T1A / North Western Mills T1 | inside-area | 0.58 | COPPENHALL GT1 / CREWE GT1 / CREWE GT2A / CREWE GT4A / RADWAY GREEN GT1 / RADWAY GREEN GT2 / WHITCHURCH GT2 | CELLARHEAD | SPM | -3.2 | bsp | 12.265 | Green | 37.5 | 25.235 | thermal | 0 | 0 | 0 | 0 | 9.4 | COPPENHALL GT1 / CREWE GT1 / CREWE GT2A / CREWE GT4A / RADWAY GREEN GT1 / RADWAY GREEN GT2 / WHITCHURCH GT2 | -3.1663 | RED | 0 |  |  | 0 | 0 | 0 | 37.5 |  |  |  |  | Green (Over 5% headroom) | 0 | 0 | 1.69 | 64 | 82 | 6128780 | [9 empty] | Frodsham | CELLARHEAD | 5 | 1680 | 1680 | 0 | 0 | 20 | 2027-07 | 100012596356 | B1 Offices and Workshop businesses | 455 | E | Natural Gas | 3 |  | Heating and Natural Ventilation | 2012-05-09 |  | 0.5 | FALSE | 53.0885 | -2.4245 | SPM-BR_STATION_T1_DUCHY_RD_T1_ELECTRA_WAY_T1_MIDLAND_ROLLMAKERS_ | 357843133 | SP Energy Networks open data (API key): NDP SPM primary-group polygons + Capacity Heatmaps Information Model SPM + LTDS appendices 3/6 + NSHR
3341 | 30 | WHARF PLUMBING AND HEATING LTD, STATION YARD | CONGLETON | CW12 3DE | Cheshire East |  | Warehouse And Premises | industrial | 1 | 1051.1 | 11314 | GIA | 30500 | Smallwood T1 | nearest-substation | 5.44 | COPPENHALL GT1 / CREWE GT1 / CREWE GT2A / CREWE GT4A / RADWAY GREEN GT1 / RADWAY GREEN GT2 / WHITCHURCH GT2 | CELLARHEAD | SPM | -3.2 | bsp | 1.982 | Green | 7.5 | 5.43 | thermal | 0.1 | 0.1 | 0.2 | 0.2 | 1.4 | COPPENHALL GT1 / CREWE GT1 / CREWE GT2A / CREWE GT4A / RADWAY GREEN GT1 / RADWAY GREEN GT2 / WHITCHURCH GT2 | -3.1663 | RED | 0 |  |  | 0 | 0 | 0 | 7.5 |  |  |  |  | Green (Over 5% headroom) | 0 | 0 | 1.67 | 26 | 61 | 2161662 | [9 empty] | Fiddlers Ferry | CELLARHEAD | 5 | 1680 | 1680 | 0 | 0 | 20 | 2027-07 | 100012598740 | Retail/Financial and Professional Services | 1154 | C | Grid Supplied Electricity | 3 | 2 | Air Conditioning | 2026-08-25 |  | 1 | FALSE | 53.158 | -2.1943 | SPM-SMALLWOOD_T1 | 7595019000 | SP Energy Networks open data (API key): NDP SPM primary-group polygons + Capacity Heatmaps Information Model SPM + LTDS appendices 3/6 + NSHR
3342 | 30 | BORDER PLANT SALES ORCHARD FARM, BROOKHOUSE GREEN | SANDBACH | CW11 2XE | Cheshire East |  | Workshop And Premises | industrial | 1 | 1048.78 | 11289 | GIA | 37750 | Smallwood T1 | inside-area | 0.87 | COPPENHALL GT1 / CREWE GT1 / CREWE GT2A / CREWE GT4A / RADWAY GREEN GT1 / RADWAY GREEN GT2 / WHITCHURCH GT2 | CELLARHEAD | SPM | -3.2 | bsp | 1.982 | Green | 7.5 | 5.43 | thermal | 0.1 | 0.1 | 0.2 | 0.2 | 1.4 | COPPENHALL GT1 / CREWE GT1 / CREWE GT2A / CREWE GT4A / RADWAY GREEN GT1 / RADWAY GREEN GT2 / WHITCHURCH GT2 | -3.1663 | RED | 0 |  |  | 0 | 0 | 0 | 7.5 |  |  |  |  | Green (Over 5% headroom) | 0 | 0 | 1.67 | 47 | 61 | 2161687 | [9 empty] | Fiddlers Ferry | CELLARHEAD | 5 | 1680 | 1680 | 0 | 0 | 20 | 2027-07 | [12 empty] | 53.151 | -2.2798 | SPM-SMALLWOOD_T1 | 9708040000 | SP Energy Networks open data (API key): NDP SPM primary-group polygons + Capacity Heatmaps Information Model SPM + LTDS appendices 3/6 + NSHR
3343 | 30 | UNITS 31A-31B, QUAKERS COPPICE | CREWE | CW1 6FA | Cheshire East |  | Warehouse And Premises | industrial | 1 | 1046.4 | 11263 | GIA | 76500 | Br Station T1 / Duchy Rd T1 / Electra Way T1 / Midland Rollmakers T1A / North Western Mills T1 | inside-area | 0.86 | COPPENHALL GT1 / CREWE GT1 / CREWE GT2A / CREWE GT4A / RADWAY GREEN GT1 / RADWAY GREEN GT2 / WHITCHURCH GT2 | CELLARHEAD | SPM | -3.2 | bsp | 12.265 | Green | 37.5 | 25.235 | thermal | 0 | 0 | 0 | 0 | 9.4 | COPPENHALL GT1 / CREWE GT1 / CREWE GT2A / CREWE GT4A / RADWAY GREEN GT1 / RADWAY GREEN GT2 / WHITCHURCH GT2 | -3.1663 | RED | 0 |  |  | 0 | 0 | 0 | 37.5 |  |  |  |  | Green (Over 5% headroom) | 0 | 0 | 1.66 | 26 | 82 | 6128954 | [9 empty] | Frodsham | CELLARHEAD | 5 | 1680 | 1680 | 0 | 0 | 20 | 2027-07 | 10094315569 | Storage or Distribution | 941 | B | Grid Supplied Electricity | 3 |  | Heating and Natural Ventilation | 2025-06-27 |  | 1 | FALSE | 53.088 | -2.4176 | SPM-BR_STATION_T1_DUCHY_RD_T1_ELECTRA_WAY_T1_MIDLAND_ROLLMAKERS_ | 9194626000 | SP Energy Networks open data (API key): NDP SPM primary-group polygons + Capacity Heatmaps Information Model SPM + LTDS appendices 3/6 + NSHR
3344 | 30 | UNIT 7C, MARSHFIELD BANK INDUSTRIAL ESTATE, MIDDLEWICH ROAD | CREWE | CW2 8UY | Cheshire East |  | Warehouse And Premises | industrial | 1 | 1045.1 | 11249 | GIA | 78500 | Crewe T1 | inside-area | 0.48 | COPPENHALL GT1 / CREWE GT1 / CREWE GT2A / CREWE GT4A / RADWAY GREEN GT1 / RADWAY GREEN GT2 / WHITCHURCH GT2 | CELLARHEAD | SPM | -3.2 | bsp | 2.457 | Green | 7.5 | 5.043 | thermal | 0 | 0 | 0 | 0 | 1.7 | COPPENHALL GT1 / CREWE GT1 / CREWE GT2A / CREWE GT4A / RADWAY GREEN GT1 / RADWAY GREEN GT2 / WHITCHURCH GT2 | -3.1663 | RED | 0 |  |  | 0 | 0 | 0 | 7.5 |  |  |  |  | Green (Over 5% headroom) | 0 | 0 | 1.66 | 26 | 9 | 395549 | [9 empty] | Frodsham | CELLARHEAD | 5 | 1680 | 1680 | 0 | 0 | 20 | 2027-07 | 10094309552 | B1 Offices and Workshop businesses | 987 | C | Natural Gas | 3 |  | Heating and Natural Ventilation | 2021-09-23 |  | 1 | FALSE | 53.0991 | -2.4845 | SPM-CREWE_T1 | 9052626000 | SP Energy Networks open data (API key): NDP SPM primary-group polygons + Capacity Heatmaps Information Model SPM + LTDS appendices 3/6 + NSHR
3345 | 30 | 5, COWLEY WAY | CREWE | CW1 6AE | Cheshire East |  | Workshop And Premises | industrial | 1 | 1038.4 | 11177 | GIA | 73500 | Br Station T1 / Duchy Rd T1 / Electra Way T1 / Midland Rollmakers T1A / North Western Mills T1 | inside-area | 0.16 | COPPENHALL GT1 / CREWE GT1 / CREWE GT2A / CREWE GT4A / RADWAY GREEN GT1 / RADWAY GREEN GT2 / WHITCHURCH GT2 | CELLARHEAD | SPM | -3.2 | bsp | 12.265 | Green | 37.5 | 25.235 | thermal | 0 | 0 | 0 | 0 | 9.4 | COPPENHALL GT1 / CREWE GT1 / CREWE GT2A / CREWE GT4A / RADWAY GREEN GT1 / RADWAY GREEN GT2 / WHITCHURCH GT2 | -3.1663 | RED | 0 |  |  | 0 | 0 | 0 | 37.5 |  |  |  |  | Green (Over 5% headroom) | 0 | 0 | 1.65 | 47 | 82 | 6129040 | [9 empty] | Frodsham | CELLARHEAD | 5 | 1680 | 1680 | 0 | 0 | 20 | 2027-07 | [12 empty] | 53.0854 | -2.4293 | SPM-BR_STATION_T1_DUCHY_RD_T1_ELECTRA_WAY_T1_MIDLAND_ROLLMAKERS_ | 341606000 | SP Energy Networks open data (API key): NDP SPM primary-group polygons + Capacity Heatmaps Information Model SPM + LTDS appendices 3/6 + NSHR
3346 | 30 | 3/4, COWLEY WAY | CREWE | CW1 6FL | Cheshire East |  | Workshop And Premises | industrial | 1 | 1027.6 | 11061 | GIA | 78500 | Br Station T1 / Duchy Rd T1 / Electra Way T1 / Midland Rollmakers T1A / North Western Mills T1 | inside-area | 0.32 | COPPENHALL GT1 / CREWE GT1 / CREWE GT2A / CREWE GT4A / RADWAY GREEN GT1 / RADWAY GREEN GT2 / WHITCHURCH GT2 | CELLARHEAD | SPM | -3.2 | bsp | 12.265 | Green | 37.5 | 25.235 | thermal | 0 | 0 | 0 | 0 | 9.4 | COPPENHALL GT1 / CREWE GT1 / CREWE GT2A / CREWE GT4A / RADWAY GREEN GT1 / RADWAY GREEN GT2 / WHITCHURCH GT2 | -3.1663 | RED | 0 |  |  | 0 | 0 | 0 | 37.5 |  |  |  |  | Green (Over 5% headroom) | 0 | 0 | 1.63 | 46 | 82 | 6129156 | [9 empty] | Frodsham | CELLARHEAD | 5 | 1680 | 1680 | 0 | 0 | 20 | 2027-07 | [12 empty] | 53.0868 | -2.4292 | SPM-BR_STATION_T1_DUCHY_RD_T1_ELECTRA_WAY_T1_MIDLAND_ROLLMAKERS_ | 369120133 | SP Energy Networks open data (API key): NDP SPM primary-group polygons + Capacity Heatmaps Information Model SPM + LTDS appendices 3/6 + NSHR
3347 | 30 | UNIT 1B, SPITFIRE ROAD | NANTWICH | CW5 6HT | Cheshire East |  | Warehouse And Premises | industrial | 1 | 1022 | 11001 | GIA | 90500 | Acton T1 | inside-area | 4.67 | COPPENHALL GT1 / CREWE GT1 / CREWE GT2A / CREWE GT4A / RADWAY GREEN GT1 / RADWAY GREEN GT2 / WHITCHURCH GT2 | CELLARHEAD | SPM | -3.2 | bsp | 2.399 | Green | 7.5 | 4.667 | thermal | 0.4 | 1 | 0 | 1.4 | 2.2 | COPPENHALL GT1 / CREWE GT1 / CREWE GT2A / CREWE GT4A / RADWAY GREEN GT1 / RADWAY GREEN GT2 / WHITCHURCH GT2 | -3.1663 | RED | 0 |  |  | 0 | 0 | 0 | 7.5 |  |  |  |  | Green (Over 5% headroom) | 0 | 0 | 1.62 | 26 | 11 | 717129 | [9 empty] | Frodsham | CELLARHEAD | 5 | 1680 | 1680 | 0 | 0 | 20 | 2027-07 | 10094891326 | B8 Storage or Distribution | 934 | A | LPG | 5 |  | Heating and Natural Ventilation | 2019-10-21 |  | 1 | FALSE | 53.1119 | -2.5912 | SPM-ACTON_T1 | 12514940000 | SP Energy Networks open data (API key): NDP SPM primary-group polygons + Capacity Heatmaps Information Model SPM + LTDS appendices 3/6 + NSHR
3348 | 30 | UNIT 2, RADNOR PARK INDUSTRIAL ESTATE, BACK LANE | CONGLETON | CW12 4XJ | Cheshire East |  | Warehouse And Premises | industrial | 1 | 1002.93 | 10795 | GIA | 34750 | Smallwood T1 | nearest-substation | 3.92 | COPPENHALL GT1 / CREWE GT1 / CREWE GT2A / CREWE GT4A / RADWAY GREEN GT1 / RADWAY GREEN GT2 / WHITCHURCH GT2 | CELLARHEAD | SPM | -3.2 | bsp | 1.982 | Green | 7.5 | 5.43 | thermal | 0.1 | 0.1 | 0.2 | 0.2 | 1.4 | COPPENHALL GT1 / CREWE GT1 / CREWE GT2A / CREWE GT4A / RADWAY GREEN GT1 / RADWAY GREEN GT2 / WHITCHURCH GT2 | -3.1663 | RED | 0 |  |  | 0 | 0 | 0 | 7.5 |  |  |  |  | Green (Over 5% headroom) | 0 | 0 | 1.59 | 25 | 61 | 2162181 | [9 empty] | Fiddlers Ferry | CELLARHEAD | 5 | 1680 | 1680 | 0 | 0 | 20 | 2027-07 | 10095631492 | B8 Storage or Distribution | 755 | C | Other | 3 |  | Unconditioned | 2021-01-25 |  | 1 | FALSE | 53.1714 | -2.2349 | SPM-SMALLWOOD_T1 | 8238409000 | SP Energy Networks open data (API key): NDP SPM primary-group polygons + Capacity Heatmaps Information Model SPM + LTDS appendices 3/6 + NSHR
3349 | 30 | YEW TREE FARM 30, MAIN ROAD | CREWE | CW2 5NA | Cheshire East | WFS LTD | Warehouse And Premises | industrial | 1 | 1001.01 | 10775 | GIA | 41250 | Weston T1 | inside-area | 0.84 | COPPENHALL GT1 / CREWE GT1 / CREWE GT2A / CREWE GT4A / RADWAY GREEN GT1 / RADWAY GREEN GT2 / WHITCHURCH GT2 | CELLARHEAD | SPM | -3.2 | bsp | 2.657 | Green | 10 | 7.343 | thermal | 0 | 0 | 0 | 0 | 0.9 | COPPENHALL GT1 / CREWE GT1 / CREWE GT2A / CREWE GT4A / RADWAY GREEN GT1 / RADWAY GREEN GT2 / WHITCHURCH GT2 | -3.1663 | RED | 0 |  |  | 0 | 0 | 0 | 10 |  |  |  |  | Green (Over 5% headroom) | 0 | 0 | 1.59 | 25 | 8 | 590040 | [9 empty] | Frodsham | CELLARHEAD | 5 | 1680 | 1680 | 0 | 0 | 20 | 2027-07 | [12 empty] | 53.0657 | -2.3978 | SPM-WESTON_T1 | 8593522000 | SP Energy Networks open data (API key): NDP SPM primary-group polygons + Capacity Heatmaps Information Model SPM + LTDS appendices 3/6 + NSHR
3350 | 29.7 | UNIT 1, ALEXANDRA DOCK, REGENT ROAD | BOOTLE | L20 1BS | Sefton |  | Warehouse And Premises | industrial | 2 | 32459.83 | 349394 | GIA | 1447500 | Bibbys T1 / Inland Revenue Offices T1 / Regent Rd T1 | inside-area | 1.3 | BOOTLE GT2A / BURLINGTON ST GT1 / LISTER DV A GT2 | LISTER DRIVE | SPM | 5.4 | primary | 5.38 | Green | 17.5 | 12.12 | thermal | 0 | 0 | 1.2 | 0 | 3 | BOOTLE GT2A / BURLINGTON ST GT1 / LISTER DV A GT2 | 61.868 | GREEN | 0 |  |  | 0 | 0 | 0 | 17.5 |  |  |  |  | Green (Over 5% headroom) | 38503 | 11 | 51.58 | 811 | 54 | 1796388 | [9 empty] | Lister Drive | LISTER DRIVE | 2 | 114 | 114 | 0 | 57 | 20 | 2026-09 |  | Storage or Distribution | 7045 | B | Grid Supplied Electricity | 3 |  | Heating and Natural Ventilation | 2022-10-10 |  | 1 | FALSE | 53.4471 | -3.0012 | SPM-BIBBYS_T1_INLAND_REVENUE_OFFICES_T1_REGENT_RD_T1 | 13768400000;13768405000 | SP Energy Networks open data (API key): NDP SPM primary-group polygons + Capacity Heatmaps Information Model SPM + LTDS appendices 3/6 + NSHR
3351 | 29.7 | THEDFORD HOUSE, HIGH STREET | PORTHMADOG | LL49 9LS | Gwynedd |  | Offices And Premises | office | 1 | 1342.99 | 14456 | NIA | 59500 | Porthmadog T1 / Porthmadog T2 | inside-area | 0.65 | FOUR CROSSES GT2 / MAENTWROG GT1 / MAENTWROG GT2 | TRAWSFYNYDD | SPM | 4.3 | bsp | 5.478 | Green | 10 | 4.522 | thermal | 0 | 0 | 0 | 0 | 4.3 | FOUR CROSSES GT2 / MAENTWROG GT1 / MAENTWROG GT2 | 4.306 | GREEN | 0 |  |  | 0 | 0 | 0 | 10 |  |  |  |  | Green (Over 5% headroom) | 30660 | 100 | 2.13 | 94 | 8 | 266000 | [9 empty] | Trawsfynydd | TRAWSFYNYDD | 1 | 940 | 0 | 0 | 0 | 10 | 2037-11 | 10090570568 | B1 Offices and Workshop businesses | 1584 | E | Natural Gas | 3 |  | Heating and Natural Ventilation | 2018-02-14 |  | 0.5 | FALSE | 52.9282 | -4.1333 | SPM-PORTHMADOG_T1_PORTHMADOG_T2 | 14335080000 | SP Energy Networks open data (API key): NDP SPM primary-group polygons + Capacity Heatmaps Information Model SPM + LTDS appendices 3/6 + NSHR
3352 | 29.6 | 1-5, WALTON ROAD | LIVERPOOL | L4 4AD | Liverpool |  | Offices And Premises | office | 1 | 1337.7 | 14399 | NIA | 63000 | Delamore St T1 / Kirkdale T1 / Walton T1 | inside-area | 0.31 | BOOTLE GT2A / BURLINGTON ST GT1 / LISTER DV A GT2 | LISTER DRIVE | SPM | 4.2 | primary | 4.1644 | Green | 17.4 | 13.2356 | thermal | 0 | 2.1 | 0 | 2.1 | 0.8 | BOOTLE GT2A / BURLINGTON ST GT1 / LISTER DV A GT2 | 61.868 | GREEN | 0 |  |  | 0 | 0 | 0 | 17.4 |  |  |  |  | Green (Over 5% headroom) | 29947 | 100 | 2.13 | 94 | 7 | 243613 | [9 empty] | Lister Drive | LISTER DRIVE | 2 | 114 | 114 | 0 | 57 | 20 | 2026-09 | [12 empty] | 53.4311 | -2.976 | SPM-DELAMORE_ST_T1_KIRKDALE_T1_WALTON_T1 | 9190746000 | SP Energy Networks open data (API key): NDP SPM primary-group polygons + Capacity Heatmaps Information Model SPM + LTDS appendices 3/6 + NSHR
3353 | 29.5 | CIC, OLD MARKET COURT, MINERS WAY | WIDNES | WA8 7SP | Halton |  | Offices And Premises | office | 1 | 1229.3 | 13232 | NIA | 113000 | Appleton T1 / Hornsbridge T1 / Lugsdale T2 | inside-area | 2.86 | BOLD G2A / PRESCOT GT1B / WIDNES GT1 / WIDNES GT2 | RAINHILL | SPM | 4.1 | primary | 4.108 | Green | 20 | 15.892 | thermal | 0 | 0 | 7.5 | 0 | 1.2 | BOLD G4A / PRESCOT GT1B / WIDNES GT1 / WIDNES GT2 | 23.6331 | GREEN | 4.9 |  |  | 0 | 0 | 0 | 20 |  |  |  |  | Green (Over 5% headroom) | 29234 | 100 | 1.95 | 86 | 14 | 707056 | [9 empty] | Fiddlers Ferry | RAINHILL | 1 | 85.5 | 85.5 | 0 | 0 | 57 | 2026-09 | [12 empty] | 53.3614 | -2.732 | SPM-APPLETON_T1_HORNSBRIDGE_T1_LUGSDALE_T2 | 3618377000 | SP Energy Networks open data (API key): NDP SPM primary-group polygons + Capacity Heatmaps Information Model SPM + LTDS appendices 3/6 + NSHR
3354 | 29.4 | ENCIRC LIMITED, ASH ROAD | CHESTER | CH2 4LF | Cheshire West And Chester |  | Factory And Premises | industrial | 1 | 156445.77 | 1683967 | GIA | 5140000 | Elton T1 | inside-area | 0.81 | ELLESMERE PORT GT2 / INCE LOCAL GT1 / INCE LOCAL GT2 | FRODSHAM - INCE | SPM | 5.2 | primary | 5.171 | Green | 7.5 | 2.329 | thermal | 0 | 0 | 0 | 0 | 4.4 | ELLESMERE PORT GT2 / INCE LOCAL GT3 | 34.8577 | GREEN | 0 |  |  | 0 | 0 | 0 | 7.5 |  |  |  |  | Green (Over 5% headroom) | 37077 | 2 | 248.61 | 9387 | 0 | 0 | [9 empty] | Frodsham | FRODSHAM | 5 | 1090 | 1090 | 0 | 0 | 0 | 2029-04 | [12 empty] | 53.2802 | -2.8148 | SPM-ELTON_T1 | 10692242000 | SP Energy Networks open data (API key): NDP SPM primary-group polygons + Capacity Heatmaps Information Model SPM + LTDS appendices 3/6 + NSHR
3355 | 29.4 | TDG, BRYN LANE, INDUSTRIAL ESTATE | WREXHAM | LL13 9UT | Wrexham |  | Warehouse And Premises | industrial | 1 | 68686.3 | 739332 | GIA | 1570000 | Ash Rd T1 / Kelloggs (Wrexham) T1 / Kelloggs (Wrexham) T2 | inside-area | 1.15 | BRYMBO GT1 / LEGACY LOCAL GT1 / MARCHWIEL GT1 / MARCHWIEL GT2 / WREXHAM GT1 | LEGACY | SPM | 5.2 | primary | 5.2336 | Green | 20 | 14.7664 | thermal | 0 | 0 | 0 | 0 | 3.5 | BRYMBO GT1 / LEGACY LOCAL GT1 / MARCHWIEL GT1 / MARCHWIEL GT2 / WREXHAM GT1 | 41.8508 | GREEN | 1.6 |  |  | 0 | 0 | 0 | 20 |  |  |  |  | Green (Over 5% headroom) | 37077 | 5 | 109.15 | 1717 | 37 | 4541983 | [9 empty] | Legacy | LEGACY | 5 | 1714 | 1714 | 0 | 0 | 0 | 2024-08 | [12 empty] | 53.0482 | -2.9141 | SPM-ASH_RD_T1_KELLOGGS_WREXHAM_T1_KELLOGGS_WREXHAM_T2 | 10097019000 | SP Energy Networks open data (API key): NDP SPM primary-group polygons + Capacity Heatmaps Information Model SPM + LTDS appendices 3/6 + NSHR
3356 | 29.4 | BRYN LANE, INDUSTRIAL ESTATE | WREXHAM | LL13 9UT | Wrexham | THE KELLOGG COMPANY OF GREAT BRITAIN | Factory And Premises | industrial | 1 | 68275.2 | 734907 | GIA | 1430000 | Ash Rd T1 / Kelloggs (Wrexham) T1 / Kelloggs (Wrexham) T2 | inside-area | 1.15 | BRYMBO GT1 / LEGACY LOCAL GT1 / MARCHWIEL GT1 / MARCHWIEL GT2 / WREXHAM GT1 | LEGACY | SPM | 5.2 | primary | 5.2336 | Green | 20 | 14.7664 | thermal | 0 | 0 | 0 | 0 | 3.5 | BRYMBO GT1 / LEGACY LOCAL GT1 / MARCHWIEL GT1 / MARCHWIEL GT2 / WREXHAM GT1 | 41.8508 | GREEN | 1.6 |  |  | 0 | 0 | 0 | 20 |  |  |  |  | Green (Over 5% headroom) | 37077 | 5 | 108.5 | 4097 | 37 | 4546408 | [9 empty] | Legacy | LEGACY | 5 | 1714 | 1714 | 0 | 0 | 0 | 2024-08 |  | B1 Offices and Workshop businesses | 569 | D | Oil | 4 |  | Heating and Natural Ventilation | 2011-06-21 |  | 1 | FALSE | 53.0482 | -2.9141 | SPM-ASH_RD_T1_KELLOGGS_WREXHAM_T1_KELLOGGS_WREXHAM_T2 | 144127206 | SP Energy Networks open data (API key): NDP SPM primary-group polygons + Capacity Heatmaps Information Model SPM + LTDS appendices 3/6 + NSHR
3357 | 29.4 | THE VILLAGE BAKERY, ASH ROAD SOUTH | WREXHAM | LL13 9UG | Wrexham |  | Factory And Premises; Warehouse And Premises | industrial | 2 | 46374.42 | 499170 | GIA | 1805000 | Ash Rd T1 / Kelloggs (Wrexham) T1 / Kelloggs (Wrexham) T2 | inside-area | 0.58 | BRYMBO GT1 / LEGACY LOCAL GT1 / MARCHWIEL GT1 / MARCHWIEL GT2 / WREXHAM GT1 | LEGACY | SPM | 5.2 | primary | 5.2336 | Green | 20 | 14.7664 | thermal | 0 | 0 | 0 | 0 | 3.5 | BRYMBO GT1 / LEGACY LOCAL GT1 / MARCHWIEL GT1 / MARCHWIEL GT2 / WREXHAM GT1 | 41.8508 | GREEN | 1.6 |  |  | 0 | 0 | 0 | 20 |  |  |  |  | Green (Over 5% headroom) | 37077 | 7 | 73.69 | 2782 | 37 | 4782145 | [9 empty] | Legacy | LEGACY | 5 | 1714 | 1714 | 0 | 0 | 0 | 2024-08 | 10070383328 | B2 to B7 General Industrial and Special Industrial Groups | 6515 | C | Natural Gas | 4 | 2 | Air Conditioning | 2019-07-18 |  | 1 | FALSE | 53.0449 | -2.9249 | SPM-ASH_RD_T1_KELLOGGS_WREXHAM_T1_KELLOGGS_WREXHAM_T2 | 14902005000;14902005000 | SP Energy Networks open data (API key): NDP SPM primary-group polygons + Capacity Heatmaps Information Model SPM + LTDS appendices 3/6 + NSHR
3358 | 29.4 | J C B TRANSMISSIONS, ABENBURY WAY, INDUSTRIAL ESTATE | WREXHAM | LL13 9UF | Wrexham |  | Factory And Premises | industrial | 1 | 44145.59 | 475179 | GIA | 1070000 | Ash Rd T1 / Kelloggs (Wrexham) T1 / Kelloggs (Wrexham) T2 | inside-area | 0.26 | BRYMBO GT1 / LEGACY LOCAL GT1 / MARCHWIEL GT1 / MARCHWIEL GT2 / WREXHAM GT1 | LEGACY | SPM | 5.2 | primary | 5.2336 | Green | 20 | 14.7664 | thermal | 0 | 0 | 0 | 0 | 3.5 | BRYMBO GT1 / LEGACY LOCAL GT1 / MARCHWIEL GT1 / MARCHWIEL GT2 / WREXHAM GT1 | 41.8508 | GREEN | 1.6 |  |  | 0 | 0 | 0 | 20 |  |  |  |  | Green (Over 5% headroom) | 37077 | 8 | 70.15 | 2649 | 37 | 4806136 | [9 empty] | Legacy | LEGACY | 5 | 1714 | 1714 | 0 | 0 | 0 | 2024-08 | [12 empty] | 53.0485 | -2.9274 | SPM-ASH_RD_T1_KELLOGGS_WREXHAM_T1_KELLOGGS_WREXHAM_T2 | 2002857000 | SP Energy Networks open data (API key): NDP SPM primary-group polygons + Capacity Heatmaps Information Model SPM + LTDS appendices 3/6 + NSHR
3359 | 29.4 | NET WORLD SPORTS, BRYN LANE, INDUSTRIAL ESTATE | WREXHAM | LL13 9UT | Wrexham |  | Warehouse And Premises | industrial | 1 | 37850.94 | 407424 | GIA | 2180000 | Ash Rd T1 / Kelloggs (Wrexham) T1 / Kelloggs (Wrexham) T2 | inside-area | 1.15 | BRYMBO GT1 / LEGACY LOCAL GT1 / MARCHWIEL GT1 / MARCHWIEL GT2 / WREXHAM GT1 | LEGACY | SPM | 5.2 | primary | 5.2336 | Green | 20 | 14.7664 | thermal | 0 | 0 | 0 | 0 | 3.5 | BRYMBO GT1 / LEGACY LOCAL GT1 / MARCHWIEL GT1 / MARCHWIEL GT2 / WREXHAM GT1 | 41.8508 | GREEN | 1.6 |  |  | 0 | 0 | 0 | 20 |  |  |  |  | Green (Over 5% headroom) | 37077 | 9 | 60.15 | 946 | 37 | 4873891 | [9 empty] | Legacy | LEGACY | 5 | 1714 | 1714 | 0 | 0 | 0 | 2024-08 | 10091699087 | B8 Storage or Distribution | 40590 | A | Grid Supplied Electricity | 5 | 3 | Air Conditioning | 2022-12-12 |  | 1 | FALSE | 53.0482 | -2.9141 | SPM-ASH_RD_T1_KELLOGGS_WREXHAM_T1_KELLOGGS_WREXHAM_T2 | 14211228000 | SP Energy Networks open data (API key): NDP SPM primary-group polygons + Capacity Heatmaps Information Model SPM + LTDS appendices 3/6 + NSHR
3360 | 29.4 | UNIT 3, ABENBURY WAY, INDUSTRIAL ESTATE | WREXHAM | LL13 9UZ | Wrexham | CYTEC ENGINEERED MATERIALS LTD | Factory And Premises; Warehouse And Premises; Workshop, Office And Premises | industrial | 6 | 36301.59 | 390747 | GIA | 1093500 | Ash Rd T1 / Kelloggs (Wrexham) T1 / Kelloggs (Wrexham) T2 | inside-area | 0.42 | BRYMBO GT1 / LEGACY LOCAL GT1 / MARCHWIEL GT1 / MARCHWIEL GT2 / WREXHAM GT1 | LEGACY | SPM | 5.2 | primary | 5.2336 | Green | 20 | 14.7664 | thermal | 0 | 0 | 0 | 0 | 3.5 | BRYMBO GT1 / LEGACY LOCAL GT1 / MARCHWIEL GT1 / MARCHWIEL GT2 / WREXHAM GT1 | 41.8508 | GREEN | 1.6 |  |  | 0 | 0 | 0 | 20 |  |  |  |  | Green (Over 5% headroom) | 37077 | 9 | 57.69 | 2178 | 37 | 4890568 | [9 empty] | Legacy | LEGACY | 5 | 1714 | 1714 | 0 | 0 | 0 | 2024-08 | [12 empty] | 53.0461 | -2.9362 | SPM-ASH_RD_T1_KELLOGGS_WREXHAM_T1_KELLOGGS_WREXHAM_T2 | 6242713000;6242713000;9352355000;140943206;6090673000;11002195000 | SP Energy Networks open data (API key): NDP SPM primary-group polygons + Capacity Heatmaps Information Model SPM + LTDS appendices 3/6 + NSHR
3361 | 29.4 | CHARLIES STORES AT | WELSHPOOL | SY21 8RP | Powys 1 (Montgomeryshire) |  | Garden Centre | bigbox | 1 | 17994.72 | 193693 | NIA | 870000 | Raven Square T1 | inside-area | 1.63 | LEGACY LOCAL GT2 / NEWTOWN GT2 / OSWESTRY GT8 / WELSHPOOL GT1 | LEGACY | SPM | 1.8 | primary | 1.76 | Green | 7.5 | 5.74 | thermal | 0 | 0 | 0 | 0 | 0.2 | LEGACY LOCAL GT2 / NEWTOWN GT2 / OSWESTRY GT8 / WELSHPOOL GT1 | 60.6676 | GREEN | 0 |  |  | 0 | 0 | 0 | 7.5 |  |  |  |  | Green (Over 5% headroom) | 12834 | 7 | 28.6 | 1620 | 21 | 881912 | [9 empty] | Legacy | LEGACY | 5 | 1714 | 1714 | 0 | 0 | 0 | 2024-08 | [12 empty] | 52.6456 | -3.1517 | SPM-RAVEN_SQUARE_T1 | 8743523000 | SP Energy Networks open data (API key): NDP SPM primary-group polygons + Capacity Heatmaps Information Model SPM + LTDS appendices 3/6 + NSHR
3362 | 29.3 | OFFICES SNOWDONIA NATIONAL PARK | PENRHYNDEUDRAETH | LL48 6LF | Gwynedd |  | Offices And Premises | office | 1 | 1564.36 | 16839 | NIA | 73500 | Llanfrothen T1 | inside-area | 1.98 | FOUR CROSSES GT2 / MAENTWROG GT1 / MAENTWROG GT2 | TRAWSFYNYDD | SPM | 4 | primary | 4.049 | Green | 7.5 | 3.123 | thermal | 0.3 | 0 | 0 | 0.3 | 3.3 | FOUR CROSSES GT2 / MAENTWROG GT1 / MAENTWROG GT2 | 4.306 | GREEN | 0 |  |  | 0 | 0 | 0 | 7.5 |  |  |  |  | Green (Over 5% headroom) | 28520 | 100 | 2.49 | 110 | 1 | 43642 | [9 empty] | Trawsfynydd | TRAWSFYNYDD | 1 | 940 | 0 | 0 | 0 | 10 | 2037-11 | [12 empty] | 52.9269 | -4.0776 | SPM-LLANFROTHEN_T1 | 210611202 | SP Energy Networks open data (API key): NDP SPM primary-group polygons + Capacity Heatmaps Information Model SPM + LTDS appendices 3/6 + NSHR
3363 | 29.2 | THE HUT GROUP MERIDIAN HOUSE, GADBROOK WAY, GADBROOK PARK | NORTHWICH | CW9 7RA | Cheshire West And Chester |  | Offices And Premises | office | 1 | 1665.54 | 17928 | NIA | 222000 | Gadbrook T1 | inside-area | 0.13 | HARTFORD GT1 / LOSTOCK GT2 / WINSFORD GT1 / WINSFORD GT2 | CARRINGTON - FIDDLERS FERRY | SPM | 3.9 | primary | 3.883 | Green | 7.5 | 3.617 | thermal | 0 | 0.3 | 0.5 | 0.3 | 3.2 | HARTFORD GT1 / LOSTOCK GT2 / WINSFORD GT1 / WINSFORD GT2 | 35.88 | GREEN | 0 |  |  | 0 | 0 | 0 | 7.5 |  |  |  |  | Green (Over 5% headroom) | 27807 | 100 | 2.65 | 117 | 2 | 81333 | [9 empty] | Fiddlers Ferry | CARRINGTON | 5 | 2186.9 | 2186.9 | 0 | 0 | 930 | 2026-05 | 10011720106 | B1 Offices and Workshop businesses | 2261 | C | Natural Gas | 3 |  | Air Conditioning | 2020-01-17 |  | 1 | FALSE | 53.2481 | -2.4839 | SPM-GADBROOK_T1 | 9239861000 | SP Energy Networks open data (API key): NDP SPM primary-group polygons + Capacity Heatmaps Information Model SPM + LTDS appendices 3/6 + NSHR
3364 | 29.2 | KINGSPAN VISITOR CENTRE, GREENFIELD BUSINESS PARK NO 2, GREENFIELD | HOLYWELL | CH8 7EP | Flintshire |  | Offices And Premises | office | 1 | 1506.1 | 16212 | NIA | 65500 | Greenfield T1 / Greenfield T2 | inside-area | 0.5 | BRYMBO GT2 / HAWARDEN GT2 / HOLYWELL GT2 | CONNAHS QUAY - PENTIR - ST ASAPH | SPM | 3.9 | primary | 3.916 | Green | 10 | 6.084 | thermal | 0 | 0.5 | 0 | 0.5 | 1.2 | BRYMBO GT2 / HAWARDEN GT2 / HOLYWELL GT2 | 19.9178 | GREEN | 0 |  |  | 0 | 0 | 0 | 10 |  |  |  |  | Green (Over 5% headroom) | 27807 | 100 | 2.39 | 105 | 14 | 1058809 | [9 empty] | Connahs Quay / SASA | [8 empty] | 200002942062 | B2 to B7 General Industrial and Special Industrial Groups | 1585 | F | Natural Gas | 3 |  | Heating and Natural Ventilation | 2013-08-14 |  | 0.5 | FALSE | 53.2886 | -3.2052 | SPM-GREENFIELD_T1_GREENFIELD_T2 | 5101965000 | SP Energy Networks open data (API key): NDP SPM primary-group polygons + Capacity Heatmaps Information Model SPM + LTDS appendices 3/6 + NSHR
3365 | 29 | MOSTYN DOCKS | HOLYWELL | CH8 9HE | Flintshire | WARWICK INTERNATIONAL LTD | Factory And Premises | industrial | 1 | 27911.9 | 300441 | GIA | 640000 | Point Of Ayr Colliery T1 | inside-area | 3.89 | HOLYWELL GT1 / RHYL GT1 / ST ASAPH GT2 / ST ASAPH GT4 | CONNAHS QUAY - PENTIR - ST ASAPH | SPM | 4.9 | primary | 4.9109 | Green | 7.5 | 2.5891 | thermal | 0 | 0.1 | 0 | 0.1 | 4.4 | HOLYWELL GT1 / RHYL GT1 / ST ASAPH GT2 / ST ASAPH GT4 | 22.4768 | GREEN | 0 |  |  | 0 | 0 | 0 | 7.5 |  |  |  |  | Green (Over 5% headroom) | 34938 | 12 | 44.35 | 1675 | 2 | 31329 | [9 empty] | Connahs Quay / SASA | [20 empty] | 53.319 | -3.269 | SPM-POINT_OF_AYR_COLLIERY_T1 | 1587142000 | SP Energy Networks open data (API key): NDP SPM primary-group polygons + Capacity Heatmaps Information Model SPM + LTDS appendices 3/6 + NSHR
3366 | 28.9 | ALDER HOUSE, FFORDD SALESBURY, ALDER COURT, ST ASAPH BUSINESS PARK | ST ASAPH | LL17 0JL | Denbighshire |  | Offices And Premises | office | 1 | 1519.27 | 16353 | NIA | 114000 | St Asaph Business Pk T1 | inside-area | 0.33 | HOLYWELL GT1 / RHYL GT1 / ST ASAPH GT2 / ST ASAPH GT4 | CONNAHS QUAY - PENTIR - ST ASAPH | SPM | 3.7 | primary | 3.677 | Green | 7.5 | 3.823 | thermal | 0 | 0 | 0 | 0 | 2.9 | HOLYWELL GT1 / RHYL GT1 / ST ASAPH GT2 / ST ASAPH GT4 | 22.4768 | GREEN | 0 |  |  | 0 | 0 | 0 | 7.5 |  |  |  |  | Green (Over 5% headroom) | 26381 | 100 | 2.41 | 106 | 16 | 809291 | [9 empty] | Connahs Quay / SASA | [8 empty] | 10012912576 | B1 Offices and Workshop businesses | 1645 | B | Grid Supplied Electricity | 4 |  | Air Conditioning | 2018-11-27 |  | 0.5 | FALSE | 53.2594 | -3.4785 | SPM-ST_ASAPH_BUSINESS_PK_T1 | 5369096000 | SP Energy Networks open data (API key): NDP SPM primary-group polygons + Capacity Heatmaps Information Model SPM + LTDS appendices 3/6 + NSHR
3367 | 28.9 | 72, FFORDD WILLIAM MORGAN, ST ASAPH BUSINESS PARK | ST ASAPH | LL17 0JD | Denbighshire |  | Offices And Premises | office | 1 | 1407.65 | 15152 | NIA | 99000 | St Asaph Business Pk T1 | inside-area | 0.36 | HOLYWELL GT1 / RHYL GT1 / ST ASAPH GT2 / ST ASAPH GT4 | CONNAHS QUAY - PENTIR - ST ASAPH | SPM | 3.7 | primary | 3.677 | Green | 7.5 | 3.823 | thermal | 0 | 0 | 0 | 0 | 2.9 | HOLYWELL GT1 / RHYL GT1 / ST ASAPH GT2 / ST ASAPH GT4 | 22.4768 | GREEN | 0 |  |  | 0 | 0 | 0 | 7.5 |  |  |  |  | Green (Over 5% headroom) | 26381 | 100 | 2.24 | 99 | 16 | 810492 | [9 empty] | Connahs Quay / SASA | [8 empty] | 10012914238 | B1 Offices and Workshop businesses | 1431 | B | Natural Gas | 4 | 2 | Heating and Natural Ventilation | 2022-03-08 |  | 1 | FALSE | 53.2559 | -3.4756 | SPM-ST_ASAPH_BUSINESS_PK_T1 | 5221354000 | SP Energy Networks open data (API key): NDP SPM primary-group polygons + Capacity Heatmaps Information Model SPM + LTDS appendices 3/6 + NSHR
3368 | 28.8 | OFFICES AT, ST HELENS ROAD | CAERNARFON | LL55 2YD | Gwynedd | CYNGOR SIR GWYNEDD | Offices And Premises | office | 1 | 1052.47 | 11329 | NIA | 48250 | St Helens Rd T1 | inside-area | 0.37 | BANGOR GT2 / CAERNARFON GT2 | CONNAHS QUAY - PENTIR - ST ASAPH | SPM | 3.6 | primary | 3.563 | Green | 7.5 | 3.937 | thermal | 0 | 0 | 0 | 0 | 2.8 | BANGOR GT2 / CAERNARFON GT2 | 31.686 | GREEN | 0 |  |  | 0 | 0 | 0 | 7.5 |  |  |  |  | Green (Over 5% headroom) | 25668 | 100 | 1.67 | 74 | 5 | 169952 | [9 empty] | Pentir | PENTIR | 2 | 1082 | 1082 | 1025 | 57 | 39 | 2028-10 | [12 empty] | 53.1371 | -4.2715 | SPM-ST_HELENS_RD_T1 | 3641703000 | SP Energy Networks open data (API key): NDP SPM primary-group polygons + Capacity Heatmaps Information Model SPM + LTDS appendices 3/6 + NSHR
3369 | 28.7 | MARFORD MILL, CHESTER ROAD | WREXHAM | LL12 0HL | Wrexham |  | Offices And Premises | office | 1 | 1140.6 | 12277 | NIA | 61500 | Rossett T1 | inside-area | 0.22 | BRYMBO GT1 / LEGACY LOCAL GT1 / MARCHWIEL GT1 / MARCHWIEL GT2 / WREXHAM GT1 | LEGACY | SPM | 3.5 | primary | 3.533 | Green | 7.5 | 3.967 | thermal | 0 | 0 | 0 | 0 | 2.9 | BRYMBO GT1 / LEGACY LOCAL GT1 / MARCHWIEL GT1 / MARCHWIEL GT2 / WREXHAM GT1 | 41.8508 | GREEN | 1.6 |  |  | 0 | 0 | 0 | 7.5 |  |  |  |  | Green (Over 5% headroom) | 24955 | 100 | 1.81 | 80 | 0 | 0 | [9 empty] | Legacy | LEGACY | 5 | 1714 | 1714 | 0 | 0 | 0 | 2024-08 | 200001801321 | B1 Offices and Workshop businesses | 788 | D | Oil | 3 |  | Heating and Natural Ventilation | 2020-12-10 |  | 0.67 | FALSE | 53.1036 | -2.9476 | SPM-ROSSETT_T1 | 251571206 | SP Energy Networks open data (API key): NDP SPM primary-group polygons + Capacity Heatmaps Information Model SPM + LTDS appendices 3/6 + NSHR
3370 | 28.5 | NELSON HOUSE, GADBROOK BUSINESS CENTRE, GADBROOK ROAD | NORTHWICH | CW9 7TN | Cheshire West And Chester |  | Offices And Premises | office | 1 | 1154.2 | 12424 | NIA | 179000 | Morrisons T1 | inside-area | 0.63 | ELWORTH GT1 / ELWORTH GT2 / KNUTSFORD GT1 / KNUTSFORD GT2 | CARRINGTON - FIDDLERS FERRY | SPM | 3.4 | primary | 3.391 | Green | 7.5 | 4.109 | thermal | 0 | 0 | 0 | 0 | 2.7 | ELWORTH GT1 / ELWORTH GT2 / KNUTSFORD GT1 / KNUTSFORD GT2 | 26.603 | GREEN | 0 |  |  | 0 | 0 | 0 | 7.5 |  |  |  |  | Green (Over 5% headroom) | 24242 | 100 | 1.83 | 81 | 5 | 1181258 | [9 empty] | Fiddlers Ferry | CARRINGTON | 5 | 2186.9 | 2186.9 | 0 | 0 | 930 | 2026-05 | 10011715882 | B1 Offices and Workshop businesses | 1394 | C | Natural Gas | 4 |  | Air Conditioning | 2022-04-04 |  | 1 | FALSE | 53.2452 | -2.4803 | SPM-MORRISONS_T1 | 4174265000 | SP Energy Networks open data (API key): NDP SPM primary-group polygons + Capacity Heatmaps Information Model SPM + LTDS appendices 3/6 + NSHR
3371 | 28.5 | WINDSOR HOUSE, GADBROOK BUSINESS CENTRE | NORTHWICH | CW9 7TN | Cheshire West And Chester |  | Offices And Premises | office | 1 | 1070.3 | 11521 | NIA | 154000 | Morrisons T1 | inside-area | 0.63 | ELWORTH GT1 / ELWORTH GT2 / KNUTSFORD GT1 / KNUTSFORD GT2 | CARRINGTON - FIDDLERS FERRY | SPM | 3.4 | primary | 3.391 | Green | 7.5 | 4.109 | thermal | 0 | 0 | 0 | 0 | 2.7 | ELWORTH GT1 / ELWORTH GT2 / KNUTSFORD GT1 / KNUTSFORD GT2 | 26.603 | GREEN | 0 |  |  | 0 | 0 | 0 | 7.5 |  |  |  |  | Green (Over 5% headroom) | 24242 | 100 | 1.7 | 75 | 5 | 1182161 | [9 empty] | Fiddlers Ferry | CARRINGTON | 5 | 2186.9 | 2186.9 | 0 | 0 | 930 | 2026-05 | [12 empty] | 53.2452 | -2.4803 | SPM-MORRISONS_T1 | 13410914000 | SP Energy Networks open data (API key): NDP SPM primary-group polygons + Capacity Heatmaps Information Model SPM + LTDS appendices 3/6 + NSHR
3372 | 28.5 | LHS PT 1ST FLR, CHELFORD HOUSE, RUDHEATH WAY | NORTHWICH | CW9 7LN | Cheshire West And Chester |  | Offices And Premises | office | 1 | 1044.4 | 11242 | NIA | 149000 | Morrisons T1 | inside-area | 0.56 | ELWORTH GT1 / ELWORTH GT2 / KNUTSFORD GT1 / KNUTSFORD GT2 | CARRINGTON - FIDDLERS FERRY | SPM | 3.4 | primary | 3.391 | Green | 7.5 | 4.109 | thermal | 0 | 0 | 0 | 0 | 2.7 | ELWORTH GT1 / ELWORTH GT2 / KNUTSFORD GT1 / KNUTSFORD GT2 | 26.603 | GREEN | 0 |  |  | 0 | 0 | 0 | 7.5 |  |  |  |  | Green (Over 5% headroom) | 24242 | 100 | 1.66 | 73 | 5 | 1182440 | [9 empty] | Fiddlers Ferry | CARRINGTON | 5 | 2186.9 | 2186.9 | 0 | 0 | 930 | 2026-05 | 10011719487 | A1/A2 Retail and Financial/Professional services | 3907 | C | Natural Gas | 3 |  | Heating and Natural Ventilation | 2021-11-04 |  | 1 | FALSE | 53.2476 | -2.4813 | SPM-MORRISONS_T1 | 14401947000 | SP Energy Networks open data (API key): NDP SPM primary-group polygons + Capacity Heatmaps Information Model SPM + LTDS appendices 3/6 + NSHR
3373 | 28.4 | HOLYHEAD ROAD | WREXHAM | LL14 5NT | Wrexham | KRONOSPAN LTD | Factory And Premises | industrial | 1 | 112889.69 | 1215133 | GIA | 2520000 | Cadburys Kronospan T1 / Cadburys Kronospan T2 | inside-area | 0.33 | LEGACY LOCAL GT2 / NEWTOWN GT2 / OSWESTRY GT8 / WELSHPOOL GT1 | LEGACY | SPM | 4.4 | primary | 4.402 | Green | 10 | 5.598 | thermal | 0 | 0 | 0 | 0 | 3.7 | LEGACY LOCAL GT2 / NEWTOWN GT2 / OSWESTRY GT8 / WELSHPOOL GT1 | 60.6676 | GREEN | 0 |  |  | 0 | 0 | 0 | 10 |  |  |  |  | Green (Over 5% headroom) | 31373 | 3 | 179.39 | 6773 | 2 | 382331 | [9 empty] | Legacy | LEGACY | 5 | 1714 | 1714 | 0 | 0 | 0 | 2024-08 | [12 empty] | 52.9368 | -3.0619 | SPM-CADBURYS_KRONOSPAN_T1_CADBURYS_KRONOSPAN_T2 | 305286000 | SP Energy Networks open data (API key): NDP SPM primary-group polygons + Capacity Heatmaps Information Model SPM + LTDS appendices 3/6 + NSHR
3374 | 28.3 | 2ND FLR AT ROYAL WELSH WAREHOUSE, KERRY ROAD | NEWTOWN | SY16 1BJ | Powys 1 (Montgomeryshire) |  | Offices And Premises | office | 1 | 1041 | 11205 | NIA | 21750 | Milford T1 | inside-area | 1.96 | LEGACY LOCAL GT2 / NEWTOWN GT2 / OSWESTRY GT8 / WELSHPOOL GT1 | LEGACY | SPM | 3.2 | primary | 3.168 | Green | 7.5 | 4.332 | thermal | 0 | 1 | 0 | 1 | 2.2 | LEGACY LOCAL GT2 / NEWTOWN GT2 / OSWESTRY GT8 / WELSHPOOL GT1 | 60.6676 | GREEN | 0 |  |  | 0 | 0 | 0 | 7.5 |  |  |  |  | Green (Over 5% headroom) | 22816 | 100 | 1.65 | 73 | 3 | 57753 | [9 empty] | Legacy | LEGACY | 5 | 1714 | 1714 | 0 | 0 | 0 | 2024-08 | [12 empty] | 52.513 | -3.3108 | SPM-MILFORD_T1 | 12687189000 | SP Energy Networks open data (API key): NDP SPM primary-group polygons + Capacity Heatmaps Information Model SPM + LTDS appendices 3/6 + NSHR
3375 | 28.1 | EDINBURGH HOUSE, NEW STREET | SHREWSBURY | SY4 5AE | Shropshire | MERE AND MOSSES HOUSING ASSOCIATION | Offices And Premises | office | 1 | 1516.95 | 16328 | NIA | 109000 | Wem East T1 | inside-area | 1.03 | OSWESTRY GT5 / WHITCHURCH GT1 | LEGACY | SPM | 3.1 | bsp | 4.33 | Green | 7.5 | 3.17 | thermal | 0 | 0 | 0 | 0 | 3.7 | OSWESTRY GT5 / WHITCHURCH GT1 / WEM GT1 | 3.1024 | AMBER | 0 |  |  | 0 | 0 | 0 | 7.5 |  |  |  |  | Green (Over 5% headroom) | 22103 | 100 | 2.41 | 106 | 7 | 172061 | [9 empty] | Legacy | LEGACY | 5 | 1714 | 1714 | 0 | 0 | 0 | 2024-08 | [12 empty] | 52.8578 | -2.7232 | SPM-WEM_EAST_T1 | 8839971000 | SP Energy Networks open data (API key): NDP SPM primary-group polygons + Capacity Heatmaps Information Model SPM + LTDS appendices 3/6 + NSHR
3376 | 28 | UNIT 32, MOCHDRE INDUSTRIAL ESTATE | NEWTOWN | SY16 4LE | Powys 1 (Montgomeryshire) |  | Factory And Premises; Warehouse And Premises | industrial | 12 | 37755.39 | 406395 | GIA | 936750 | Mochdre T1 | inside-area | 0.23 | LEGACY LOCAL GT2 / NEWTOWN GT2 / OSWESTRY GT8 / WELSHPOOL GT1 | LEGACY | SPM | 4.1 | primary | 4.136 | Green | 7.5 | 3.364 | thermal | 0 | 0 | 0 | 0 | 3.5 | LEGACY LOCAL GT2 / NEWTOWN GT2 / OSWESTRY GT8 / WELSHPOOL GT1 | 60.6676 | GREEN | 0 |  |  | 0 | 0 | 0 | 7.5 |  |  |  |  | Green (Over 5% headroom) | 29234 | 7 | 60 | 2265 | 9 | 354033 | [9 empty] | Legacy | LEGACY | 5 | 1714 | 1714 | 0 | 0 | 0 | 2024-08 | [12 empty] | 52.5024 | -3.3369 | SPM-MOCHDRE_T1 | 178181206;6596547000;243274206;6596568000;178182206;178179206;178599206;178644206;13286912000;178648206;178171206;4927962000 | SP Energy Networks open data (API key): NDP SPM primary-group polygons + Capacity Heatmaps Information Model SPM + LTDS appendices 3/6 + NSHR
3377 | 28 | 2ND & 3RD FLRS AT 90, DUKE STREET | LIVERPOOL | L1 5AA | Liverpool |  | Offices And Premises | office | 1 | 1803.32 | 19411 | NIA | 230000 | Harrington St T1 / Paradise St T1 | inside-area | 0.59 | BURLINGTON ST GT2 / LISTER DV B GT1 / PARADISE ST GT1 | LISTER DRIVE | SPM | 3 | primary | 2.969 | Green | 8.7 | 5.731 | thermal | 0 | 0 | 0 | 0 | 1.9 | BURLINGTON ST GT2 / LISTER DV B GT1 / PARADISE ST GT1 | 59.6 | GREEN | 0 |  |  | 0 | 0 | 0 | 8.7 |  |  |  |  | Green (Over 5% headroom) | 21390 | 100 | 2.87 | 126 | 12 | 377117 | [9 empty] | Lister Drive | LISTER DRIVE | 2 | 114 | 114 | 0 | 57 | 20 | 2026-09 | 38311678 | B1 Offices and Workshop businesses | 4467 | B | Natural Gas | 5 | 3 | Air Conditioning | 2016-05-04 |  | 1 | FALSE | 53.4016 | -2.9819 | SPM-HARRINGTON_ST_T1_PARADISE_ST_T1 | 15015736000 | SP Energy Networks open data (API key): NDP SPM primary-group polygons + Capacity Heatmaps Information Model SPM + LTDS appendices 3/6 + NSHR
3378 | 28 | 3RD FLOOR, MARTINS BUILDING 4-6, WATER STREET | LIVERPOOL | L2 3SP | Liverpool |  | Offices And Premises | office | 1 | 1691.6 | 18208 | NIA | 267500 | Harrington St T1 / Paradise St T1 | inside-area | 0.37 | BURLINGTON ST GT2 / LISTER DV B GT1 / PARADISE ST GT1 | LISTER DRIVE | SPM | 3 | primary | 2.969 | Green | 8.7 | 5.731 | thermal | 0 | 0 | 0 | 0 | 1.9 | BURLINGTON ST GT2 / LISTER DV B GT1 / PARADISE ST GT1 | 59.6 | GREEN | 0 |  |  | 0 | 0 | 0 | 8.7 |  |  |  |  | Green (Over 5% headroom) | 21390 | 100 | 2.69 | 118 | 12 | 378320 | [9 empty] | Lister Drive | LISTER DRIVE | 2 | 114 | 114 | 0 | 57 | 20 | 2026-09 | [12 empty] | 53.4071 | -2.9924 | SPM-HARRINGTON_ST_T1_PARADISE_ST_T1 | 1844918000 | SP Energy Networks open data (API key): NDP SPM primary-group polygons + Capacity Heatmaps Information Model SPM + LTDS appendices 3/6 + NSHR
3379 | 28 | 4TH FLR, ATLANTIC COURT, HORTON HOUSE, EXCHANGE FLAGS | LIVERPOOL | L2 3YL | Liverpool |  | Offices And Premises | office | 1 | 1241.3 | 13361 | NIA | 225000 | Harrington St T1 / Paradise St T1 | inside-area | 0.41 | BURLINGTON ST GT2 / LISTER DV B GT1 / PARADISE ST GT1 | LISTER DRIVE | SPM | 3 | primary | 2.969 | Green | 8.7 | 5.731 | thermal | 0 | 0 | 0 | 0 | 1.9 | BURLINGTON ST GT2 / LISTER DV B GT1 / PARADISE ST GT1 | 59.6 | GREEN | 0 |  |  | 0 | 0 | 0 | 8.7 |  |  |  |  | Green (Over 5% headroom) | 21390 | 100 | 1.97 | 87 | 12 | 383167 | [9 empty] | Lister Drive | LISTER DRIVE | 2 | 114 | 114 | 0 | 57 | 20 | 2026-09 | 38199673 | Offices and Workshop Businesses | 16429 | B | Grid Supplied Electricity | 4 |  | Air Conditioning | 2024-06-18 |  | 1 | FALSE | 53.4078 | -2.9924 | SPM-HARRINGTON_ST_T1_PARADISE_ST_T1 | 14987315000 | SP Energy Networks open data (API key): NDP SPM primary-group polygons + Capacity Heatmaps Information Model SPM + LTDS appendices 3/6 + NSHR
3380 | 28 | OFFICE SOUTH SIDE PT 4TH FLR, WALKER HOUSE, EXCHANGE FLAGS | LIVERPOOL | L2 3YL | Liverpool |  | Offices And Premises | office | 1 | 1208 | 13003 | NIA | 219000 | Harrington St T1 / Paradise St T1 | inside-area | 0.41 | BURLINGTON ST GT2 / LISTER DV B GT1 / PARADISE ST GT1 | LISTER DRIVE | SPM | 3 | primary | 2.969 | Green | 8.7 | 5.731 | thermal | 0 | 0 | 0 | 0 | 1.9 | BURLINGTON ST GT2 / LISTER DV B GT1 / PARADISE ST GT1 | 59.6 | GREEN | 0 |  |  | 0 | 0 | 0 | 8.7 |  |  |  |  | Green (Over 5% headroom) | 21390 | 100 | 1.92 | 85 | 12 | 383525 | [9 empty] | Lister Drive | LISTER DRIVE | 2 | 114 | 114 | 0 | 57 | 20 | 2026-09 | 38199671 | Offices and Workshop Businesses | 25695 | B | Grid Supplied Electricity | 4 |  | Air Conditioning | 2024-06-18 |  | 1 | FALSE | 53.4078 | -2.9924 | SPM-HARRINGTON_ST_T1_PARADISE_ST_T1 | 15006873000 | SP Energy Networks open data (API key): NDP SPM primary-group polygons + Capacity Heatmaps Information Model SPM + LTDS appendices 3/6 + NSHR
3381 | 28 | AVENUE HQ LIVERPOOL LTD PT 17 29 & 31, MANN ISLAND | LIVERPOOL | L3 1BP | Liverpool |  | Offices And Premises | office | 1 | 1138.32 | 12253 | NIA | 212000 | Harrington St T1 / Paradise St T1 | inside-area | 0.49 | BURLINGTON ST GT2 / LISTER DV B GT1 / PARADISE ST GT1 | LISTER DRIVE | SPM | 3 | primary | 2.969 | Green | 8.7 | 5.731 | thermal | 0 | 0 | 0 | 0 | 1.9 | BURLINGTON ST GT2 / LISTER DV B GT1 / PARADISE ST GT1 | 59.6 | GREEN | 0 |  |  | 0 | 0 | 0 | 8.7 |  |  |  |  | Green (Over 5% headroom) | 21390 | 100 | 1.81 | 80 | 12 | 384275 | [9 empty] | Lister Drive | LISTER DRIVE | 2 | 114 | 114 | 0 | 57 | 20 | 2026-09 | [12 empty] | 53.4036 | -2.9936 | SPM-HARRINGTON_ST_T1_PARADISE_ST_T1 | 13925935000 | SP Energy Networks open data (API key): NDP SPM primary-group polygons + Capacity Heatmaps Information Model SPM + LTDS appendices 3/6 + NSHR
3382 | 28 | PT 1ST FLR & 2ND-5TH FLRS 20-32, CASTLE STREET | LIVERPOOL | L2 0SU | Liverpool |  | Offices And Premises | office | 1 | 1126.97 | 12131 | OTH | 127000 | Harrington St T1 / Paradise St T1 | inside-area | 0.28 | BURLINGTON ST GT2 / LISTER DV B GT1 / PARADISE ST GT1 | LISTER DRIVE | SPM | 3 | primary | 2.969 | Green | 8.7 | 5.731 | thermal | 0 | 0 | 0 | 0 | 1.9 | BURLINGTON ST GT2 / LISTER DV B GT1 / PARADISE ST GT1 | 59.6 | GREEN | 0 |  |  | 0 | 0 | 0 | 8.7 |  |  |  |  | Green (Over 5% headroom) | 21390 | 100 | 1.79 | 79 | 12 | 384397 | [9 empty] | Lister Drive | LISTER DRIVE | 2 | 114 | 114 | 0 | 57 | 20 | 2026-09 | [12 empty] | 53.4064 | -2.9913 | SPM-HARRINGTON_ST_T1_PARADISE_ST_T1 | 8275126000 | SP Energy Networks open data (API key): NDP SPM primary-group polygons + Capacity Heatmaps Information Model SPM + LTDS appendices 3/6 + NSHR
3383 | 28 | 3RD FLR 1-2, DERBY SQUARE | LIVERPOOL | L2 9QR | Liverpool |  | Offices And Premises | office | 1 | 1121.63 | 12073 | NIA | 150000 | Harrington St T1 / Paradise St T1 | inside-area | 0.19 | BURLINGTON ST GT2 / LISTER DV B GT1 / PARADISE ST GT1 | LISTER DRIVE | SPM | 3 | primary | 2.969 | Green | 8.7 | 5.731 | thermal | 0 | 0 | 0 | 0 | 1.9 | BURLINGTON ST GT2 / LISTER DV B GT1 / PARADISE ST GT1 | 59.6 | GREEN | 0 |  |  | 0 | 0 | 0 | 8.7 |  |  |  |  | Green (Over 5% headroom) | 21390 | 100 | 1.78 | 79 | 12 | 384455 | [9 empty] | Lister Drive | LISTER DRIVE | 2 | 114 | 114 | 0 | 57 | 20 | 2026-09 | 38354562 | Offices and Workshop Businesses | 8350 | B | Grid Supplied Electricity | 4 | 3 | Air Conditioning | 2023-01-04 |  | 1 | FALSE | 53.4055 | -2.99 | SPM-HARRINGTON_ST_T1_PARADISE_ST_T1 | 8084035000 | SP Energy Networks open data (API key): NDP SPM primary-group polygons + Capacity Heatmaps Information Model SPM + LTDS appendices 3/6 + NSHR
3384 | 28 | 2ND FLOOR 1, DERBY SQUARE | LIVERPOOL | L2 9XX | Liverpool |  | Offices And Premises | office | 1 | 1021.2 | 10992 | NIA | 144000 | Harrington St T1 / Paradise St T1 | inside-area | 0.16 | BURLINGTON ST GT2 / LISTER DV B GT1 / PARADISE ST GT1 | LISTER DRIVE | SPM | 3 | primary | 2.969 | Green | 8.7 | 5.731 | thermal | 0 | 0 | 0 | 0 | 1.9 | BURLINGTON ST GT2 / LISTER DV B GT1 / PARADISE ST GT1 | 59.6 | GREEN | 0 |  |  | 0 | 0 | 0 | 8.7 |  |  |  |  | Green (Over 5% headroom) | 21390 | 100 | 1.62 | 71 | 12 | 385536 | [9 empty] | Lister Drive | LISTER DRIVE | 2 | 114 | 114 | 0 | 57 | 20 | 2026-09 | 38199846 | B1 Offices and Workshop businesses | 1380 | D | Grid Supplied Electricity | 4 |  | Air Conditioning | 2012-10-16 |  | 0.5 | FALSE | 53.4054 | -2.9894 | SPM-HARRINGTON_ST_T1_PARADISE_ST_T1 | 10277759000 | SP Energy Networks open data (API key): NDP SPM primary-group polygons + Capacity Heatmaps Information Model SPM + LTDS appendices 3/6 + NSHR
3385 | 28 | PT 2ND FLR, POPLAR BANK | LIVERPOOL | L36 9US | Knowsley | KMBC SOCIAL CARE | Offices And Premises | office | 1 | 1015 | 10925 | NIA | 86000 | Huyton Hey Rd T1 / Wilson Rd T1 | inside-area | 0.49 | GATEACRE GT1 / HUYTON GT1 / KIRKBY GT3 / PRESCOT GT1A | RAINHILL | SPM | 3 | primary | 2.956 | Green | 10 | 7.044 | thermal | 0 | 0 | 0 | 0 | 1.1 | GATEACRE GT1 / HUYTON GT1 / KIRKBY GT3 / PRESCOT GT1A | 31.422 | GREEN | 0 |  |  | 0 | 0 | 0 | 10 |  |  |  |  | Green (Over 5% headroom) | 21390 | 100 | 1.61 | 71 | 7 | 214774 | [9 empty] | Kirkby (_D) | RAINHILL | 1 | 85.5 | 85.5 | 0 | 0 | 57 | 2026-09 | [12 empty] | 53.4102 | -2.842 | SPM-HUYTON_HEY_RD_T1_WILSON_RD_T1 | 11004839000 | SP Energy Networks open data (API key): NDP SPM primary-group polygons + Capacity Heatmaps Information Model SPM + LTDS appendices 3/6 + NSHR
3386 | 27.7 | KINGSPAN, GREENFIELD BUSINESS PARK NO 2, GREENFIELD | HOLYWELL | CH8 7EP | Flintshire |  | Factory And Premises | industrial | 1 | 33912.6 | 365032 | GIA | 720000 | Greenfield T1 / Greenfield T2 | inside-area | 0.5 | BRYMBO GT2 / HAWARDEN GT2 / HOLYWELL GT2 | CONNAHS QUAY - PENTIR - ST ASAPH | SPM | 3.9 | primary | 3.916 | Green | 10 | 6.084 | thermal | 0 | 0.5 | 0 | 0.5 | 1.2 | BRYMBO GT2 / HAWARDEN GT2 / HOLYWELL GT2 | 19.9178 | GREEN | 0 |  |  | 0 | 0 | 0 | 10 |  |  |  |  | Green (Over 5% headroom) | 27807 | 8 | 53.89 | 2035 | 14 | 709989 | [9 empty] | Connahs Quay / SASA | [20 empty] | 53.2886 | -3.2052 | SPM-GREENFIELD_T1_GREENFIELD_T2 | 6413879000 | SP Energy Networks open data (API key): NDP SPM primary-group polygons + Capacity Heatmaps Information Model SPM + LTDS appendices 3/6 + NSHR
3387 | 27.7 | BURTON MANOR, THE VILLAGE | NESTON | CH64 5SH | Cheshire West And Chester |  | Offices And Premises | office | 1 | 1625.73 | 17499 | NIA | 138000 | Hooton Main T1 | inside-area | 5.15 | BROMBOROUGH GT2 / ELLESMERE PORT GT1 / HOOTON PK GT1A / HOOTON PK GT2A | CAPENHURST | SPM | 2.8 | primary | 2.772 | Green | 7.5 | 4.659 | thermal | 0.1 | 0.2 | 0 | 0.3 | 1.2 | BROMBOROUGH GT2 / ELLESMERE PORT GT1 / HOOTON PK GT1A / HOOTON PK GT2A | 11.703 | GREEN | 0 |  |  | 0 | 0 | 0 | 7.5 |  |  |  |  | Green (Over 5% headroom) | 19964 | 100 | 2.58 | 114 | 12 | 1345657 | [9 empty] | Capenhurst | CAPENHURST | 4 | 896.6 | 896.6 | 0 | 0 | 304 | 2029-10 | 10096139766 | Offices and Workshop Businesses | 76 | C | Grid Supplied Electricity | 3 |  | Heating and Natural Ventilation | 2026-03-09 |  | 1 | FALSE | 53.2599 | -3.0283 | SPM-HOOTON_MAIN_T1 | 15063899000 | SP Energy Networks open data (API key): NDP SPM primary-group polygons + Capacity Heatmaps Information Model SPM + LTDS appendices 3/6 + NSHR
3388 | 27.7 | BLUE CHIP TECHNOLOGY CHOWLEY OAK, CHOWLEY | CHESTER | CH3 9EX | Cheshire West And Chester |  | Offices And Premises | office | 1 | 1325.1 | 14263 | NIA | 114000 | Chowley T1 / Chowley T2 | inside-area | 0.37 | BRYMBO GT1 / LEGACY LOCAL GT1 / MARCHWIEL GT1 / MARCHWIEL GT2 / WREXHAM GT1 | LEGACY | SPM | 2.8 | primary | 2.822 | Green | 10 | 6.64 | thermal | 1.1 | 0.2 | 1.3 | 1.3 | 2.2 | BRYMBO GT1 / LEGACY LOCAL GT1 / MARCHWIEL GT1 / MARCHWIEL GT2 / WREXHAM GT1 | 41.8508 | GREEN | 1.6 |  |  | 0 | 0 | 0 | 10 |  |  |  |  | Green (Over 5% headroom) | 19964 | 100 | 2.11 | 93 | 5 | 97287 | [9 empty] | Capenhurst | LEGACY | 5 | 1714 | 1714 | 0 | 0 | 0 | 2024-08 | 10096934708 | Offices and Workshop Businesses | 1324 | D | Oil | 3 |  | Heating and Natural Ventilation | 2023-10-04 |  | 0.67 | FALSE | 53.1021 | -2.7836 | SPM-CHOWLEY_T1_CHOWLEY_T2 | 288494132 | SP Energy Networks open data (API key): NDP SPM primary-group polygons + Capacity Heatmaps Information Model SPM + LTDS appendices 3/6 + NSHR
3389 | 27.7 | WOLTERS KLUWER HEALTH, CHOWLEY OAK LANE, CHOWLEY | CHESTER | CH3 9GA | Cheshire West And Chester |  | Offices And Premises | office | 1 | 1206.77 | 12990 | NIA | 161000 | Chowley T1 / Chowley T2 | inside-area | 0.49 | BRYMBO GT1 / LEGACY LOCAL GT1 / MARCHWIEL GT1 / MARCHWIEL GT2 / WREXHAM GT1 | LEGACY | SPM | 2.8 | primary | 2.822 | Green | 10 | 6.64 | thermal | 1.1 | 0.2 | 1.3 | 1.3 | 2.2 | BRYMBO GT1 / LEGACY LOCAL GT1 / MARCHWIEL GT1 / MARCHWIEL GT2 / WREXHAM GT1 | 41.8508 | GREEN | 1.6 |  |  | 0 | 0 | 0 | 10 |  |  |  |  | Green (Over 5% headroom) | 19964 | 100 | 1.92 | 84 | 5 | 98560 | [9 empty] | Capenhurst | LEGACY | 5 | 1714 | 1714 | 0 | 0 | 0 | 2024-08 | 10093483943 | B1 Offices and Workshop businesses | 1249 | B | Grid Supplied Electricity | 4 |  | Air Conditioning | 2015-04-29 |  | 0.67 | FALSE | 53.1029 | -2.7823 | SPM-CHOWLEY_T1_CHOWLEY_T2 | 5355591000 | SP Energy Networks open data (API key): NDP SPM primary-group polygons + Capacity Heatmaps Information Model SPM + LTDS appendices 3/6 + NSHR
3390 | 27.7 | 8, CHOWLEY OAK BUSINESS PARK, CHOWLEY OAK LANE | CHESTER | CH3 9EX | Cheshire West And Chester |  | Offices And Premises | office | 1 | 1087.83 | 11709 | NIA | 158000 | Chowley T1 / Chowley T2 | inside-area | 0.37 | BRYMBO GT1 / LEGACY LOCAL GT1 / MARCHWIEL GT1 / MARCHWIEL GT2 / WREXHAM GT1 | LEGACY | SPM | 2.8 | primary | 2.822 | Green | 10 | 6.64 | thermal | 1.1 | 0.2 | 1.3 | 1.3 | 2.2 | BRYMBO GT1 / LEGACY LOCAL GT1 / MARCHWIEL GT1 / MARCHWIEL GT2 / WREXHAM GT1 | 41.8508 | GREEN | 1.6 |  |  | 0 | 0 | 0 | 10 |  |  |  |  | Green (Over 5% headroom) | 19964 | 100 | 1.73 | 76 | 5 | 99841 | [9 empty] | Capenhurst | LEGACY | 5 | 1714 | 1714 | 0 | 0 | 0 | 2024-08 | 10094683534 | D1 Non-residential Institutions - Primary Health Care Building | 794 | E | Grid Supplied Electricity | 3 | 1 | Heating and Natural Ventilation | 2015-10-03 |  | 0.67 | FALSE | 53.1021 | -2.7836 | SPM-CHOWLEY_T1_CHOWLEY_T2 | 10004871000 | SP Energy Networks open data (API key): NDP SPM primary-group polygons + Capacity Heatmaps Information Model SPM + LTDS appendices 3/6 + NSHR
3391 | 27.6 | PROGROUP LTD, SOUTH ROAD | ELLESMERE PORT | CH65 4LD | Cheshire West And Chester |  | Factory And Premises | industrial | 1 | 29633.65 | 318974 | GIA | 1540000 | British Pipe Association T1 | inside-area | 1.26 | ELLESMERE PORT GT2 / INCE LOCAL GT1 / INCE LOCAL GT2 | FRODSHAM - INCE | SPM | 3.8 | primary | 3.807 | Green | 7.5 | 3.693 | thermal | 0 | 0 | 0 | 0 | 3.2 | ELLESMERE PORT GT2 / INCE LOCAL GT3 | 34.8577 | GREEN | 0 |  |  | 0 | 0 | 0 | 7.5 |  |  |  |  | Green (Over 5% headroom) | 27094 | 8 | 47.09 | 1778 | 9 | 662053 | [9 empty] | Capenhurst | FRODSHAM | 5 | 1090 | 1090 | 0 | 0 | 0 | 2029-04 | 10094682991 | B2 to B7 General Industrial and Special Industrial Groups | 29613 | A | Natural Gas | 5 | 2 | Heating and Mechanical Ventilation | 2019-07-05 |  | 1 | FALSE | 53.2759 | -2.87 | SPM-BRITISH_PIPE_ASSOCIATION_T1 | 11742993000 | SP Energy Networks open data (API key): NDP SPM primary-group polygons + Capacity Heatmaps Information Model SPM + LTDS appendices 3/6 + NSHR
3392 | 27.3 | F LLOYD (WREXHAM) LTD, BRIDGE ROAD, INDUSTRIAL ESTATE | WREXHAM | LL13 9PS | Wrexham |  | Warehouse And Premises | industrial | 1 | 77108.59 | 829989 | GIA | 1640000 | Deeside Aluminium T1 / Dunlop Plastics T1 / Firestone T1 / Tetrapak T1 | inside-area | 0.04 | BRYMBO GT1 / LEGACY LOCAL GT1 / MARCHWIEL GT1 / MARCHWIEL GT2 / WREXHAM GT1 | LEGACY | SPM | 3.6 | primary | 3.614 | Green | 30 | 26.386 | thermal | 0 | 0.1 | 0 | 0.1 | 1.9 | BRYMBO GT1 / LEGACY LOCAL GT1 / MARCHWIEL GT1 / MARCHWIEL GT2 / WREXHAM GT1 | 41.8508 | GREEN | 1.6 |  |  | 0 | 0 | 0 | 30 |  |  |  |  | Green (Over 5% headroom) | 25668 | 3 | 122.53 | 1928 | 45 | 3618060 | [9 empty] | Legacy | LEGACY | 5 | 1714 | 1714 | 0 | 0 | 0 | 2024-08 | 10091698046 | B8 Storage or Distribution | 3783 | A | Natural Gas | 5 |  | Heating and Mechanical Ventilation | 2019-10-31 |  | 1 | FALSE | 53.0372 | -2.932 | SPM-DEESIDE_ALUMINIUM_T1_DUNLOP_PLASTICS_T1_FIRESTONE_T1_TETRAPA | 140990206 | SP Energy Networks open data (API key): NDP SPM primary-group polygons + Capacity Heatmaps Information Model SPM + LTDS appendices 3/6 + NSHR
3393 | 27.3 | PRYSMIAN CABLES LTD, OAK ROAD, WREXHAM INDUSTRIAL ESTATE | WREXHAM | LL13 9PS | Wrexham |  | Factory And Premises | industrial | 1 | 48420.07 | 521189 | GIA | 1180000 | Deeside Aluminium T1 / Dunlop Plastics T1 / Firestone T1 / Tetrapak T1 | inside-area | 0.04 | BRYMBO GT1 / LEGACY LOCAL GT1 / MARCHWIEL GT1 / MARCHWIEL GT2 / WREXHAM GT1 | LEGACY | SPM | 3.6 | primary | 3.614 | Green | 30 | 26.386 | thermal | 0 | 0.1 | 0 | 0.1 | 1.9 | BRYMBO GT1 / LEGACY LOCAL GT1 / MARCHWIEL GT1 / MARCHWIEL GT2 / WREXHAM GT1 | 41.8508 | GREEN | 1.6 |  |  | 0 | 0 | 0 | 30 |  |  |  |  | Green (Over 5% headroom) | 25668 | 5 | 76.94 | 2905 | 45 | 3926860 | [9 empty] | Legacy | LEGACY | 5 | 1714 | 1714 | 0 | 0 | 0 | 2024-08 | [12 empty] | 53.0372 | -2.932 | SPM-DEESIDE_ALUMINIUM_T1_DUNLOP_PLASTICS_T1_FIRESTONE_T1_TETRAPA | 6932956000 | SP Energy Networks open data (API key): NDP SPM primary-group polygons + Capacity Heatmaps Information Model SPM + LTDS appendices 3/6 + NSHR
3394 | 27.3 | BALL PACKAGING EUROPE UK LTD, BRIDGE ROAD, INDUSTRIAL ESTATE | WREXHAM | LL13 9PS | Wrexham |  | Factory And Premises | industrial | 1 | 31973.42 | 344159 | GIA | 945000 | Deeside Aluminium T1 / Dunlop Plastics T1 / Firestone T1 / Tetrapak T1 | inside-area | 0.04 | BRYMBO GT1 / LEGACY LOCAL GT1 / MARCHWIEL GT1 / MARCHWIEL GT2 / WREXHAM GT1 | LEGACY | SPM | 3.6 | primary | 3.614 | Green | 30 | 26.386 | thermal | 0 | 0.1 | 0 | 0.1 | 1.9 | BRYMBO GT1 / LEGACY LOCAL GT1 / MARCHWIEL GT1 / MARCHWIEL GT2 / WREXHAM GT1 | 41.8508 | GREEN | 1.6 |  |  | 0 | 0 | 0 | 30 |  |  |  |  | Green (Over 5% headroom) | 25668 | 7 | 50.81 | 1918 | 45 | 4103890 | [9 empty] | Legacy | LEGACY | 5 | 1714 | 1714 | 0 | 0 | 0 | 2024-08 | 10091698046 | B8 Storage or Distribution | 3783 | A | Natural Gas | 5 |  | Heating and Mechanical Ventilation | 2019-10-31 |  | 1 | FALSE | 53.0372 | -2.932 | SPM-DEESIDE_ALUMINIUM_T1_DUNLOP_PLASTICS_T1_FIRESTONE_T1_TETRAPA | 6921662000 | SP Energy Networks open data (API key): NDP SPM primary-group polygons + Capacity Heatmaps Information Model SPM + LTDS appendices 3/6 + NSHR
3395 | 27.2 | DALTON HOUSE, DALTON WAY | MIDDLEWICH | CW10 0HU | Cheshire East | ISOTOPX LTD | Offices And Premises | office | 1 | 1242.4 | 13373 | NIA | 112000 | Middlewich T1 | inside-area | 0.87 | ELWORTH GT1 / ELWORTH GT2 / KNUTSFORD GT1 / KNUTSFORD GT2 | CARRINGTON - FIDDLERS FERRY | SPM | 2.4 | primary | 2.437 | Green | 7.5 | 5.063 | thermal | 0 | 0 | 0 | 0 | 1.4 | ELWORTH GT1 / ELWORTH GT2 / KNUTSFORD GT1 / KNUTSFORD GT2 | 26.603 | GREEN | 0 |  |  | 0 | 0 | 0 | 7.5 |  |  |  |  | Green (Over 5% headroom) | 17112 | 100 | 1.97 | 87 | 17 | 1129770 | [9 empty] | Frodsham | CARRINGTON | 5 | 2186.9 | 2186.9 | 0 | 0 | 930 | 2026-05 | 200001488770 | B1 Offices and Workshop businesses | 1172 | D | Natural Gas | 3 |  | Heating and Natural Ventilation | 2016-03-09 |  | 1 | FALSE | 53.1936 | -2.4373 | SPM-MIDDLEWICH_T1 | 11567737000 | SP Energy Networks open data (API key): NDP SPM primary-group polygons + Capacity Heatmaps Information Model SPM + LTDS appendices 3/6 + NSHR
3396 | 27.2 | 930, LAKESIDE DRIVE, CENTRE PARK | WARRINGTON | WA1 1QF | Warrington |  | Offices And Premises | office | 1 | 1010.97 | 10882 | NIA | 136000 | Crossfields T1 / Crossfields T2 / Levers Crossfields T3 / Gatewarth Sewage T1 | inside-area | 2.18 | SANKEY BRIDGES GT3 / WARRINGTON GT5 | CARRINGTON - FIDDLERS FERRY | SPM | 2.4 | bsp | 20.251 | Green | 30 | 9.749 | thermal | 0 | 2 | 0 | 2 | 19.4 | SANKEY BRIDGES GT3 / WARRINGTON GT5 | 2.392 | AMBER | 0 |  |  | 0 | 0 | 0 | 30 |  |  |  |  | Green (Over 5% headroom) | 17112 | 100 | 1.61 | 71 | 8 | 234706 | [9 empty] | Fiddlers Ferry | CARRINGTON | 5 | 2186.9 | 2186.9 | 0 | 0 | 930 | 2026-05 | [12 empty] | 53.384 | -2.5967 | SPM-CROSSFIELDS_T1_CROSSFIELDS_T2_LEVERS_CROSSFIELDS_T3_GATEWART | 10523760000 | SP Energy Networks open data (API key): NDP SPM primary-group polygons + Capacity Heatmaps Information Model SPM + LTDS appendices 3/6 + NSHR
3397 | 27.2 | 1210, CENTRE PARK SQUARE, CENTRE PARK | WARRINGTON | WA1 1QF | Warrington |  | Offices And Premises | office | 1 | 1010.2 | 10874 | NIA | 135000 | Crossfields T1 / Crossfields T2 / Levers Crossfields T3 / Gatewarth Sewage T1 | inside-area | 2.18 | SANKEY BRIDGES GT3 / WARRINGTON GT5 | CARRINGTON - FIDDLERS FERRY | SPM | 2.4 | bsp | 20.251 | Green | 30 | 9.749 | thermal | 0 | 2 | 0 | 2 | 19.4 | SANKEY BRIDGES GT3 / WARRINGTON GT5 | 2.392 | AMBER | 0 |  |  | 0 | 0 | 0 | 30 |  |  |  |  | Green (Over 5% headroom) | 17112 | 100 | 1.61 | 71 | 8 | 234714 | [9 empty] | Fiddlers Ferry | CARRINGTON | 5 | 2186.9 | 2186.9 | 0 | 0 | 930 | 2026-05 | [12 empty] | 53.384 | -2.5967 | SPM-CROSSFIELDS_T1_CROSSFIELDS_T2_LEVERS_CROSSFIELDS_T3_GATEWART | 579557137 | SP Energy Networks open data (API key): NDP SPM primary-group polygons + Capacity Heatmaps Information Model SPM + LTDS appendices 3/6 + NSHR
3398 | 27 | WM MORRISON SUPERMARKETS PLC, KING STREET | NORTHWICH | CW9 7WA | Cheshire West And Chester |  | Warehouse And Premises | industrial | 1 | 88809.25 | 955934 | GIA | 4520000 | Morrisons T1 | inside-area | 0.21 | ELWORTH GT1 / ELWORTH GT2 / KNUTSFORD GT1 / KNUTSFORD GT2 | CARRINGTON - FIDDLERS FERRY | SPM | 3.4 | primary | 3.391 | Green | 7.5 | 4.109 | thermal | 0 | 0 | 0 | 0 | 2.7 | ELWORTH GT1 / ELWORTH GT2 / KNUTSFORD GT1 / KNUTSFORD GT2 | 26.603 | GREEN | 0 |  |  | 0 | 0 | 0 | 7.5 |  |  |  |  | Green (Over 5% headroom) | 24242 | 3 | 141.13 | 2220 | 5 | 237748 | [9 empty] | Fiddlers Ferry | CARRINGTON | 5 | 2186.9 | 2186.9 | 0 | 0 | 930 | 2026-05 | [12 empty] | 53.2474 | -2.4751 | SPM-MORRISONS_T1 | 385015133 | SP Energy Networks open data (API key): NDP SPM primary-group polygons + Capacity Heatmaps Information Model SPM + LTDS appendices 3/6 + NSHR
3399 | 27 | KIMBERLEY CLARK, ABER PARK, ABER ROAD | FLINT | CH6 5EX | Flintshire |  | Paper Mill And Premises | industrial | 1 | 64229.78 | 691363 | GIA | 1590000 | Flint T1 / Flint T2 | inside-area | 0.23 | BRYMBO GT2 / HAWARDEN GT2 / HOLYWELL GT2 | CONNAHS QUAY - PENTIR - ST ASAPH | SPM | 3.4 | primary | 3.443 | Green | 10 | 6.44 | thermal | 0.2 | 4.4 | 0.5 | 4.6 | -4.7 | BRYMBO GT2 / HAWARDEN GT2 / HOLYWELL GT2 | 19.9178 | GREEN | 0 |  |  | 0 | 0 | 0 | 10 |  |  |  |  | Green (Over 5% headroom) | 24242 | 4 | 102.07 | 3854 | 20 | 1191097 | [9 empty] | Connahs Quay / SASA | [8 empty] | 10023846541 | Storage or Distribution | 19966 | B | Grid Supplied Electricity | 4 | 2 | Air Conditioning | 2025-08-15 |  | 0.67 | FALSE | 53.2505 | -3.1438 | SPM-FLINT_T1_FLINT_T2 | 9705151000 | SP Energy Networks open data (API key): NDP SPM primary-group polygons + Capacity Heatmaps Information Model SPM + LTDS appendices 3/6 + NSHR
3400 | 27 | SAINSBURY LTD 100, CHURCH STREET | WARRINGTON | WA1 2TN | Warrington |  | Superstore And Premises | bigbox | 2 | 16151.8 | 173856 | GIA | 2940000 | Bewsey T1 / Owen St T1 / Rodney St T1 / Rylands Eldon St T1 | inside-area | 2.12 | DALLAM GT1 / SANKEY BRIDGES GT1 / WARRINGTON GT3 | CARRINGTON - FIDDLERS FERRY | SPM | -1 | bsp | 11.377 | Green | 30 | 17.123 | thermal | 6 | 12.4 | 3 | 18.4 | 8.7 | DALLAM GT1 / SANKEY BRIDGES GT1 / WARRINGTON GT3 | -0.972 | RED | 0 |  |  | 0 | 0 | 0 | 30 |  |  |  |  | Green (Over 5% headroom) | 0 | 0 | 25.67 | 1454 | 39 | 2449559 | [9 empty] | Fiddlers Ferry | CARRINGTON | 5 | 2186.9 | 2186.9 | 0 | 0 | 930 | 2026-05 | 200000975511 | Retail/Financial and Professional Services | 8199 | D | Natural Gas | 4 |  | Air Conditioning | 2025-06-10 |  | 0.67 | FALSE | 53.3917 | -2.5828 | SPM-BEWSEY_T1_OWEN_ST_T1_RODNEY_ST_T1_RYLANDS_ELDON_ST_T1 | 13928506000;13928506000 | SP Energy Networks open data (API key): NDP SPM primary-group polygons + Capacity Heatmaps Information Model SPM + LTDS appendices 3/6 + NSHR
3401 | 27 | HALLIWELL JONES, IRELAND STREET | WARRINGTON | WA2 8HL | Warrington |  | Car Showroom And Premises | bigbox | 1 | 14950.6 | 160927 | GIA | 730000 | Bewsey T1 / Owen St T1 / Rodney St T1 / Rylands Eldon St T1 | inside-area | 1.48 | DALLAM GT1 / SANKEY BRIDGES GT1 / WARRINGTON GT3 | CARRINGTON - FIDDLERS FERRY | SPM | -1 | bsp | 11.377 | Green | 30 | 17.123 | thermal | 6 | 12.4 | 3 | 18.4 | 8.7 | DALLAM GT1 / SANKEY BRIDGES GT1 / WARRINGTON GT3 | -0.972 | RED | 0 |  |  | 0 | 0 | 0 | 30 |  |  |  |  | Green (Over 5% headroom) | 0 | 0 | 23.76 | 1346 | 39 | 2462488 | [9 empty] | Fiddlers Ferry | CARRINGTON | 5 | 2186.9 | 2186.9 | 0 | 0 | 930 | 2026-05 | [12 empty] | 53.4022 | -2.5931 | SPM-BEWSEY_T1_OWEN_ST_T1_RODNEY_ST_T1_RYLANDS_ELDON_ST_T1 | 3862210000 | SP Energy Networks open data (API key): NDP SPM primary-group polygons + Capacity Heatmaps Information Model SPM + LTDS appendices 3/6 + NSHR
3402 | 27 | B & Q WAREHOUSE, DELPH LANE | WARRINGTON | WA2 8RW | Warrington |  | Retail Warehouse And Premises | bigbox | 1 | 14840.4 | 159741 | GIA | 1260000 | Boulevard T1 / Chapelford T1 / Hawleys La T1 / Westbrook T1 / Winwick Quay T1 | inside-area | 0.77 | DALLAM GT1 / SANKEY BRIDGES GT1 / WARRINGTON GT3 | CARRINGTON - FIDDLERS FERRY | SPM | -1 | bsp | 16.448 | Green | 37.5 | 21.052 | thermal | 0 | 0 | 0 | 0 | 12.5 | DALLAM GT1 / SANKEY BRIDGES GT1 / WARRINGTON GT3 | -0.972 | RED | 0 |  |  | 0 | 0 | 0 | 37.5 |  |  |  |  | Green (Over 5% headroom) | 0 | 0 | 23.58 | 1336 | 53 | 4219288 | [9 empty] | Fiddlers Ferry | CARRINGTON | 5 | 2186.9 | 2186.9 | 0 | 0 | 930 | 2026-05 | [12 empty] | 53.4249 | -2.6013 | SPM-BOULEVARD_T1_CHAPELFORD_T1_HAWLEYS_LA_T1_WESTBROOK_T1_WINWIC | 287339000 | SP Energy Networks open data (API key): NDP SPM primary-group polygons + Capacity Heatmaps Information Model SPM + LTDS appendices 3/6 + NSHR
3403 | 27 | SAINSBURYS, MIDDLEWICH ROAD | NANTWICH | CW5 6PH | Cheshire East |  | Superstore And Premises | bigbox | 2 | 18132.2 | 195173 | GIA | 3110000 | Nantwich T1 | inside-area | 1.18 | COPPENHALL GT1 / CREWE GT1 / CREWE GT2A / CREWE GT4A / RADWAY GREEN GT1 / RADWAY GREEN GT2 / WHITCHURCH GT2 | CELLARHEAD | SPM | -3.2 | bsp | 1.103 | Green | 7.5 | 5.485 | thermal | 0.9 | 0.8 | 0 | 1.7 | 1.2 | COPPENHALL GT1 / CREWE GT1 / CREWE GT2A / CREWE GT4A / RADWAY GREEN GT1 / RADWAY GREEN GT2 / WHITCHURCH GT2 | -3.1663 | RED | 0 |  |  | 0 | 0 | 0 | 7.5 |  |  |  |  | Green (Over 5% headroom) | 0 | 0 | 28.81 | 1632 | 5 | 129119 | [9 empty] | Frodsham | CELLARHEAD | 5 | 1680 | 1680 | 0 | 0 | 20 | 2027-07 | 100012602104 | Retail/Financial and Professional Services | 96 | B | Grid Supplied Electricity | 3 |  | Air Conditioning | 2024-01-31 |  | 1 | FALSE | 53.078 | -2.5149 | SPM-NANTWICH_T1 | 14705634000;14705634000 | SP Energy Networks open data (API key): NDP SPM primary-group polygons + Capacity Heatmaps Information Model SPM + LTDS appendices 3/6 + NSHR
3404 | 27 | MORRISONS SUPERMARKET, DUNWOODY WAY | CREWE | CW1 3AW | Cheshire East |  | Superstore And Premises | bigbox | 2 | 15460.47 | 166415 | GIA | 2850000 | Rolls Royce T1 / Rolls Royce T2 / Rolls Royce T3 | inside-area | 1.29 | COPPENHALL GT1 / CREWE GT1 / CREWE GT2A / CREWE GT4A / RADWAY GREEN GT1 / RADWAY GREEN GT2 / WHITCHURCH GT2 | CELLARHEAD | SPM | -3.2 | bsp | 3.2428 | Green | 15 | 11.7572 | thermal | 0 | 0 | 0 | 0 | 1.7 | COPPENHALL GT1 / CREWE GT1 / CREWE GT2A / CREWE GT4A / RADWAY GREEN GT1 / RADWAY GREEN GT2 / WHITCHURCH GT2 | -3.1663 | RED | 0 |  |  | 0 | 0 | 0 | 15 |  |  |  |  | Green (Over 5% headroom) | 0 | 0 | 24.57 | 1391 | 4 | 2597112 | [9 empty] | Frodsham | CELLARHEAD | 5 | 1680 | 1680 | 0 | 0 | 20 | 2027-07 | 10023727973 | Retail/Financial and Professional Services | 7898 | D | Natural Gas | 3 |  | Heating and Mechanical Ventilation | 2024-09-30 |  | 1 | FALSE | 53.0988 | -2.454 | SPM-ROLLS_ROYCE_T1_ROLLS_ROYCE_T2_ROLLS_ROYCE_T3 | 14842918000;14842918000 | SP Energy Networks open data (API key): NDP SPM primary-group polygons + Capacity Heatmaps Information Model SPM + LTDS appendices 3/6 + NSHR
3405 | 27 | B & Q SUPERSTORES, WESTON ROAD | CREWE | CW1 5XN | Cheshire East |  | Retail Warehouse And Premises | bigbox | 1 | 14386.8 | 154858 | GIA | 1050000 | Br Station T1 / Duchy Rd T1 / Electra Way T1 / Midland Rollmakers T1A / North Western Mills T1 | inside-area | 1.24 | COPPENHALL GT1 / CREWE GT1 / CREWE GT2A / CREWE GT4A / RADWAY GREEN GT1 / RADWAY GREEN GT2 / WHITCHURCH GT2 | CELLARHEAD | SPM | -3.2 | bsp | 12.265 | Green | 37.5 | 25.235 | thermal | 0 | 0 | 0 | 0 | 9.4 | COPPENHALL GT1 / CREWE GT1 / CREWE GT2A / CREWE GT4A / RADWAY GREEN GT1 / RADWAY GREEN GT2 / WHITCHURCH GT2 | -3.1663 | RED | 0 |  |  | 0 | 0 | 0 | 37.5 |  |  |  |  | Green (Over 5% headroom) | 0 | 0 | 22.86 | 1295 | 82 | 5985359 | [9 empty] | Frodsham | CELLARHEAD | 5 | 1680 | 1680 | 0 | 0 | 20 | 2027-07 | [12 empty] | 53.0789 | -2.4121 | SPM-BR_STATION_T1_DUCHY_RD_T1_ELECTRA_WAY_T1_MIDLAND_ROLLMAKERS_ | 3890204000 | SP Energy Networks open data (API key): NDP SPM primary-group polygons + Capacity Heatmaps Information Model SPM + LTDS appendices 3/6 + NSHR
3406 | 26.9 | PHASE 1 BUILDING, DAVY WAY, LLAY INDUSTRIAL ESTATE | WREXHAM | LL12 0PG | Wrexham |  | Factory And Premises | industrial | 2 | 34892.86 | 375583 | GIA | 970000 | Davy Way T1 / Llay T1 | inside-area | 0.52 | BRYMBO GT1 / LEGACY LOCAL GT1 / MARCHWIEL GT1 / MARCHWIEL GT2 / WREXHAM GT1 | LEGACY | SPM | 3.3 | primary | 3.258 | Green | 10 | 6.742 | thermal | 0 | 0.6 | 0 | 0.6 | 2.4 | BRYMBO GT1 / LEGACY LOCAL GT1 / MARCHWIEL GT1 / MARCHWIEL GT2 / WREXHAM GT1 | 41.8508 | GREEN | 1.6 |  |  | 0 | 0 | 0 | 10 |  |  |  |  | Green (Over 5% headroom) | 23529 | 6 | 55.45 | 2094 | 18 | 630503 | [9 empty] | Legacy | LEGACY | 5 | 1714 | 1714 | 0 | 0 | 0 | 2024-08 | [12 empty] | 53.1025 | -3.013 | SPM-DAVY_WAY_T1_LLAY_T1 | 12424768000;12424774000 | SP Energy Networks open data (API key): NDP SPM primary-group polygons + Capacity Heatmaps Information Model SPM + LTDS appendices 3/6 + NSHR
3407 | 26.8 | NO 4-GB & GC, BOOTHS PARK, CHELFORD ROAD | KNUTSFORD | WA16 8QZ | Cheshire East |  | Offices And Premises | office | 1 | 1396.79 | 15035 | NIA | 195000 | Knutsford T2 | inside-area | 39.35 | ELWORTH GT1 / ELWORTH GT2 / KNUTSFORD GT1 / KNUTSFORD GT2 | CARRINGTON - FIDDLERS FERRY | SPM | 2.1 | primary | 2.076 | Green | 7.5 | 5.424 | thermal | 0 | 0 | 0 | 0 | 1.4 | ELWORTH GT1 / ELWORTH GT2 / KNUTSFORD GT1 / KNUTSFORD GT2 | 26.603 | GREEN | 0 |  |  | 0 | 0 | 0 | 7.5 |  |  |  |  | Green (Over 5% headroom) | 14973 | 100 | 2.22 | 98 | 5 | 167445 | [9 empty] | Fiddlers Ferry | CARRINGTON | 5 | 2186.9 | 2186.9 | 0 | 0 | 930 | 2026-05 | 100012802301 | B1 Offices and Workshop businesses | 1008 | D | Oil | 3 | 2 | Heating and Natural Ventilation | 2019-08-04 |  | 0.67 | FALSE | 53.2983 | -2.3514 | SPM-KNUTSFORD_T2 | 14814282000 | SP Energy Networks open data (API key): NDP SPM primary-group polygons + Capacity Heatmaps Information Model SPM + LTDS appendices 3/6 + NSHR
3408 | 26.8 | PRIMA MEDICA MERE HOUSE, BROOK STREET | KNUTSFORD | WA16 8GP | Cheshire East |  | Offices And Premises | office | 1 | 1349.56 | 14527 | NIA | 239000 | Knutsford T2 | inside-area | 38.46 | ELWORTH GT1 / ELWORTH GT2 / KNUTSFORD GT1 / KNUTSFORD GT2 | CARRINGTON - FIDDLERS FERRY | SPM | 2.1 | primary | 2.076 | Green | 7.5 | 5.424 | thermal | 0 | 0 | 0 | 0 | 1.4 | ELWORTH GT1 / ELWORTH GT2 / KNUTSFORD GT1 / KNUTSFORD GT2 | 26.603 | GREEN | 0 |  |  | 0 | 0 | 0 | 7.5 |  |  |  |  | Green (Over 5% headroom) | 14973 | 100 | 2.14 | 94 | 5 | 167953 | [9 empty] | Fiddlers Ferry | CARRINGTON | 5 | 2186.9 | 2186.9 | 0 | 0 | 930 | 2026-05 |  | B1 Offices and Workshop businesses | 1495 | C | Natural Gas | 3 |  | Air Conditioning | 2020-11-04 |  | 1 | FALSE | 53.3006 | -2.3668 | SPM-KNUTSFORD_T2 | 8263669000 | SP Energy Networks open data (API key): NDP SPM primary-group polygons + Capacity Heatmaps Information Model SPM + LTDS appendices 3/6 + NSHR
3409 | 26.8 | NO 2 - L2, BOOTHS PARK, CHELFORD ROAD | KNUTSFORD | WA16 8QZ | Cheshire East |  | Offices And Premises | office | 1 | 1315.67 | 14162 | NIA | 180000 | Knutsford T2 | inside-area | 39.35 | ELWORTH GT1 / ELWORTH GT2 / KNUTSFORD GT1 / KNUTSFORD GT2 | CARRINGTON - FIDDLERS FERRY | SPM | 2.1 | primary | 2.076 | Green | 7.5 | 5.424 | thermal | 0 | 0 | 0 | 0 | 1.4 | ELWORTH GT1 / ELWORTH GT2 / KNUTSFORD GT1 / KNUTSFORD GT2 | 26.603 | GREEN | 0 |  |  | 0 | 0 | 0 | 7.5 |  |  |  |  | Green (Over 5% headroom) | 14973 | 100 | 2.09 | 92 | 5 | 168318 | [9 empty] | Fiddlers Ferry | CARRINGTON | 5 | 2186.9 | 2186.9 | 0 | 0 | 930 | 2026-05 | 100012802301 | B1 Offices and Workshop businesses | 1008 | D | Oil | 3 | 2 | Heating and Natural Ventilation | 2019-08-04 |  | 0.67 | FALSE | 53.2983 | -2.3514 | SPM-KNUTSFORD_T2 | 14493129000 | SP Energy Networks open data (API key): NDP SPM primary-group polygons + Capacity Heatmaps Information Model SPM + LTDS appendices 3/6 + NSHR
3410 | 26.6 | GROCONTINENTAL LTD, WHITCHURCH BUSINESS PARK, SHAKESPEARE WAY | WHITCHURCH | SY13 1LJ | Shropshire |  | Cold Store And Premises | industrial | 1 | 65367 | 703604 | GIA | 2410000 | Yockings Gate T1 | inside-area | 1.29 | OSWESTRY GT5 / WHITCHURCH GT1 | LEGACY | SPM | 3.1 | bsp | 6.557 | Green | 10 | 3.443 | thermal | 0 | 0 | 0 | 0 | 5.9 | OSWESTRY GT5 / WHITCHURCH GT1 / WEM GT1 | 3.1024 | AMBER | 0 |  |  | 0 | 0 | 0 | 10 |  |  |  |  | Green (Over 5% headroom) | 22103 | 3 | 103.87 | 7844 | 9 | 197370 | [9 empty] | Frodsham | LEGACY | 5 | 1714 | 1714 | 0 | 0 | 0 | 2024-08 | 10014526224 | B1 Offices and Workshop businesses | 64 | C | Grid Supplied Electricity | 3 | 1 | Air Conditioning | 2018-05-14 |  | 1 | FALSE | 52.9647 | -2.6626 | SPM-YOCKINGS_GATE_T1 | 9312041000 | SP Energy Networks open data (API key): NDP SPM primary-group polygons + Capacity Heatmaps Information Model SPM + LTDS appendices 3/6 + NSHR
3411 | 26.5 | RHS 3RD FLR WALKER HOUSE, EXCHANGE FLAGS | LIVERPOOL | L2 3QF | Liverpool |  | Offices And Premises | office | 1 | 1478.68 | 15916 | NIA | 255000 | Harrington St T2 / Highfield St T1 | inside-area | 0.3 | BURLINGTON ST GT2 / LISTER DV B GT1 / PARADISE ST GT1 | LISTER DRIVE | SPM | 1.9 | primary | 1.871 | Green | 8.7 | 6.829 | thermal | 0 | 3 | 0 | 3 | 0.7 | BURLINGTON ST GT2 / LISTER DV B GT1 / PARADISE ST GT1 | 59.6 | GREEN | 0 |  |  | 0 | 0 | 0 | 8.7 |  |  |  |  | Green (Over 5% headroom) | 13547 | 85 | 2.35 | 104 | 12 | 293150 | [9 empty] | Lister Drive | LISTER DRIVE | 2 | 114 | 114 | 0 | 57 | 20 | 2026-09 | [12 empty] | 53.4081 | -2.9898 | SPM-HARRINGTON_ST_T2_HIGHFIELD_ST_T1 | 14056279000 | SP Energy Networks open data (API key): NDP SPM primary-group polygons + Capacity Heatmaps Information Model SPM + LTDS appendices 3/6 + NSHR
3412 | 26.5 | 11-13, UNION COURT | LIVERPOOL | L2 4SJ | Liverpool |  | Offices And Premises | office | 1 | 1340.6 | 14430 | NIA | 122000 | Harrington St T2 / Highfield St T1 | inside-area | 0.16 | BURLINGTON ST GT2 / LISTER DV B GT1 / PARADISE ST GT1 | LISTER DRIVE | SPM | 1.9 | primary | 1.871 | Green | 8.7 | 6.829 | thermal | 0 | 3 | 0 | 3 | 0.7 | BURLINGTON ST GT2 / LISTER DV B GT1 / PARADISE ST GT1 | 59.6 | GREEN | 0 |  |  | 0 | 0 | 0 | 8.7 |  |  |  |  | Green (Over 5% headroom) | 13547 | 94 | 2.13 | 94 | 12 | 294636 | [9 empty] | Lister Drive | LISTER DRIVE | 2 | 114 | 114 | 0 | 57 | 20 | 2026-09 | 38252676 | Offices and Workshop Businesses | 2892 | D | Natural Gas | 3 | 2 | Heating and Natural Ventilation | 2023-04-12 |  | 0.67 | FALSE | 53.4065 | -2.9894 | SPM-HARRINGTON_ST_T2_HIGHFIELD_ST_T1 | 527454134 | SP Energy Networks open data (API key): NDP SPM primary-group polygons + Capacity Heatmaps Information Model SPM + LTDS appendices 3/6 + NSHR
3413 | 26.5 | 7, HARRINGTON STREET | LIVERPOOL | L2 9QA | Liverpool |  | Offices And Premises | office | 1 | 1323.86 | 14250 | NIA | 140000 | Harrington St T2 / Highfield St T1 | inside-area | 0.12 | BURLINGTON ST GT2 / LISTER DV B GT1 / PARADISE ST GT1 | LISTER DRIVE | SPM | 1.9 | primary | 1.871 | Green | 8.7 | 6.829 | thermal | 0 | 3 | 0 | 3 | 0.7 | BURLINGTON ST GT2 / LISTER DV B GT1 / PARADISE ST GT1 | 59.6 | GREEN | 0 |  |  | 0 | 0 | 0 | 8.7 |  |  |  |  | Green (Over 5% headroom) | 13547 | 95 | 2.1 | 93 | 12 | 294816 | [9 empty] | Lister Drive | LISTER DRIVE | 2 | 114 | 114 | 0 | 57 | 20 | 2026-09 | 38072009 | A3/A4/A5 Restaurant and Cafes/Drinking Establishments and Hot Food takeaways | 456 | D | Grid Supplied Electricity | 3 | 2 | Air Conditioning | 2019-03-21 |  | 0.5 | FALSE | 53.4059 | -2.9891 | SPM-HARRINGTON_ST_T2_HIGHFIELD_ST_T1 | 1233540000 | SP Energy Networks open data (API key): NDP SPM primary-group polygons + Capacity Heatmaps Information Model SPM + LTDS appendices 3/6 + NSHR
3414 | 26.5 | 2, MARYBONE | LIVERPOOL | L3 2BT | Liverpool | COSMOPOLITAN HOUSING | Offices And Premises | office | 1 | 1270.8 | 13679 | NIA | 191000 | Harrington St T2 / Highfield St T1 | inside-area | 0.71 | BURLINGTON ST GT2 / LISTER DV B GT1 / PARADISE ST GT1 | LISTER DRIVE | SPM | 1.9 | primary | 1.871 | Green | 8.7 | 6.829 | thermal | 0 | 3 | 0 | 3 | 0.7 | BURLINGTON ST GT2 / LISTER DV B GT1 / PARADISE ST GT1 | 59.6 | GREEN | 0 |  |  | 0 | 0 | 0 | 8.7 |  |  |  |  | Green (Over 5% headroom) | 13547 | 99 | 2.02 | 89 | 12 | 295387 | [9 empty] | Lister Drive | LISTER DRIVE | 2 | 114 | 114 | 0 | 57 | 20 | 2026-09 | [12 empty] | 53.4122 | -2.9859 | SPM-HARRINGTON_ST_T2_HIGHFIELD_ST_T1 | 5185444000 | SP Energy Networks open data (API key): NDP SPM primary-group polygons + Capacity Heatmaps Information Model SPM + LTDS appendices 3/6 + NSHR
3415 | 26.5 | 1ST & 2ND FLRS 5, TEMPLE SQUARE | LIVERPOOL | L2 5RH | Liverpool |  | Offices And Premises | office | 1 | 1146.95 | 12346 | NIA | 111000 | Harrington St T2 / Highfield St T1 | inside-area | 0.17 | BURLINGTON ST GT2 / LISTER DV B GT1 / PARADISE ST GT1 | LISTER DRIVE | SPM | 1.9 | primary | 1.871 | Green | 8.7 | 6.829 | thermal | 0 | 3 | 0 | 3 | 0.7 | BURLINGTON ST GT2 / LISTER DV B GT1 / PARADISE ST GT1 | 59.6 | GREEN | 0 |  |  | 0 | 0 | 0 | 8.7 |  |  |  |  | Green (Over 5% headroom) | 13547 | 100 | 1.82 | 80 | 12 | 296720 | [9 empty] | Lister Drive | LISTER DRIVE | 2 | 114 | 114 | 0 | 57 | 20 | 2026-09 |  | Offices and Workshop Businesses | 5308 | B | Grid Supplied Electricity | 4 |  | Air Conditioning | 2023-04-26 |  | 1 | FALSE | 53.4072 | -2.9884 | SPM-HARRINGTON_ST_T2_HIGHFIELD_ST_T1 | 8241075000 | SP Energy Networks open data (API key): NDP SPM primary-group polygons + Capacity Heatmaps Information Model SPM + LTDS appendices 3/6 + NSHR
3416 | 26.5 | 1ST FLR, CASTLE CHAMBERS 41-45, CASTLE STREET | LIVERPOOL | L2 9SH | Liverpool |  | Offices And Premises | office | 1 | 1068.17 | 11498 | NIA | 136000 | Harrington St T2 / Highfield St T1 | inside-area | 0.19 | BURLINGTON ST GT2 / LISTER DV B GT1 / PARADISE ST GT1 | LISTER DRIVE | SPM | 1.9 | primary | 1.871 | Green | 8.7 | 6.829 | thermal | 0 | 3 | 0 | 3 | 0.7 | BURLINGTON ST GT2 / LISTER DV B GT1 / PARADISE ST GT1 | 59.6 | GREEN | 0 |  |  | 0 | 0 | 0 | 8.7 |  |  |  |  | Green (Over 5% headroom) | 13547 | 100 | 1.7 | 75 | 12 | 297568 | [9 empty] | Lister Drive | LISTER DRIVE | 2 | 114 | 114 | 0 | 57 | 20 | 2026-09 | [12 empty] | 53.406 | -2.99 | SPM-HARRINGTON_ST_T2_HIGHFIELD_ST_T1 | 9966139000 | SP Energy Networks open data (API key): NDP SPM primary-group polygons + Capacity Heatmaps Information Model SPM + LTDS appendices 3/6 + NSHR
3417 | 26.4 | TOWN HALL, HIGH STREET | WELSHPOOL | SY21 7JQ | Powys 1 (Montgomeryshire) |  | Offices And Premises | office | 1 | 1359.8 | 14637 | NIA | 63500 | Raven Square T1 | inside-area | 0.92 | LEGACY LOCAL GT2 / NEWTOWN GT2 / OSWESTRY GT8 / WELSHPOOL GT1 | LEGACY | SPM | 1.8 | primary | 1.76 | Green | 7.5 | 5.74 | thermal | 0 | 0 | 0 | 0 | 0.2 | LEGACY LOCAL GT2 / NEWTOWN GT2 / OSWESTRY GT8 / WELSHPOOL GT1 | 60.6676 | GREEN | 0 |  |  | 0 | 0 | 0 | 7.5 |  |  |  |  | Green (Over 5% headroom) | 12834 | 88 | 2.16 | 95 | 21 | 1060968 | [9 empty] | Legacy | LEGACY | 5 | 1714 | 1714 | 0 | 0 | 0 | 2024-08 | [12 empty] | 52.6607 | -3.1491 | SPM-RAVEN_SQUARE_T1 | 169952206 | SP Energy Networks open data (API key): NDP SPM primary-group polygons + Capacity Heatmaps Information Model SPM + LTDS appendices 3/6 + NSHR
3418 | 26.2 | PHOENIX, NORTH ROAD | ELLESMERE PORT | CH65 1BL | Cheshire West And Chester |  | Warehouse And Premises | industrial | 1 | 42824.39 | 460957 | GIA | 2570000 | Hooton Main T1 | inside-area | 3.33 | BROMBOROUGH GT2 / ELLESMERE PORT GT1 / HOOTON PK GT1A / HOOTON PK GT2A | CAPENHURST | SPM | 2.8 | primary | 2.772 | Green | 7.5 | 4.659 | thermal | 0.1 | 0.2 | 0 | 0.3 | 1.2 | BROMBOROUGH GT2 / ELLESMERE PORT GT1 / HOOTON PK GT1A / HOOTON PK GT2A | 11.703 | GREEN | 0 |  |  | 0 | 0 | 0 | 7.5 |  |  |  |  | Green (Over 5% headroom) | 19964 | 4 | 68.05 | 1071 | 12 | 902199 | [9 empty] | Capenhurst | CAPENHURST | 4 | 896.6 | 896.6 | 0 | 0 | 304 | 2029-10 | 200003333331 | Storage or Distribution | 37931 | C | Natural Gas | 4 |  | Heating and Natural Ventilation | 2023-01-24 |  | 1 | FALSE | 53.3055 | -2.9334 | SPM-HOOTON_MAIN_T1 | 8318561000 | SP Energy Networks open data (API key): NDP SPM primary-group polygons + Capacity Heatmaps Information Model SPM + LTDS appendices 3/6 + NSHR
3419 | 26.1 | EDDIE STOBART LTD, EASTGATE WAY | RUNCORN | WA7 1NT | Halton |  | Warehouse And Premises | industrial | 2 | 68769.28 | 740226 | GIA | 4630000 | Manor Pk T1 / Norton Chains T1 | inside-area | 1.38 | DUTTON GT2 / MOORE GT1 / PERCIVAL LA GT1 | FRODSHAM - INCE | SPM | 2.7 | primary | 2.699 | Green | 10 | 7.301 | thermal | 0 | 0 | 0 | 0 | 1.8 | DUTTON GT2 / MOORE GT1 / PERCIVAL LA GT1 | 32.616 | GREEN | 0 |  |  | 0 | 0 | 0 | 10 |  |  |  |  | Green (Over 5% headroom) | 19251 | 3 | 109.28 | 1719 | 13 | 1858469 | [9 empty] | Fiddlers Ferry | FRODSHAM | 5 | 1090 | 1090 | 0 | 0 | 0 | 2029-04 | 10012258644 | Storage or Distribution | 31350 | B | Grid Supplied Electricity | 3 |  | Heating and Natural Ventilation | 2024-04-16 |  | 1 | FALSE | 53.3564 | -2.6555 | SPM-MANOR_PK_T1_NORTON_CHAINS_T1 | 8610611000;8610611000 | SP Energy Networks open data (API key): NDP SPM primary-group polygons + Capacity Heatmaps Information Model SPM + LTDS appendices 3/6 + NSHR
3420 | 26.1 | ONYX 350, BLACKHEATH LANE | RUNCORN | WA7 1SE | Halton |  | Warehouse And Premises | industrial | 1 | 42598.71 | 458528 | GIA | 2800000 | Manor Pk T1 / Norton Chains T1 | inside-area | 1.27 | DUTTON GT2 / MOORE GT1 / PERCIVAL LA GT1 | FRODSHAM - INCE | SPM | 2.7 | primary | 2.699 | Green | 10 | 7.301 | thermal | 0 | 0 | 0 | 0 | 1.8 | DUTTON GT2 / MOORE GT1 / PERCIVAL LA GT1 | 32.616 | GREEN | 0 |  |  | 0 | 0 | 0 | 10 |  |  |  |  | Green (Over 5% headroom) | 19251 | 4 | 67.69 | 1065 | 13 | 2140167 | [9 empty] | Fiddlers Ferry | FRODSHAM | 5 | 1090 | 1090 | 0 | 0 | 0 | 2029-04 | [12 empty] | 53.3524 | -2.6539 | SPM-MANOR_PK_T1_NORTON_CHAINS_T1 | 13864619000 | SP Energy Networks open data (API key): NDP SPM primary-group polygons + Capacity Heatmaps Information Model SPM + LTDS appendices 3/6 + NSHR
3421 | 26.1 | LIDL DISTRIBUTION CENTRE, BLACKHEATH LANE | RUNCORN | WA7 1SE | Halton |  | Warehouse And Premises | industrial | 1 | 42137.94 | 453569 | GIA | 2700000 | Manor Pk T1 / Norton Chains T1 | inside-area | 1.27 | DUTTON GT2 / MOORE GT1 / PERCIVAL LA GT1 | FRODSHAM - INCE | SPM | 2.7 | primary | 2.699 | Green | 10 | 7.301 | thermal | 0 | 0 | 0 | 0 | 1.8 | DUTTON GT2 / MOORE GT1 / PERCIVAL LA GT1 | 32.616 | GREEN | 0 |  |  | 0 | 0 | 0 | 10 |  |  |  |  | Green (Over 5% headroom) | 19251 | 4 | 66.96 | 1053 | 13 | 2145126 | [9 empty] | Fiddlers Ferry | FRODSHAM | 5 | 1090 | 1090 | 0 | 0 | 0 | 2029-04 | 10010610019 | Storage or Distribution | 42357 | B | Natural Gas | 5 |  | Air Conditioning | 2026-08-19 |  | 0.67 | FALSE | 53.3524 | -2.6539 | SPM-MANOR_PK_T1_NORTON_CHAINS_T1 | 1686099000 | SP Energy Networks open data (API key): NDP SPM primary-group polygons + Capacity Heatmaps Information Model SPM + LTDS appendices 3/6 + NSHR
3422 | 25.9 | PT 1ST & 2ND FLRS ST HELENS CHAMBERS OF COMMERCE, SALISBURY STREET | ST HELENS | WA10 1FY | St Helens |  | Offices And Premises | office | 1 | 1544.2 | 16622 | NIA | 182000 | Chalon Way T1 / Technology Campus T1 / Woodville St T1 | inside-area | 0.16 | RAVENHEAD G1A1 / ST HELENS GT2B / WINDLE GT1 | RAINHILL | SPM | 1.4 | primary | 1.43 | Green | 9.1 | 7.67 | thermal | 0 | 0 | 0 | 0 | -0.4 | RAVENHEAD G1A1 / ST HELENS GT2B / WINDLE GT1 | 26.66 | GREEN | 17.1 |  |  | 0 | 0 | 0 | 9.1 |  |  |  |  | Green (Over 5% headroom) | 9982 | 60 | 2.45 | 108 | 17 | 663672 | [9 empty] | Rainhill | RAINHILL | 1 | 85.5 | 85.5 | 0 | 0 | 57 | 2026-09 | 39096647 | Retail/Financial and Professional Services | 2331 | C | Grid Supplied Electricity | 4 |  | Air Conditioning | 2024-04-05 |  | 0.67 | FALSE | 53.4495 | -2.7325 | SPM-CHALON_WAY_T1_TECHNOLOGY_CAMPUS_T1_WOODVILLE_ST_T1 | 14968645000 | SP Energy Networks open data (API key): NDP SPM primary-group polygons + Capacity Heatmaps Information Model SPM + LTDS appendices 3/6 + NSHR
3423 | 25.9 | KELLY PROPERTY COMPANY LTD, ATLAS STREET | ST HELENS | WA9 1LQ | St Helens |  | Offices And Premises | office | 1 | 1294 | 13928 | NIA | 44000 | Chalon Way T1 / Technology Campus T1 / Woodville St T1 | inside-area | 0.61 | RAVENHEAD G1A1 / ST HELENS GT2B / WINDLE GT1 | RAINHILL | SPM | 1.4 | primary | 1.43 | Green | 9.1 | 7.67 | thermal | 0 | 0 | 0 | 0 | -0.4 | RAVENHEAD G1A1 / ST HELENS GT2B / WINDLE GT1 | 26.66 | GREEN | 17.1 |  |  | 0 | 0 | 0 | 9.1 |  |  |  |  | Green (Over 5% headroom) | 9982 | 72 | 2.06 | 91 | 17 | 666366 | [9 empty] | Rainhill | RAINHILL | 1 | 85.5 | 85.5 | 0 | 0 | 57 | 2026-09 | 39002464 | B1 Offices and Workshop businesses | 698 | C | Natural Gas | 3 |  | Heating and Natural Ventilation | 2012-09-17 |  | 0.5 | FALSE | 53.4539 | -2.7253 | SPM-CHALON_WAY_T1_TECHNOLOGY_CAMPUS_T1_WOODVILLE_ST_T1 | 10745504000 | SP Energy Networks open data (API key): NDP SPM primary-group polygons + Capacity Heatmaps Information Model SPM + LTDS appendices 3/6 + NSHR
3424 | 25.9 | COUNCIL OFFICES THE GAMBLE INSTITUTE, VICTORIA SQUARE | ST HELENS | WA10 1DY | St Helens |  | Offices And Premises | office | 1 | 1238.34 | 13329 | NIA | 102000 | Chalon Way T1 / Technology Campus T1 / Woodville St T1 | inside-area | 0.32 | RAVENHEAD G1A1 / ST HELENS GT2B / WINDLE GT1 | RAINHILL | SPM | 1.4 | primary | 1.43 | Green | 9.1 | 7.67 | thermal | 0 | 0 | 0 | 0 | -0.4 | RAVENHEAD G1A1 / ST HELENS GT2B / WINDLE GT1 | 26.66 | GREEN | 17.1 |  |  | 0 | 0 | 0 | 9.1 |  |  |  |  | Green (Over 5% headroom) | 9982 | 75 | 1.97 | 87 | 17 | 666965 | [9 empty] | Rainhill | RAINHILL | 1 | 85.5 | 85.5 | 0 | 0 | 57 | 2026-09 | 39060318 | B1 Offices and Workshop businesses | 3848 | D | Natural Gas | 3 |  | Heating and Natural Ventilation | 2015-09-15 |  | 0.5 | FALSE | 53.4536 | -2.7347 | SPM-CHALON_WAY_T1_TECHNOLOGY_CAMPUS_T1_WOODVILLE_ST_T1 | 9707855000 | SP Energy Networks open data (API key): NDP SPM primary-group polygons + Capacity Heatmaps Information Model SPM + LTDS appendices 3/6 + NSHR
3425 | 25.7 | FIRMIN COATES, MIDDLEWICH ROAD | MIDDLEWICH | CW10 9NT | Cheshire West And Chester |  | Factory And Premises | industrial | 1 | 45145.03 | 485937 | GIA | 1590000 | Middlewich T1 | inside-area | 1.86 | ELWORTH GT1 / ELWORTH GT2 / KNUTSFORD GT1 / KNUTSFORD GT2 | CARRINGTON - FIDDLERS FERRY | SPM | 2.4 | primary | 2.437 | Green | 7.5 | 5.063 | thermal | 0 | 0 | 0 | 0 | 1.4 | ELWORTH GT1 / ELWORTH GT2 / KNUTSFORD GT1 / KNUTSFORD GT2 | 26.603 | GREEN | 0 |  |  | 0 | 0 | 0 | 7.5 |  |  |  |  | Green (Over 5% headroom) | 17112 | 4 | 71.74 | 2709 | 17 | 657206 | [9 empty] | Frodsham | CARRINGTON | 5 | 2186.9 | 2186.9 | 0 | 0 | 930 | 2026-05 | [12 empty] | 53.2133 | -2.4193 | SPM-MIDDLEWICH_T1 | 14069585000 | SP Energy Networks open data (API key): NDP SPM primary-group polygons + Capacity Heatmaps Information Model SPM + LTDS appendices 3/6 + NSHR
3426 | 25.7 | EDDIE STOBART, LANGFORD WAY, BARLEY CASTLE LANE | WARRINGTON | WA4 4SN | Warrington |  | Road Haulage Depot And Premises | industrial | 1 | 35703.21 | 384306 | OTH | 482500 | Gigg La Thelwall T1 / Hillcliffe T1 / Stockton Heath T1 / Stretton Ind Est T1 | inside-area | 3.92 | SANKEY BRIDGES GT3 / WARRINGTON GT5 | CARRINGTON - FIDDLERS FERRY | SPM | 2.4 | bsp | 10.609 | Green | 30 | 19.291 | thermal | 0.4 | 1.3 | 2.2 | 1.7 | 6.7 | SANKEY BRIDGES GT3 / WARRINGTON GT5 | 2.392 | AMBER | 0 |  |  | 0 | 0 | 0 | 30 |  |  |  |  | Green (Over 5% headroom) | 17112 | 4 | 56.74 | 893 | 26 | 1104846 | [9 empty] | Fiddlers Ferry | CARRINGTON | 5 | 2186.9 | 2186.9 | 0 | 0 | 930 | 2026-05 |  | B8 Storage or Distribution | 22832 | A | Grid Supplied Electricity | 5 | 2 | Air Conditioning | 2022-05-06 |  | 0.67 | FALSE | 53.3479 | -2.5338 | SPM-GIGG_LA_THELWALL_T1_HILLCLIFFE_T1_STOCKTON_HEATH_T1_STRETTON | 9323154000 | SP Energy Networks open data (API key): NDP SPM primary-group polygons + Capacity Heatmaps Information Model SPM + LTDS appendices 3/6 + NSHR
3427 | 25.5 | FULBROOK | HOLYWELL | CH8 8BY | Flintshire | FLINTSHIRE COUNTY COUNCIL HIGHWAYS | Offices And Premises | office | 1 | 1315.54 | 14160 | GIA | 34000 | Wimpeys Pant Quarry T1 / Wimpeys Pant Quarry T2 | inside-area | 1.43 | BRYMBO GT2 / HAWARDEN GT2 / HOLYWELL GT2 | CONNAHS QUAY - PENTIR - ST ASAPH | SPM | 1.1 | primary | 1.062 | Green | 5.2 | 4.137 | thermal | 0 | 0 | 0 | 0 | 0.8 | BRYMBO GT2 / HAWARDEN GT2 / HOLYWELL GT2 | 19.9178 | GREEN | 0 |  |  | 0 | 0 | 0 | 5.2 |  |  |  |  | Green (Over 5% headroom) | 7843 | 55 | 2.09 | 92 | 1 | 18623 | [9 empty] | Connahs Quay / SASA | [20 empty] | 53.2312 | -3.1831 | SPM-WIMPEYS_PANT_QUARRY_T1_WIMPEYS_PANT_QUARRY_T2 | 6592121000 | SP Energy Networks open data (API key): NDP SPM primary-group polygons + Capacity Heatmaps Information Model SPM + LTDS appendices 3/6 + NSHR
3428 | 25.4 | J&S ACCESSORIES, CHESTER ROAD | NORTHWICH | CW8 2HE | Cheshire West And Chester |  | Showroom And Premises | bigbox | 1 | 2931.51 | 31554 | NIA | 75500 | Eden Vale T1 | inside-area | 4.19 | HARTFORD GT1 / LOSTOCK GT2 / WINSFORD GT1 / WINSFORD GT2 | CARRINGTON - FIDDLERS FERRY | SPM | 0.3 | primary | 0.29228 | Amber | 7.5 | 4.2461 | thermal | 3 | 0.6 | 0.2 | 3.6 | 2.4 | HARTFORD GT1 / LOSTOCK GT2 / WINSFORD GT1 / WINSFORD GT2 | 35.88 | GREEN | 0 |  |  | 0 | 0 | 0 | 7.5 |  |  |  |  | Amber (Between 5% overloaded and 5% headroom) | 2139 | 7 | 4.66 | 264 | 1 | 47769 | [9 empty] | Frodsham | CARRINGTON | 5 | 2186.9 | 2186.9 | 0 | 0 | 930 | 2026-05 | [12 empty] | 53.2198 | -2.6416 | SPM-EDEN_VALE_T1 | 8960144000 | SP Energy Networks open data (API key): NDP SPM primary-group polygons + Capacity Heatmaps Information Model SPM + LTDS appendices 3/6 + NSHR
3429 | 25.3 | VETERNIARY INVESTIGATION CENTRE, KENDAL ROAD | SHREWSBURY | SY1 4ES | Shropshire |  | Offices And Premises | office | 1 | 1575.2 | 16955 | GIA | 63000 | Baschurch T1 | nearest-substation | 11.71 | OSWESTRY GT5 / WHITCHURCH GT1 | LEGACY | SPM | 1 | primary | 0.998 | Green | 7.5 | 6.232 | thermal | 0.3 | 0.5 | 0.5 | 0.8 | 0.1 | OSWESTRY GT5 / WHITCHURCH GT1 / WEM GT1 | 3.1024 | AMBER | 0 |  |  | 0 | 0 | 0 | 7.5 |  |  |  |  | Green (Over 5% headroom) | 7130 | 42 | 2.5 | 110 | 64 | 2035254 | [9 empty] | Legacy | LEGACY | 5 | 1714 | 1714 | 0 | 0 | 0 | 2024-08 | [12 empty] | 52.7355 | -2.7279 | SPM-BASCHURCH_T1 | 967355000 | SP Energy Networks open data (API key): NDP SPM primary-group polygons + Capacity Heatmaps Information Model SPM + LTDS appendices 3/6 + NSHR
3430 | 25.3 | EAST WEST AND SOUTH PAVILION, SANSAW BUSINESS PARK | SHREWSBURY | SY4 4AS | Shropshire |  | Offices And Premises | office | 1 | 1488.98 | 16027 | NIA | 141000 | Baschurch T1 | inside-area | 9.87 | OSWESTRY GT5 / WHITCHURCH GT1 | LEGACY | SPM | 1 | primary | 0.998 | Green | 7.5 | 6.232 | thermal | 0.3 | 0.5 | 0.5 | 0.8 | 0.1 | OSWESTRY GT5 / WHITCHURCH GT1 / WEM GT1 | 3.1024 | AMBER | 0 |  |  | 0 | 0 | 0 | 7.5 |  |  |  |  | Green (Over 5% headroom) | 7130 | 44 | 2.37 | 104 | 64 | 2036182 | [9 empty] | Legacy | LEGACY | 5 | 1714 | 1714 | 0 | 0 | 0 | 2024-08 | [12 empty] | 52.79 | -2.7135 | SPM-BASCHURCH_T1 | 13421823000 | SP Energy Networks open data (API key): NDP SPM primary-group polygons + Capacity Heatmaps Information Model SPM + LTDS appendices 3/6 + NSHR
3431 | 25.3 | 7 9 11 13 15 & 17, LONGBOW CLOSE, HARLESCOTT LANE | SHREWSBURY | SY1 3GZ | Shropshire |  | Offices And Premises | office | 1 | 1398.2 | 15050 | NIA | 145000 | Baschurch T1 | nearest-substation | 11.1 | OSWESTRY GT5 / WHITCHURCH GT1 | LEGACY | SPM | 1 | primary | 0.998 | Green | 7.5 | 6.232 | thermal | 0.3 | 0.5 | 0.5 | 0.8 | 0.1 | OSWESTRY GT5 / WHITCHURCH GT1 / WEM GT1 | 3.1024 | AMBER | 0 |  |  | 0 | 0 | 0 | 7.5 |  |  |  |  | Green (Over 5% headroom) | 7130 | 47 | 2.22 | 98 | 64 | 2037159 | [9 empty] | Legacy | LEGACY | 5 | 1714 | 1714 | 0 | 0 | 0 | 2024-08 | [12 empty] | 52.7404 | -2.7327 | SPM-BASCHURCH_T1 | 6326741000 | SP Energy Networks open data (API key): NDP SPM primary-group polygons + Capacity Heatmaps Information Model SPM + LTDS appendices 3/6 + NSHR
3432 | 25 | BLACK COUNTRY METALWORKS AT WHITEHALL FARM | OSWESTRY | SY11 4JH | Shropshire |  | Warehouse, Office And Premises | industrial | 1 | 3856.97 | 41516 | GIA | 115000 | West Felton T1 | inside-area | 2.04 | OSWESTRY GT5 / WHITCHURCH GT1 | LEGACY | SPM | -0.2 | primary | -0.247 | Red | 4 | 3.471 | thermal | 0.8 | 0.1 | 0.2 | 0.9 | 0.1 | OSWESTRY GT5 / WHITCHURCH GT1 / WEM GT1 | 3.1024 | AMBER | 0 |  |  | 0 | 0 | 0 | 4 |  |  |  |  | Red (More than 5% overloaded) | 0 | 0 | 6.13 | 270 | 2 | 43988 | [9 empty] | Legacy | LEGACY | 5 | 1714 | 1714 | 0 | 0 | 0 | 2024-08 | [12 empty] | 52.8417 | -2.9984 | SPM-WEST_FELTON_T1 | 7144643000 | SP Energy Networks open data (API key): NDP SPM primary-group polygons + Capacity Heatmaps Information Model SPM + LTDS appendices 3/6 + NSHR
3433 | 25 | UNIT 199, THE WAEN | OSWESTRY | SY10 8HR | Shropshire |  | Warehouse; Warehouse And Premises | industrial | 2 | 2488.2 | 26783 | GIA | 73500 | West Felton T1 | inside-area | 4.76 | OSWESTRY GT5 / WHITCHURCH GT1 | LEGACY | SPM | -0.2 | primary | -0.247 | Red | 4 | 3.471 | thermal | 0.8 | 0.1 | 0.2 | 0.9 | 0.1 | OSWESTRY GT5 / WHITCHURCH GT1 / WEM GT1 | 3.1024 | AMBER | 0 |  |  | 0 | 0 | 0 | 4 |  |  |  |  | Red (More than 5% overloaded) | 0 | 0 | 3.95 | 62 | 2 | 58721 | [9 empty] | Legacy | LEGACY | 5 | 1714 | 1714 | 0 | 0 | 0 | 2024-08 | 10007021448 | B8 Storage or Distribution | 1331 | D | Grid Supplied Electricity | 3 |  | Heating and Natural Ventilation | 2014-02-22 |  | 1 | FALSE | 52.7924 | -3.0063 | SPM-WEST_FELTON_T1 | 262673234;262672234 | SP Energy Networks open data (API key): NDP SPM primary-group polygons + Capacity Heatmaps Information Model SPM + LTDS appendices 3/6 + NSHR
3434 | 25 | UNITS 1-2, FIVE CROSSES INDUSTRIAL ESTATE | WREXHAM | LL11 3RD | Wrexham | F W B CYMRU LTD; MINERA ROOF TRUSSES | Factory And Premises; Warehouse And Premises | industrial | 2 | 6079.18 | 65436 | GIA | 103500 | Coedpoeth T1 / Coedpoeth T2 | inside-area | 1.21 | BRYMBO GT1 / LEGACY LOCAL GT1 / MARCHWIEL GT1 / MARCHWIEL GT2 / WREXHAM GT1 | LEGACY | SPM | -0.4 | primary | -0.3902 | Red | 10 | 5.998 | thermal | 8.8 | 10.6 | 0.1 | 19.4 | 2.5 | BRYMBO GT1 / LEGACY LOCAL GT1 / MARCHWIEL GT1 / MARCHWIEL GT2 / WREXHAM GT1 | 41.8508 | GREEN | 1.6 |  |  | 0 | 0 | 0 | 10 |  |  |  |  | Red (More than 5% overloaded) | 0 | 0 | 9.66 | 365 | 1 | 45997 | [9 empty] | Legacy | LEGACY | 5 | 1714 | 1714 | 0 | 0 | 0 | 2024-08 | 10070386223 | General Industrial and Special Industrial Groups | 736 | C | Natural Gas | 3 |  | Heating and Natural Ventilation | 2025-02-21 |  | 1 | FALSE | 53.0605 | -3.0787 | SPM-COEDPOETH_T1_COEDPOETH_T2 | 145127206;145160206 | SP Energy Networks open data (API key): NDP SPM primary-group polygons + Capacity Heatmaps Information Model SPM + LTDS appendices 3/6 + NSHR
3435 | 25 | TOMLINSONS DAIRY, FIVE CROSSES INDUSTRIAL ESTATE | WREXHAM | LL11 3RD | Wrexham |  | Factory, Office And Premises | industrial | 1 | 4273.26 | 45997 | GIA | 113000 | Coedpoeth T1 / Coedpoeth T2 | inside-area | 1.21 | BRYMBO GT1 / LEGACY LOCAL GT1 / MARCHWIEL GT1 / MARCHWIEL GT2 / WREXHAM GT1 | LEGACY | SPM | -0.4 | primary | -0.3902 | Red | 10 | 5.998 | thermal | 8.8 | 10.6 | 0.1 | 19.4 | 2.5 | BRYMBO GT1 / LEGACY LOCAL GT1 / MARCHWIEL GT1 / MARCHWIEL GT2 / WREXHAM GT1 | 41.8508 | GREEN | 1.6 |  |  | 0 | 0 | 0 | 10 |  |  |  |  | Red (More than 5% overloaded) | 0 | 0 | 6.79 | 256 | 1 | 65436 | [9 empty] | Legacy | LEGACY | 5 | 1714 | 1714 | 0 | 0 | 0 | 2024-08 | [12 empty] | 53.0605 | -3.0787 | SPM-COEDPOETH_T1_COEDPOETH_T2 | 9284501000 | SP Energy Networks open data (API key): NDP SPM primary-group polygons + Capacity Heatmaps Information Model SPM + LTDS appendices 3/6 + NSHR
3436 | 25 | UNIT 3, JAMAGE ROAD | STOKE-ON-TRENT | ST7 1XW | Newcastle Under Lyme |  | Warehouse And Premises | industrial | 1 | 7186.52 | 77355 | GIA | 222000 | Radway Green T1 | nearest-substation | 4.88 | COPPENHALL GT1 / CREWE GT1 / CREWE GT2A / CREWE GT4A / RADWAY GREEN GT1 / RADWAY GREEN GT2 / WHITCHURCH GT2 | CELLARHEAD | SPM | -3.2 | bsp | -2.348 | Red | 7.5 | 5.839 | thermal | 4 | 2.2 | 0.1 | 6.2 | 0.2 | COPPENHALL GT1 / CREWE GT1 / CREWE GT2A / CREWE GT4A / RADWAY GREEN GT1 / RADWAY GREEN GT2 / WHITCHURCH GT2 | -3.1663 | RED | 0 |  |  | 0 | 0 | 0 | 7.5 |  |  |  |  | Red (More than 5% overloaded) | 0 | 0 | 11.42 | 180 | 7 | 732342 | [9 empty] | Frodsham | CELLARHEAD | 5 | 1680 | 1680 | 0 | 0 | 20 | 2027-07 | 200004603789 | General Industrial and Special Industrial Groups | 230 | C | Grid Supplied Electricity | 3 |  | Heating and Natural Ventilation | 2024-06-06 |  | 1 | FALSE | 53.0703 | -2.2672 | SPM-RADWAY_GREEN_T1 | 241166236 | SP Energy Networks open data (API key): NDP SPM primary-group polygons + Capacity Heatmaps Information Model SPM + LTDS appendices 3/6 + NSHR
3437 | 25 | UNIT 2, JAMAGE ROAD | STOKE-ON-TRENT | ST7 1XN | Newcastle Under Lyme |  | Warehouse And Premises | industrial | 1 | 5101.8 | 54915 | GIA | 216000 | Radway Green T1 | nearest-substation | 4.9 | COPPENHALL GT1 / CREWE GT1 / CREWE GT2A / CREWE GT4A / RADWAY GREEN GT1 / RADWAY GREEN GT2 / WHITCHURCH GT2 | CELLARHEAD | SPM | -3.2 | bsp | -2.348 | Red | 7.5 | 5.839 | thermal | 4 | 2.2 | 0.1 | 6.2 | 0.2 | COPPENHALL GT1 / CREWE GT1 / CREWE GT2A / CREWE GT4A / RADWAY GREEN GT1 / RADWAY GREEN GT2 / WHITCHURCH GT2 | -3.1663 | RED | 0 |  |  | 0 | 0 | 0 | 7.5 |  |  |  |  | Red (More than 5% overloaded) | 0 | 0 | 8.11 | 128 | 7 | 754782 | [9 empty] | Frodsham | CELLARHEAD | 5 | 1680 | 1680 | 0 | 0 | 20 | 2027-07 | [12 empty] | 53.0702 | -2.2669 | SPM-RADWAY_GREEN_T1 | 450566236 | SP Energy Networks open data (API key): NDP SPM primary-group polygons + Capacity Heatmaps Information Model SPM + LTDS appendices 3/6 + NSHR
3438 | 25 | FLOWCRETE UK LTD THE FLOORING TECHNOLOGY CENTRE, FLOWCRETE BUSINESS PARK, BOOTH LANE | SANDBACH | CW11 3QF | Cheshire East |  | Factory And Premises | industrial | 1 | 4776.59 | 51415 | GIA | 158000 | Sandbach T1 | inside-area | 2.36 | COPPENHALL GT1 / CREWE GT1 / CREWE GT2A / CREWE GT4A / RADWAY GREEN GT1 / RADWAY GREEN GT2 / WHITCHURCH GT2 | CELLARHEAD | SPM | -3.2 | bsp | -0.086 | Red | 7.5 | 7.586 | thermal | 0 | 1.6 | 0 | 1.6 | -1.5 | COPPENHALL GT1 / CREWE GT1 / CREWE GT2A / CREWE GT4A / RADWAY GREEN GT1 / RADWAY GREEN GT2 / WHITCHURCH GT2 | -3.1663 | RED | 0 |  |  | 0 | 0 | 0 | 7.5 |  |  |  |  | Red (More than 5% overloaded) | 0 | 0 | 7.59 | 287 | 5 | 448953 | [9 empty] | Frodsham | CELLARHEAD | 5 | 1680 | 1680 | 0 | 0 | 20 | 2027-07 | 100012597560 | B8 Storage or Distribution | 3085 | C | Oil | 4 |  | Heating and Natural Ventilation | 2018-05-29 |  | 0.6 | FALSE | 53.1577 | -2.402 | SPM-SANDBACH_T1 | 11722676000 | SP Energy Networks open data (API key): NDP SPM primary-group polygons + Capacity Heatmaps Information Model SPM + LTDS appendices 3/6 + NSHR
3439 | 25 | RACKLINE LTD, OAKTREE LANE | STOKE-ON-TRENT | ST7 1RX | Newcastle Under Lyme |  | Workshop And Premises | industrial | 1 | 3735.66 | 40210 | GIA | 155000 | Radway Green T1 | nearest-substation | 5.32 | COPPENHALL GT1 / CREWE GT1 / CREWE GT2A / CREWE GT4A / RADWAY GREEN GT1 / RADWAY GREEN GT2 / WHITCHURCH GT2 | CELLARHEAD | SPM | -3.2 | bsp | -2.348 | Red | 7.5 | 5.839 | thermal | 4 | 2.2 | 0.1 | 6.2 | 0.2 | COPPENHALL GT1 / CREWE GT1 / CREWE GT2A / CREWE GT4A / RADWAY GREEN GT1 / RADWAY GREEN GT2 / WHITCHURCH GT2 | -3.1663 | RED | 0 |  |  | 0 | 0 | 0 | 7.5 |  |  |  |  | Red (More than 5% overloaded) | 0 | 0 | 5.94 | 168 | 7 | 769487 | [9 empty] | Frodsham | CELLARHEAD | 5 | 1680 | 1680 | 0 | 0 | 20 | 2027-07 | 200004603854 | General Industrial and Special Industrial Groups | 3748 | C | Natural Gas | 3 |  | Heating and Natural Ventilation | 2026-05-20 |  | 1 | FALSE | 53.0675 | -2.2618 | SPM-RADWAY_GREEN_T1 | 310917236 | SP Energy Networks open data (API key): NDP SPM primary-group polygons + Capacity Heatmaps Information Model SPM + LTDS appendices 3/6 + NSHR
3440 | 25 | ARCHER WOODNUTT LTD, PIT LANE | STOKE-ON-TRENT | ST7 1UH | Newcastle Under Lyme | A W LTD | Workshop And Premises | industrial | 1 | 2206.71 | 23753 | GIA | 109000 | Radway Green T1 | nearest-substation | 5.04 | COPPENHALL GT1 / CREWE GT1 / CREWE GT2A / CREWE GT4A / RADWAY GREEN GT1 / RADWAY GREEN GT2 / WHITCHURCH GT2 | CELLARHEAD | SPM | -3.2 | bsp | -2.348 | Red | 7.5 | 5.839 | thermal | 4 | 2.2 | 0.1 | 6.2 | 0.2 | COPPENHALL GT1 / CREWE GT1 / CREWE GT2A / CREWE GT4A / RADWAY GREEN GT1 / RADWAY GREEN GT2 / WHITCHURCH GT2 | -3.1663 | RED | 0 |  |  | 0 | 0 | 0 | 7.5 |  |  |  |  | Red (More than 5% overloaded) | 0 | 0 | 3.51 | 99 | 7 | 785944 | [9 empty] | Frodsham | CELLARHEAD | 5 | 1680 | 1680 | 0 | 0 | 20 | 2027-07 | 100032219386 | B2 to B7 General Industrial and Special Industrial Groups | 1803 | D | Oil | 3 |  | Heating and Natural Ventilation | 2019-08-16 |  | 1 | FALSE | 53.0721 | -2.2638 | SPM-RADWAY_GREEN_T1 | 250499236 | SP Energy Networks open data (API key): NDP SPM primary-group polygons + Capacity Heatmaps Information Model SPM + LTDS appendices 3/6 + NSHR
3441 | 25 | FOXHOLES FARM, MERE LAKE ROAD | STOKE-ON-TRENT | ST7 1UE | Newcastle Under Lyme | P & L JOINERY LTD | Workshop And Premises | industrial | 1 | 1906.7 | 20524 | GIA | 97000 | Radway Green T1 | nearest-substation | 4.43 | COPPENHALL GT1 / CREWE GT1 / CREWE GT2A / CREWE GT4A / RADWAY GREEN GT1 / RADWAY GREEN GT2 / WHITCHURCH GT2 | CELLARHEAD | SPM | -3.2 | bsp | -2.348 | Red | 7.5 | 5.839 | thermal | 4 | 2.2 | 0.1 | 6.2 | 0.2 | COPPENHALL GT1 / CREWE GT1 / CREWE GT2A / CREWE GT4A / RADWAY GREEN GT1 / RADWAY GREEN GT2 / WHITCHURCH GT2 | -3.1663 | RED | 0 |  |  | 0 | 0 | 0 | 7.5 |  |  |  |  | Red (More than 5% overloaded) | 0 | 0 | 3.03 | 86 | 7 | 789173 | [9 empty] | Frodsham | CELLARHEAD | 5 | 1680 | 1680 | 0 | 0 | 20 | 2027-07 | [12 empty] | 53.078 | -2.271 | SPM-RADWAY_GREEN_T1 | 275563236 | SP Energy Networks open data (API key): NDP SPM primary-group polygons + Capacity Heatmaps Information Model SPM + LTDS appendices 3/6 + NSHR
3442 | 25 | UNIT 2, SWINEYARD LANE | KNUTSFORD | WA16 0SD | Cheshire East |  | Warehouse And Premises | industrial | 1 | 11306.4 | 121701 | GIA | 250000 | Lymm T1 / Whiteleggs La T1 | inside-area | 3.61 | SANKEY BRIDGES GT3 / WARRINGTON GT5 | CARRINGTON - FIDDLERS FERRY | SPM | -3.6 | primary | -3.623 | Red | 10 | 8.623 | thermal | 10 | 3 | 0 | 13 | -0.4 | SANKEY BRIDGES GT3 / WARRINGTON GT5 | 2.392 | AMBER | 0 |  |  | 0 | 0 | 0 | 10 |  |  |  |  | Red (More than 5% overloaded) | 0 | 0 | 17.97 | 283 | 68 | 4212194 | [9 empty] | Fiddlers Ferry | CARRINGTON | 5 | 2186.9 | 2186.9 | 0 | 0 | 930 | 2026-05 | 10094313203 | Storage or Distribution | 2181 | C | Other | 3 |  | Unconditioned | 2023-04-05 |  | 1 | FALSE | 53.3489 | -2.5065 | SPM-LYMM_T1_WHITELEGGS_LA_T1 | 8779533000 | SP Energy Networks open data (API key): NDP SPM primary-group polygons + Capacity Heatmaps Information Model SPM + LTDS appendices 3/6 + NSHR
3443 | 25 | UNIT 10, STRETTON DISTRIBUTION CENTRE, GRAPPENHALL LANE | WARRINGTON | WA4 4QT | Warrington |  | Warehouse And Premises | industrial | 1 | 10377.25 | 111700 | GIA | 645000 | Lymm T1 / Whiteleggs La T1 | inside-area | 3.8 | SANKEY BRIDGES GT3 / WARRINGTON GT5 | CARRINGTON - FIDDLERS FERRY | SPM | -3.6 | primary | -3.623 | Red | 10 | 8.623 | thermal | 10 | 3 | 0 | 13 | -0.4 | SANKEY BRIDGES GT3 / WARRINGTON GT5 | 2.392 | AMBER | 0 |  |  | 0 | 0 | 0 | 10 |  |  |  |  | Red (More than 5% overloaded) | 0 | 0 | 16.49 | 259 | 68 | 4222195 | [9 empty] | Fiddlers Ferry | CARRINGTON | 5 | 2186.9 | 2186.9 | 0 | 0 | 930 | 2026-05 | 10008652972 | Storage or Distribution | 10867 | B | Grid Supplied Electricity | 3 |  | Heating and Natural Ventilation | 2022-08-26 |  | 1 | FALSE | 53.3563 | -2.5333 | SPM-LYMM_T1_WHITELEGGS_LA_T1 | 6717220000 | SP Energy Networks open data (API key): NDP SPM primary-group polygons + Capacity Heatmaps Information Model SPM + LTDS appendices 3/6 + NSHR
3444 | 25 | VARN HOUSE, BRINELL DRIVE | MANCHESTER | M44 5BL | Salford |  | Warehouse And Premises | industrial | 1 | 8387.4 | 90281 | GIA | 492500 | Lymm T1 / Whiteleggs La T1 | nearest-substation | 6.78 | SANKEY BRIDGES GT3 / WARRINGTON GT5 | CARRINGTON - FIDDLERS FERRY | SPM | -3.6 | primary | -3.623 | Red | 10 | 8.623 | thermal | 10 | 3 | 0 | 13 | -0.4 | SANKEY BRIDGES GT3 / WARRINGTON GT5 | 2.392 | AMBER | 0 |  |  | 0 | 0 | 0 | 10 |  |  |  |  | Red (More than 5% overloaded) | 0 | 0 | 13.33 | 210 | 68 | 4243614 | [9 empty] | Fiddlers Ferry | CARRINGTON | 5 | 2186.9 | 2186.9 | 0 | 0 | 930 | 2026-05 | [12 empty] | 53.4286 | -2.4302 | SPM-LYMM_T1_WHITELEGGS_LA_T1 | 14970695000 | SP Energy Networks open data (API key): NDP SPM primary-group polygons + Capacity Heatmaps Information Model SPM + LTDS appendices 3/6 + NSHR
3445 | 25 | CEVA LOGISTICS MIDWAY FREIGHT TERMINAL, NORTHBANK INDUSTRIAL PARK, GILCHRIST ROAD | MANCHESTER | M44 5BL | Salford |  | Warehouse And Premises | industrial | 1 | 7027.6 | 75644 | GIA | 505000 | Lymm T1 / Whiteleggs La T1 | nearest-substation | 6.78 | SANKEY BRIDGES GT3 / WARRINGTON GT5 | CARRINGTON - FIDDLERS FERRY | SPM | -3.6 | primary | -3.623 | Red | 10 | 8.623 | thermal | 10 | 3 | 0 | 13 | -0.4 | SANKEY BRIDGES GT3 / WARRINGTON GT5 | 2.392 | AMBER | 0 |  |  | 0 | 0 | 0 | 10 |  |  |  |  | Red (More than 5% overloaded) | 0 | 0 | 11.17 | 176 | 68 | 4258251 | [9 empty] | Fiddlers Ferry | CARRINGTON | 5 | 2186.9 | 2186.9 | 0 | 0 | 930 | 2026-05 | [12 empty] | 53.4286 | -2.4302 | SPM-LYMM_T1_WHITELEGGS_LA_T1 | 6524541000 | SP Energy Networks open data (API key): NDP SPM primary-group polygons + Capacity Heatmaps Information Model SPM + LTDS appendices 3/6 + NSHR
3446 | 25 | MANCHESTER ROAD | MANCHESTER | M31 4AG | Trafford | AIR PRODUCTS LTD | Factory And Premises | industrial | 1 | 6917.3 | 74457 | GIA | 462500 | Lymm T1 / Whiteleggs La T1 | nearest-substation | 7.77 | SANKEY BRIDGES GT3 / WARRINGTON GT5 | CARRINGTON - FIDDLERS FERRY | SPM | -3.6 | primary | -3.623 | Red | 10 | 8.623 | thermal | 10 | 3 | 0 | 13 | -0.4 | SANKEY BRIDGES GT3 / WARRINGTON GT5 | 2.392 | AMBER | 0 |  |  | 0 | 0 | 0 | 10 |  |  |  |  | Red (More than 5% overloaded) | 0 | 0 | 10.99 | 415 | 68 | 4259438 | [9 empty] | Fiddlers Ferry | CARRINGTON | 5 | 2186.9 | 2186.9 | 0 | 0 | 930 | 2026-05 | [12 empty] | 53.43 | -2.4104 | SPM-LYMM_T1_WHITELEGGS_LA_T1 | 72380116 | SP Energy Networks open data (API key): NDP SPM primary-group polygons + Capacity Heatmaps Information Model SPM + LTDS appendices 3/6 + NSHR
3447 | 25 | 2, FERROUS WAY | MANCHESTER | M44 5FS | Salford |  | Factory And Premises; Workshop And Premises | industrial | 2 | 6715.6 | 72286 | GIA | 470000 | Lymm T1 / Whiteleggs La T1 | nearest-substation | 7.09 | SANKEY BRIDGES GT3 / WARRINGTON GT5 | CARRINGTON - FIDDLERS FERRY | SPM | -3.6 | primary | -3.623 | Red | 10 | 8.623 | thermal | 10 | 3 | 0 | 13 | -0.4 | SANKEY BRIDGES GT3 / WARRINGTON GT5 | 2.392 | AMBER | 0 |  |  | 0 | 0 | 0 | 10 |  |  |  |  | Red (More than 5% overloaded) | 0 | 0 | 10.67 | 403 | 68 | 4261609 | [9 empty] | Fiddlers Ferry | CARRINGTON | 5 | 2186.9 | 2186.9 | 0 | 0 | 930 | 2026-05 | 100012712504 | B2 to B7 General Industrial and Special Industrial Groups | 2730 | C | Natural Gas | 3 |  | Heating and Natural Ventilation | 2019-06-27 |  | 1 | FALSE | 53.4317 | -2.4294 | SPM-LYMM_T1_WHITELEGGS_LA_T1 | 260159000;14253220000 | SP Energy Networks open data (API key): NDP SPM primary-group polygons + Capacity Heatmaps Information Model SPM + LTDS appendices 3/6 + NSHR
3448 | 25 | ARNOLD LAVER AND CO LTD, LIVERPOOL ROAD | MANCHESTER | M44 5BZ | Salford |  | Warehouse And Premises | industrial | 1 | 6355.92 | 68414 | GIA | 270000 | Lymm T1 / Whiteleggs La T1 | nearest-substation | 5.89 | SANKEY BRIDGES GT3 / WARRINGTON GT5 | CARRINGTON - FIDDLERS FERRY | SPM | -3.6 | primary | -3.623 | Red | 10 | 8.623 | thermal | 10 | 3 | 0 | 13 | -0.4 | SANKEY BRIDGES GT3 / WARRINGTON GT5 | 2.392 | AMBER | 0 |  |  | 0 | 0 | 0 | 10 |  |  |  |  | Red (More than 5% overloaded) | 0 | 0 | 10.1 | 159 | 68 | 4265481 | [9 empty] | Fiddlers Ferry | CARRINGTON | 5 | 2186.9 | 2186.9 | 0 | 0 | 930 | 2026-05 | 10004676325 | A1/A2 Retail and Financial/Professional services | 4594 | C | Oil | 3 |  | Heating and Mechanical Ventilation | 2018-12-16 |  | 1 | FALSE | 53.4228 | -2.4396 | SPM-LYMM_T1_WHITELEGGS_LA_T1 | 14191642000 | SP Energy Networks open data (API key): NDP SPM primary-group polygons + Capacity Heatmaps Information Model SPM + LTDS appendices 3/6 + NSHR
3449 | 25 | UNIT 1, FAIRHILLS ROAD INDUSTRIAL ESTATE, TALLOW WAY | MANCHESTER | M44 6RJ | Salford |  | Warehouse And Premises | industrial | 4 | 5565.39 | 59905 | GIA | 414000 | Lymm T1 / Whiteleggs La T1 | nearest-substation | 8.11 | SANKEY BRIDGES GT3 / WARRINGTON GT5 | CARRINGTON - FIDDLERS FERRY | SPM | -3.6 | primary | -3.623 | Red | 10 | 8.623 | thermal | 10 | 3 | 0 | 13 | -0.4 | SANKEY BRIDGES GT3 / WARRINGTON GT5 | 2.392 | AMBER | 0 |  |  | 0 | 0 | 0 | 10 |  |  |  |  | Red (More than 5% overloaded) | 0 | 0 | 8.84 | 139 | 68 | 4273990 | [9 empty] | Fiddlers Ferry | CARRINGTON | 5 | 2186.9 | 2186.9 | 0 | 0 | 930 | 2026-05 | 100012888503 | B2 to B7 General Industrial and Special Industrial Groups | 1480 | B | Natural Gas | 3 |  | Heating and Natural Ventilation | 2020-10-22 |  | 0.67 | FALSE | 53.4397 | -2.4216 | SPM-LYMM_T1_WHITELEGGS_LA_T1 | 1824824000;1243717000;14853057000;15010975000 | SP Energy Networks open data (API key): NDP SPM primary-group polygons + Capacity Heatmaps Information Model SPM + LTDS appendices 3/6 + NSHR
3450 | 25 | P & A PACKING (NORTHERN) LTD, HUNTSMAN DRIVE | MANCHESTER | M44 5EG | Salford |  | Warehouse And Premises | industrial | 1 | 5361.5 | 57711 | GIA | 345000 | Lymm T1 / Whiteleggs La T1 | nearest-substation | 7.46 | SANKEY BRIDGES GT3 / WARRINGTON GT5 | CARRINGTON - FIDDLERS FERRY | SPM | -3.6 | primary | -3.623 | Red | 10 | 8.623 | thermal | 10 | 3 | 0 | 13 | -0.4 | SANKEY BRIDGES GT3 / WARRINGTON GT5 | 2.392 | AMBER | 0 |  |  | 0 | 0 | 0 | 10 |  |  |  |  | Red (More than 5% overloaded) | 0 | 0 | 8.52 | 134 | 68 | 4276184 | [9 empty] | Fiddlers Ferry | CARRINGTON | 5 | 2186.9 | 2186.9 | 0 | 0 | 930 | 2026-05 | [12 empty] | 53.4345 | -2.4264 | SPM-LYMM_T1_WHITELEGGS_LA_T1 | 10822010000 | SP Energy Networks open data (API key): NDP SPM primary-group polygons + Capacity Heatmaps Information Model SPM + LTDS appendices 3/6 + NSHR
3451 | 25 | UNIT A, NORTHBANK INDUSTRIAL PARK, MARTENS ROAD | MANCHESTER | M44 5AY | Salford |  | Factory And Premises | industrial | 1 | 5029.37 | 54136 | GIA | 352500 | Lymm T1 / Whiteleggs La T1 | nearest-substation | 6.94 | SANKEY BRIDGES GT3 / WARRINGTON GT5 | CARRINGTON - FIDDLERS FERRY | SPM | -3.6 | primary | -3.623 | Red | 10 | 8.623 | thermal | 10 | 3 | 0 | 13 | -0.4 | SANKEY BRIDGES GT3 / WARRINGTON GT5 | 2.392 | AMBER | 0 |  |  | 0 | 0 | 0 | 10 |  |  |  |  | Red (More than 5% overloaded) | 0 | 0 | 7.99 | 302 | 68 | 4279759 | [9 empty] | Fiddlers Ferry | CARRINGTON | 5 | 2186.9 | 2186.9 | 0 | 0 | 930 | 2026-05 | [12 empty] | 53.4308 | -2.4311 | SPM-LYMM_T1_WHITELEGGS_LA_T1 | 8715369000 | SP Energy Networks open data (API key): NDP SPM primary-group polygons + Capacity Heatmaps Information Model SPM + LTDS appendices 3/6 + NSHR
3452 | 25 | UPS LTD, NORTHBANK INDUSTRIAL ESTATE, DARBY ROAD | MANCHESTER | M44 5BP | Salford |  | Warehouse And Premises | industrial | 1 | 5007.5 | 53900 | GIA | 367500 | Lymm T1 / Whiteleggs La T1 | nearest-substation | 7.46 | SANKEY BRIDGES GT3 / WARRINGTON GT5 | CARRINGTON - FIDDLERS FERRY | SPM | -3.6 | primary | -3.623 | Red | 10 | 8.623 | thermal | 10 | 3 | 0 | 13 | -0.4 | SANKEY BRIDGES GT3 / WARRINGTON GT5 | 2.392 | AMBER | 0 |  |  | 0 | 0 | 0 | 10 |  |  |  |  | Red (More than 5% overloaded) | 0 | 0 | 7.96 | 125 | 68 | 4279995 | [9 empty] | Fiddlers Ferry | CARRINGTON | 5 | 2186.9 | 2186.9 | 0 | 0 | 930 | 2026-05 | [12 empty] | 53.4322 | -2.4212 | SPM-LYMM_T1_WHITELEGGS_LA_T1 | 575635000 | SP Energy Networks open data (API key): NDP SPM primary-group polygons + Capacity Heatmaps Information Model SPM + LTDS appendices 3/6 + NSHR
3453 | 25 | PKE LIGHTING LTD, NORTHBANK INDUSTRIAL ESTATE, OMEGA DRIVE | MANCHESTER | M44 5BD | Salford |  | Warehouse And Premises | industrial | 1 | 4838.6 | 52082 | GIA | 340000 | Lymm T1 / Whiteleggs La T1 | nearest-substation | 7.24 | SANKEY BRIDGES GT3 / WARRINGTON GT5 | CARRINGTON - FIDDLERS FERRY | SPM | -3.6 | primary | -3.623 | Red | 10 | 8.623 | thermal | 10 | 3 | 0 | 13 | -0.4 | SANKEY BRIDGES GT3 / WARRINGTON GT5 | 2.392 | AMBER | 0 |  |  | 0 | 0 | 0 | 10 |  |  |  |  | Red (More than 5% overloaded) | 0 | 0 | 7.69 | 121 | 68 | 4281813 | [9 empty] | Fiddlers Ferry | CARRINGTON | 5 | 2186.9 | 2186.9 | 0 | 0 | 930 | 2026-05 | [12 empty] | 53.4305 | -2.4231 | SPM-LYMM_T1_WHITELEGGS_LA_T1 | 13361335000 | SP Energy Networks open data (API key): NDP SPM primary-group polygons + Capacity Heatmaps Information Model SPM + LTDS appendices 3/6 + NSHR
3454 | 25 | UNIT 1A 3&4 FLUOROCARBON BUILDINGS, EXCALIBUR WAY, NORTHBANK INDUSTRIAL ESTATE | MANCHESTER | M44 5BL | Salford |  | Warehouse And Premises | industrial | 1 | 4791.77 | 51578 | GIA | 317500 | Lymm T1 / Whiteleggs La T1 | nearest-substation | 6.78 | SANKEY BRIDGES GT3 / WARRINGTON GT5 | CARRINGTON - FIDDLERS FERRY | SPM | -3.6 | primary | -3.623 | Red | 10 | 8.623 | thermal | 10 | 3 | 0 | 13 | -0.4 | SANKEY BRIDGES GT3 / WARRINGTON GT5 | 2.392 | AMBER | 0 |  |  | 0 | 0 | 0 | 10 |  |  |  |  | Red (More than 5% overloaded) | 0 | 0 | 7.61 | 120 | 68 | 4282317 | [9 empty] | Fiddlers Ferry | CARRINGTON | 5 | 2186.9 | 2186.9 | 0 | 0 | 930 | 2026-05 | [12 empty] | 53.4286 | -2.4302 | SPM-LYMM_T1_WHITELEGGS_LA_T1 | 14850300000 | SP Energy Networks open data (API key): NDP SPM primary-group polygons + Capacity Heatmaps Information Model SPM + LTDS appendices 3/6 + NSHR
3455 | 25 | JAMES JONES & SONS UNIT 1, SWINEYARD LANE | KNUTSFORD | WA16 0SD | Cheshire East |  | Warehouse, Offices And Premises | industrial | 1 | 4622.95 | 49761 | GIA | 113000 | Lymm T1 / Whiteleggs La T1 | inside-area | 3.61 | SANKEY BRIDGES GT3 / WARRINGTON GT5 | CARRINGTON - FIDDLERS FERRY | SPM | -3.6 | primary | -3.623 | Red | 10 | 8.623 | thermal | 10 | 3 | 0 | 13 | -0.4 | SANKEY BRIDGES GT3 / WARRINGTON GT5 | 2.392 | AMBER | 0 |  |  | 0 | 0 | 0 | 10 |  |  |  |  | Red (More than 5% overloaded) | 0 | 0 | 7.35 | 324 | 68 | 4284134 | [9 empty] | Fiddlers Ferry | CARRINGTON | 5 | 2186.9 | 2186.9 | 0 | 0 | 930 | 2026-05 | 10094315606 | Storage or Distribution | 2181 | C | Other | 3 |  | Unconditioned | 2023-04-05 |  | 0.8 | FALSE | 53.3489 | -2.5065 | SPM-LYMM_T1_WHITELEGGS_LA_T1 | 13831731000 | SP Energy Networks open data (API key): NDP SPM primary-group polygons + Capacity Heatmaps Information Model SPM + LTDS appendices 3/6 + NSHR
3456 | 25 | 1, BRINELL DRIVE | MANCHESTER | M44 5BL | Salford |  | Workshop And Premises | industrial | 1 | 4285.71 | 46131 | GIA | 262500 | Lymm T1 / Whiteleggs La T1 | nearest-substation | 6.78 | SANKEY BRIDGES GT3 / WARRINGTON GT5 | CARRINGTON - FIDDLERS FERRY | SPM | -3.6 | primary | -3.623 | Red | 10 | 8.623 | thermal | 10 | 3 | 0 | 13 | -0.4 | SANKEY BRIDGES GT3 / WARRINGTON GT5 | 2.392 | AMBER | 0 |  |  | 0 | 0 | 0 | 10 |  |  |  |  | Red (More than 5% overloaded) | 0 | 0 | 6.81 | 193 | 68 | 4287764 | [9 empty] | Fiddlers Ferry | CARRINGTON | 5 | 2186.9 | 2186.9 | 0 | 0 | 930 | 2026-05 | 10004677173 | General Industrial and Special Industrial Groups | 561 | C | Natural Gas | 3 |  | Heating and Natural Ventilation | 2024-05-13 |  | 1 | FALSE | 53.4286 | -2.4302 | SPM-LYMM_T1_WHITELEGGS_LA_T1 | 14180024000 | SP Energy Networks open data (API key): NDP SPM primary-group polygons + Capacity Heatmaps Information Model SPM + LTDS appendices 3/6 + NSHR
3457 | 25 | RTS LIFE SCIENCE LIMITED, NORTHBANK INDUSTRIAL ESTATE, GILCHRIST ROAD | MANCHESTER | M44 5AY | Salford |  | Factory And Premises | industrial | 1 | 4265.5 | 45913 | GIA | 310000 | Lymm T1 / Whiteleggs La T1 | nearest-substation | 6.94 | SANKEY BRIDGES GT3 / WARRINGTON GT5 | CARRINGTON - FIDDLERS FERRY | SPM | -3.6 | primary | -3.623 | Red | 10 | 8.623 | thermal | 10 | 3 | 0 | 13 | -0.4 | SANKEY BRIDGES GT3 / WARRINGTON GT5 | 2.392 | AMBER | 0 |  |  | 0 | 0 | 0 | 10 |  |  |  |  | Red (More than 5% overloaded) | 0 | 0 | 6.78 | 256 | 68 | 4287982 | [9 empty] | Fiddlers Ferry | CARRINGTON | 5 | 2186.9 | 2186.9 | 0 | 0 | 930 | 2026-05 | [12 empty] | 53.4308 | -2.4311 | SPM-LYMM_T1_WHITELEGGS_LA_T1 | 7807634000 | SP Energy Networks open data (API key): NDP SPM primary-group polygons + Capacity Heatmaps Information Model SPM + LTDS appendices 3/6 + NSHR
3458 | 25 | UNIT 30A AT, NORTHBANK INDUSTRIAL ESTATE, GILCHRIST ROAD | MANCHESTER | M44 5AY | Salford |  | Factory And Premises | industrial | 1 | 4250.23 | 45749 | GIA | 327500 | Lymm T1 / Whiteleggs La T1 | nearest-substation | 6.94 | SANKEY BRIDGES GT3 / WARRINGTON GT5 | CARRINGTON - FIDDLERS FERRY | SPM | -3.6 | primary | -3.623 | Red | 10 | 8.623 | thermal | 10 | 3 | 0 | 13 | -0.4 | SANKEY BRIDGES GT3 / WARRINGTON GT5 | 2.392 | AMBER | 0 |  |  | 0 | 0 | 0 | 10 |  |  |  |  | Red (More than 5% overloaded) | 0 | 0 | 6.75 | 255 | 68 | 4288146 | [9 empty] | Fiddlers Ferry | CARRINGTON | 5 | 2186.9 | 2186.9 | 0 | 0 | 930 | 2026-05 | [12 empty] | 53.4308 | -2.4311 | SPM-LYMM_T1_WHITELEGGS_LA_T1 | 13181895000 | SP Energy Networks open data (API key): NDP SPM primary-group polygons + Capacity Heatmaps Information Model SPM + LTDS appendices 3/6 + NSHR
3459 | 25 | REHAU LTD, NORTHBANK INDUSTRIAL ESTATE, BRINELL DRIVE | MANCHESTER | M44 5BL | Salford |  | Warehouse And Premises | industrial | 1 | 4211.86 | 45336 | GIA | 295000 | Lymm T1 / Whiteleggs La T1 | nearest-substation | 6.78 | SANKEY BRIDGES GT3 / WARRINGTON GT5 | CARRINGTON - FIDDLERS FERRY | SPM | -3.6 | primary | -3.623 | Red | 10 | 8.623 | thermal | 10 | 3 | 0 | 13 | -0.4 | SANKEY BRIDGES GT3 / WARRINGTON GT5 | 2.392 | AMBER | 0 |  |  | 0 | 0 | 0 | 10 |  |  |  |  | Red (More than 5% overloaded) | 0 | 0 | 6.69 | 105 | 68 | 4288559 | [9 empty] | Fiddlers Ferry | CARRINGTON | 5 | 2186.9 | 2186.9 | 0 | 0 | 930 | 2026-05 | [12 empty] | 53.4286 | -2.4302 | SPM-LYMM_T1_WHITELEGGS_LA_T1 | 1107517000 | SP Energy Networks open data (API key): NDP SPM primary-group polygons + Capacity Heatmaps Information Model SPM + LTDS appendices 3/6 + NSHR
3460 | 25 | 1 & 2 FOSSE DRIVE WITH 1 PORTA ROAD, FOSSE DRIVE | MANCHESTER | M31 4RN | Trafford |  | Warehouse And Premises | industrial | 1 | 4172.49 | 44912 | GIA | 302500 | Lymm T1 / Whiteleggs La T1 | nearest-substation | 7.66 | SANKEY BRIDGES GT3 / WARRINGTON GT5 | CARRINGTON - FIDDLERS FERRY | SPM | -3.6 | primary | -3.623 | Red | 10 | 8.623 | thermal | 10 | 3 | 0 | 13 | -0.4 | SANKEY BRIDGES GT3 / WARRINGTON GT5 | 2.392 | AMBER | 0 |  |  | 0 | 0 | 0 | 10 |  |  |  |  | Red (More than 5% overloaded) | 0 | 0 | 6.63 | 104 | 68 | 4288983 | [9 empty] | Fiddlers Ferry | CARRINGTON | 5 | 2186.9 | 2186.9 | 0 | 0 | 930 | 2026-05 | 10070463394 | B8 Storage or Distribution | 126 | B | Grid Supplied Electricity | 3 |  | Heating and Natural Ventilation | 2020-08-05 |  | 1 | FALSE | 53.4296 | -2.4118 | SPM-LYMM_T1_WHITELEGGS_LA_T1 | 15008775000 | SP Energy Networks open data (API key): NDP SPM primary-group polygons + Capacity Heatmaps Information Model SPM + LTDS appendices 3/6 + NSHR
3461 | 25 | WERIT UK LTD, NORTHBANK INDUSTRIAL ESTATE, DARBY ROAD | MANCHESTER | M44 5BL | Salford |  | Workshop And Premises | industrial | 1 | 4125.59 | 44407 | GIA | 302500 | Lymm T1 / Whiteleggs La T1 | nearest-substation | 6.78 | SANKEY BRIDGES GT3 / WARRINGTON GT5 | CARRINGTON - FIDDLERS FERRY | SPM | -3.6 | primary | -3.623 | Red | 10 | 8.623 | thermal | 10 | 3 | 0 | 13 | -0.4 | SANKEY BRIDGES GT3 / WARRINGTON GT5 | 2.392 | AMBER | 0 |  |  | 0 | 0 | 0 | 10 |  |  |  |  | Red (More than 5% overloaded) | 0 | 0 | 6.56 | 186 | 68 | 4289488 | [9 empty] | Fiddlers Ferry | CARRINGTON | 5 | 2186.9 | 2186.9 | 0 | 0 | 930 | 2026-05 | [12 empty] | 53.4286 | -2.4302 | SPM-LYMM_T1_WHITELEGGS_LA_T1 | 3377369000 | SP Energy Networks open data (API key): NDP SPM primary-group polygons + Capacity Heatmaps Information Model SPM + LTDS appendices 3/6 + NSHR
3462 | 25 | 2, STEUBER DRIVE | MANCHESTER | M44 5AL | Salford |  | Warehouse And Premises | industrial | 1 | 3969.91 | 42732 | GIA | 257500 | Lymm T1 / Whiteleggs La T1 | nearest-substation | 6.93 | SANKEY BRIDGES GT3 / WARRINGTON GT5 | CARRINGTON - FIDDLERS FERRY | SPM | -3.6 | primary | -3.623 | Red | 10 | 8.623 | thermal | 10 | 3 | 0 | 13 | -0.4 | SANKEY BRIDGES GT3 / WARRINGTON GT5 | 2.392 | AMBER | 0 |  |  | 0 | 0 | 0 | 10 |  |  |  |  | Red (More than 5% overloaded) | 0 | 0 | 6.31 | 99 | 68 | 4291163 | [9 empty] | Fiddlers Ferry | CARRINGTON | 5 | 2186.9 | 2186.9 | 0 | 0 | 930 | 2026-05 | 10095311224 | B8 Storage or Distribution | 3930 | A | Grid Supplied Electricity | 5 | 2 | Air Conditioning | 2020-01-23 |  | 1 | FALSE | 53.4281 | -2.4256 | SPM-LYMM_T1_WHITELEGGS_LA_T1 | 14042359000 | SP Energy Networks open data (API key): NDP SPM primary-group polygons + Capacity Heatmaps Information Model SPM + LTDS appendices 3/6 + NSHR
3463 | 25 | MULTISOL LTD, NORTHBANK INDUSTRIAL ESTATE, SORBY ROAD | MANCHESTER | M44 5BL | Salford |  | Factory And Premises | industrial | 1 | 3753.79 | 40405 | GIA | 228000 | Lymm T1 / Whiteleggs La T1 | nearest-substation | 6.78 | SANKEY BRIDGES GT3 / WARRINGTON GT5 | CARRINGTON - FIDDLERS FERRY | SPM | -3.6 | primary | -3.623 | Red | 10 | 8.623 | thermal | 10 | 3 | 0 | 13 | -0.4 | SANKEY BRIDGES GT3 / WARRINGTON GT5 | 2.392 | AMBER | 0 |  |  | 0 | 0 | 0 | 10 |  |  |  |  | Red (More than 5% overloaded) | 0 | 0 | 5.97 | 225 | 68 | 4293490 | [9 empty] | Fiddlers Ferry | CARRINGTON | 5 | 2186.9 | 2186.9 | 0 | 0 | 930 | 2026-05 | [12 empty] | 53.4286 | -2.4302 | SPM-LYMM_T1_WHITELEGGS_LA_T1 | 4082750000 | SP Energy Networks open data (API key): NDP SPM primary-group polygons + Capacity Heatmaps Information Model SPM + LTDS appendices 3/6 + NSHR
3464 | 25 | PARCELINE, NORTHBANK INDUSTRIAL ESTATE, BESSEMER ROAD | MANCHESTER | M44 5BL | Salford |  | Warehouse And Premises | industrial | 1 | 3409.8 | 36703 | GIA | 275000 | Lymm T1 / Whiteleggs La T1 | nearest-substation | 6.78 | SANKEY BRIDGES GT3 / WARRINGTON GT5 | CARRINGTON - FIDDLERS FERRY | SPM | -3.6 | primary | -3.623 | Red | 10 | 8.623 | thermal | 10 | 3 | 0 | 13 | -0.4 | SANKEY BRIDGES GT3 / WARRINGTON GT5 | 2.392 | AMBER | 0 |  |  | 0 | 0 | 0 | 10 |  |  |  |  | Red (More than 5% overloaded) | 0 | 0 | 5.42 | 85 | 68 | 4297192 | [9 empty] | Fiddlers Ferry | CARRINGTON | 5 | 2186.9 | 2186.9 | 0 | 0 | 930 | 2026-05 | [12 empty] | 53.4286 | -2.4302 | SPM-LYMM_T1_WHITELEGGS_LA_T1 | 265068116 | SP Energy Networks open data (API key): NDP SPM primary-group polygons + Capacity Heatmaps Information Model SPM + LTDS appendices 3/6 + NSHR
3465 | 25 | LUNDY PROJECTS LTD, NORTHBANK INDUSTRIAL ESTATE, GILCHRIST ROAD | MANCHESTER | M44 5AY | Salford |  | Warehouse And Premises | industrial | 1 | 3389.6 | 36485 | GIA | 132000 | Lymm T1 / Whiteleggs La T1 | nearest-substation | 6.94 | SANKEY BRIDGES GT3 / WARRINGTON GT5 | CARRINGTON - FIDDLERS FERRY | SPM | -3.6 | primary | -3.623 | Red | 10 | 8.623 | thermal | 10 | 3 | 0 | 13 | -0.4 | SANKEY BRIDGES GT3 / WARRINGTON GT5 | 2.392 | AMBER | 0 |  |  | 0 | 0 | 0 | 10 |  |  |  |  | Red (More than 5% overloaded) | 0 | 0 | 5.39 | 85 | 68 | 4297410 | [9 empty] | Fiddlers Ferry | CARRINGTON | 5 | 2186.9 | 2186.9 | 0 | 0 | 930 | 2026-05 | [12 empty] | 53.4308 | -2.4311 | SPM-LYMM_T1_WHITELEGGS_LA_T1 | 12504016000 | SP Energy Networks open data (API key): NDP SPM primary-group polygons + Capacity Heatmaps Information Model SPM + LTDS appendices 3/6 + NSHR
3466 | 25 | ANTONELLI, SOAPSTONE WAY | MANCHESTER | M44 6RA | Salford |  | Warehouse And Premises | industrial | 1 | 3302.99 | 35553 | GIA | 267500 | Lymm T1 / Whiteleggs La T1 | nearest-substation | 8.01 | SANKEY BRIDGES GT3 / WARRINGTON GT5 | CARRINGTON - FIDDLERS FERRY | SPM | -3.6 | primary | -3.623 | Red | 10 | 8.623 | thermal | 10 | 3 | 0 | 13 | -0.4 | SANKEY BRIDGES GT3 / WARRINGTON GT5 | 2.392 | AMBER | 0 |  |  | 0 | 0 | 0 | 10 |  |  |  |  | Red (More than 5% overloaded) | 0 | 0 | 5.25 | 83 | 68 | 4298342 | [9 empty] | Fiddlers Ferry | CARRINGTON | 5 | 2186.9 | 2186.9 | 0 | 0 | 930 | 2026-05 | 10093605559 | Offices and Workshop Businesses | 3051 | C | Natural Gas | 3 |  | Heating and Natural Ventilation | 2023-03-30 |  | 1 | FALSE | 53.4382 | -2.4208 | SPM-LYMM_T1_WHITELEGGS_LA_T1 | 14699492000 | SP Energy Networks open data (API key): NDP SPM primary-group polygons + Capacity Heatmaps Information Model SPM + LTDS appendices 3/6 + NSHR
3467 | 25 | S CARTWRIGHT & SONS LTD, DAIRYHOUSE LANE | ALTRINCHAM | WA14 5RD | Trafford |  | Warehouse And Premises | industrial | 1 | 3217.06 | 34628 | GIA | 97000 | Lymm T1 / Whiteleggs La T1 | nearest-substation | 8.29 | SANKEY BRIDGES GT3 / WARRINGTON GT5 | CARRINGTON - FIDDLERS FERRY | SPM | -3.6 | primary | -3.623 | Red | 10 | 8.623 | thermal | 10 | 3 | 0 | 13 | -0.4 | SANKEY BRIDGES GT3 / WARRINGTON GT5 | 2.392 | AMBER | 0 |  |  | 0 | 0 | 0 | 10 |  |  |  |  | Red (More than 5% overloaded) | 0 | 0 | 5.11 | 80 | 68 | 4299267 | [9 empty] | Fiddlers Ferry | CARRINGTON | 5 | 2186.9 | 2186.9 | 0 | 0 | 930 | 2026-05 | 10070492148 | B8 Storage or Distribution | 1573 | C | Other | 3 |  | Unconditioned | 2021-01-12 |  | 0.5 | FALSE | 53.398 | -2.3712 | SPM-LYMM_T1_WHITELEGGS_LA_T1 | 885940000 | SP Energy Networks open data (API key): NDP SPM primary-group polygons + Capacity Heatmaps Information Model SPM + LTDS appendices 3/6 + NSHR
3468 | 25 | NORTHBANK INDUSTRIAL ESTATE, MARTENS ROAD | MANCHESTER | M44 5BL | Salford | LIBRA CHEMICALS LTD | Factory And Premises | industrial | 1 | 3142.11 | 33821 | GIA | 220000 | Lymm T1 / Whiteleggs La T1 | nearest-substation | 6.78 | SANKEY BRIDGES GT3 / WARRINGTON GT5 | CARRINGTON - FIDDLERS FERRY | SPM | -3.6 | primary | -3.623 | Red | 10 | 8.623 | thermal | 10 | 3 | 0 | 13 | -0.4 | SANKEY BRIDGES GT3 / WARRINGTON GT5 | 2.392 | AMBER | 0 |  |  | 0 | 0 | 0 | 10 |  |  |  |  | Red (More than 5% overloaded) | 0 | 0 | 4.99 | 189 | 68 | 4300074 | [9 empty] | Fiddlers Ferry | CARRINGTON | 5 | 2186.9 | 2186.9 | 0 | 0 | 930 | 2026-05 | [12 empty] | 53.4286 | -2.4302 | SPM-LYMM_T1_WHITELEGGS_LA_T1 | 199059116 | SP Energy Networks open data (API key): NDP SPM primary-group polygons + Capacity Heatmaps Information Model SPM + LTDS appendices 3/6 + NSHR
3469 | 25 | UNIT 1B & 2 FLUOROCARBON BUILDINGS, EXCALIBUR WAY, NORTHBANK INDUSTRIAL ESTATE | MANCHESTER | M44 5BL | Salford |  | Warehouse And Premises | industrial | 1 | 2983.67 | 32116 | GIA | 195000 | Lymm T1 / Whiteleggs La T1 | nearest-substation | 6.78 | SANKEY BRIDGES GT3 / WARRINGTON GT5 | CARRINGTON - FIDDLERS FERRY | SPM | -3.6 | primary | -3.623 | Red | 10 | 8.623 | thermal | 10 | 3 | 0 | 13 | -0.4 | SANKEY BRIDGES GT3 / WARRINGTON GT5 | 2.392 | AMBER | 0 |  |  | 0 | 0 | 0 | 10 |  |  |  |  | Red (More than 5% overloaded) | 0 | 0 | 4.74 | 75 | 68 | 4301779 | [9 empty] | Fiddlers Ferry | CARRINGTON | 5 | 2186.9 | 2186.9 | 0 | 0 | 930 | 2026-05 | [12 empty] | 53.4286 | -2.4302 | SPM-LYMM_T1_WHITELEGGS_LA_T1 | 14850302000 | SP Energy Networks open data (API key): NDP SPM primary-group polygons + Capacity Heatmaps Information Model SPM + LTDS appendices 3/6 + NSHR
3470 | 25 | UNIT 8, FAIRHILLS INDUSTRIAL ESTATE, WOODROW WAY | MANCHESTER | M44 6BA | Salford |  | Warehouse And Premises; Workshop And Premises | industrial | 2 | 2943.78 | 31687 | GIA | 173500 | Lymm T1 / Whiteleggs La T1 | nearest-substation | 8.22 | SANKEY BRIDGES GT3 / WARRINGTON GT5 | CARRINGTON - FIDDLERS FERRY | SPM | -3.6 | primary | -3.623 | Red | 10 | 8.623 | thermal | 10 | 3 | 0 | 13 | -0.4 | SANKEY BRIDGES GT3 / WARRINGTON GT5 | 2.392 | AMBER | 0 |  |  | 0 | 0 | 0 | 10 |  |  |  |  | Red (More than 5% overloaded) | 0 | 0 | 4.68 | 132 | 68 | 4302208 | [9 empty] | Fiddlers Ferry | CARRINGTON | 5 | 2186.9 | 2186.9 | 0 | 0 | 930 | 2026-05 | [12 empty] | 53.4403 | -2.4203 | SPM-LYMM_T1_WHITELEGGS_LA_T1 | 9951283000;3797144000 | SP Energy Networks open data (API key): NDP SPM primary-group polygons + Capacity Heatmaps Information Model SPM + LTDS appendices 3/6 + NSHR
3471 | 25 | UNIT B, NORTHBANK INDUSTRIAL PARK, MARTENS ROAD | MANCHESTER | M44 5AY | Salford |  | Warehouse And Premises | industrial | 1 | 2902.6 | 31243 | GIA | 219000 | Lymm T1 / Whiteleggs La T1 | nearest-substation | 6.94 | SANKEY BRIDGES GT3 / WARRINGTON GT5 | CARRINGTON - FIDDLERS FERRY | SPM | -3.6 | primary | -3.623 | Red | 10 | 8.623 | thermal | 10 | 3 | 0 | 13 | -0.4 | SANKEY BRIDGES GT3 / WARRINGTON GT5 | 2.392 | AMBER | 0 |  |  | 0 | 0 | 0 | 10 |  |  |  |  | Red (More than 5% overloaded) | 0 | 0 | 4.61 | 73 | 68 | 4302652 | [9 empty] | Fiddlers Ferry | CARRINGTON | 5 | 2186.9 | 2186.9 | 0 | 0 | 930 | 2026-05 | [12 empty] | 53.4308 | -2.4311 | SPM-LYMM_T1_WHITELEGGS_LA_T1 | 8715375000 | SP Energy Networks open data (API key): NDP SPM primary-group polygons + Capacity Heatmaps Information Model SPM + LTDS appendices 3/6 + NSHR
3472 | 25 | BIFFA WASTE SERVICES LTD, NORTHBANK INDUSTRIAL PARK, GILCHRIST ROAD | MANCHESTER | M44 5BF | Salford |  | Workshop And Premises | industrial | 1 | 2891.6 | 31125 | GIA | 153000 | Lymm T1 / Whiteleggs La T1 | nearest-substation | 7.12 | SANKEY BRIDGES GT3 / WARRINGTON GT5 | CARRINGTON - FIDDLERS FERRY | SPM | -3.6 | primary | -3.623 | Red | 10 | 8.623 | thermal | 10 | 3 | 0 | 13 | -0.4 | SANKEY BRIDGES GT3 / WARRINGTON GT5 | 2.392 | AMBER | 0 |  |  | 0 | 0 | 0 | 10 |  |  |  |  | Red (More than 5% overloaded) | 0 | 0 | 4.6 | 130 | 68 | 4302770 | [9 empty] | Fiddlers Ferry | CARRINGTON | 5 | 2186.9 | 2186.9 | 0 | 0 | 930 | 2026-05 | 100012712776 | Storage or Distribution | 3276 | A | Grid Supplied Electricity | 4 | 2 | Air Conditioning | 2026-06-11 |  | 0.5 | FALSE | 53.4311 | -2.4272 | SPM-LYMM_T1_WHITELEGGS_LA_T1 | 2912157000 | SP Energy Networks open data (API key): NDP SPM primary-group polygons + Capacity Heatmaps Information Model SPM + LTDS appendices 3/6 + NSHR
3473 | 25 | UNIT 4B, STRETTON DISTRIBUTION CENTRE, GRAPPENHALL LANE | WARRINGTON | WA4 4QT | Warrington |  | Warehouse And Premises | industrial | 1 | 2712.41 | 29196 | GIA | 123000 | Lymm T1 / Whiteleggs La T1 | inside-area | 3.8 | SANKEY BRIDGES GT3 / WARRINGTON GT5 | CARRINGTON - FIDDLERS FERRY | SPM | -3.6 | primary | -3.623 | Red | 10 | 8.623 | thermal | 10 | 3 | 0 | 13 | -0.4 | SANKEY BRIDGES GT3 / WARRINGTON GT5 | 2.392 | AMBER | 0 |  |  | 0 | 0 | 0 | 10 |  |  |  |  | Red (More than 5% overloaded) | 0 | 0 | 4.31 | 68 | 68 | 4304699 | [9 empty] | Fiddlers Ferry | CARRINGTON | 5 | 2186.9 | 2186.9 | 0 | 0 | 930 | 2026-05 | 10008652967 | General Industrial and Special Industrial Groups | 2712 | B | Grid Supplied Electricity | 3 |  | Heating and Natural Ventilation | 2024-11-12 |  | 1 | FALSE | 53.3563 | -2.5333 | SPM-LYMM_T1_WHITELEGGS_LA_T1 | 1696248000 | SP Energy Networks open data (API key): NDP SPM primary-group polygons + Capacity Heatmaps Information Model SPM + LTDS appendices 3/6 + NSHR
3474 | 25 | UNIT 1 CARRINGTON FIRST, MANCHESTER ROAD | MANCHESTER | M31 4BR | Trafford |  | Warehouse And Premises | industrial | 1 | 2475.16 | 26642 | GIA | 163000 | Lymm T1 / Whiteleggs La T1 | nearest-substation | 7.28 | SANKEY BRIDGES GT3 / WARRINGTON GT5 | CARRINGTON - FIDDLERS FERRY | SPM | -3.6 | primary | -3.623 | Red | 10 | 8.623 | thermal | 10 | 3 | 0 | 13 | -0.4 | SANKEY BRIDGES GT3 / WARRINGTON GT5 | 2.392 | AMBER | 0 |  |  | 0 | 0 | 0 | 10 |  |  |  |  | Red (More than 5% overloaded) | 0 | 0 | 3.93 | 62 | 68 | 4307253 | [9 empty] | Fiddlers Ferry | CARRINGTON | 5 | 2186.9 | 2186.9 | 0 | 0 | 930 | 2026-05 | 100012699154 | B8 Storage or Distribution | 2335 | D | Natural Gas | 4 |  | Heating and Natural Ventilation | 2012-05-31 |  | 0.5 | FALSE | 53.4252 | -2.4128 | SPM-LYMM_T1_WHITELEGGS_LA_T1 | 7374976000 | SP Energy Networks open data (API key): NDP SPM primary-group polygons + Capacity Heatmaps Information Model SPM + LTDS appendices 3/6 + NSHR
3475 | 25 | UNIT A MIDWAY FREIGHT TERMINAL, NORTHBANK INDUSTRIAL PARK, GILCHRIST ROAD | MANCHESTER | M44 5BL | Salford |  | Factory And Premises | industrial | 1 | 2400.7 | 25841 | GIA | 201000 | Lymm T1 / Whiteleggs La T1 | nearest-substation | 6.78 | SANKEY BRIDGES GT3 / WARRINGTON GT5 | CARRINGTON - FIDDLERS FERRY | SPM | -3.6 | primary | -3.623 | Red | 10 | 8.623 | thermal | 10 | 3 | 0 | 13 | -0.4 | SANKEY BRIDGES GT3 / WARRINGTON GT5 | 2.392 | AMBER | 0 |  |  | 0 | 0 | 0 | 10 |  |  |  |  | Red (More than 5% overloaded) | 0 | 0 | 3.81 | 144 | 68 | 4308054 | [9 empty] | Fiddlers Ferry | CARRINGTON | 5 | 2186.9 | 2186.9 | 0 | 0 | 930 | 2026-05 | [12 empty] | 53.4286 | -2.4302 | SPM-LYMM_T1_WHITELEGGS_LA_T1 | 9737687000 | SP Energy Networks open data (API key): NDP SPM primary-group polygons + Capacity Heatmaps Information Model SPM + LTDS appendices 3/6 + NSHR
3476 | 25 | LINDE GAS UK, NORTHBANK INDUSTRIAL ESTATE, SORBY ROAD | MANCHESTER | M44 5BL | Salford |  | Storage Depot And Premises | industrial | 1 | 2398.7 | 25819 | GIA | 212000 | Lymm T1 / Whiteleggs La T1 | nearest-substation | 6.78 | SANKEY BRIDGES GT3 / WARRINGTON GT5 | CARRINGTON - FIDDLERS FERRY | SPM | -3.6 | primary | -3.623 | Red | 10 | 8.623 | thermal | 10 | 3 | 0 | 13 | -0.4 | SANKEY BRIDGES GT3 / WARRINGTON GT5 | 2.392 | AMBER | 0 |  |  | 0 | 0 | 0 | 10 |  |  |  |  | Red (More than 5% overloaded) | 0 | 0 | 3.81 | 60 | 68 | 4308076 | [9 empty] | Fiddlers Ferry | CARRINGTON | 5 | 2186.9 | 2186.9 | 0 | 0 | 930 | 2026-05 | [12 empty] | 53.4286 | -2.4302 | SPM-LYMM_T1_WHITELEGGS_LA_T1 | 252168116 | SP Energy Networks open data (API key): NDP SPM primary-group polygons + Capacity Heatmaps Information Model SPM + LTDS appendices 3/6 + NSHR
3477 | 25 | JIM ENNIS CONSTRUCTION LTD ENNIS HOUSE, NORTHBANK INDUSTRIAL ESTATE, SORBY ROAD | MANCHESTER | M44 5BL | Salford |  | Workshop And Premises | industrial | 1 | 2283.76 | 24582 | GIA | 183000 | Lymm T1 / Whiteleggs La T1 | nearest-substation | 6.78 | SANKEY BRIDGES GT3 / WARRINGTON GT5 | CARRINGTON - FIDDLERS FERRY | SPM | -3.6 | primary | -3.623 | Red | 10 | 8.623 | thermal | 10 | 3 | 0 | 13 | -0.4 | SANKEY BRIDGES GT3 / WARRINGTON GT5 | 2.392 | AMBER | 0 |  |  | 0 | 0 | 0 | 10 |  |  |  |  | Red (More than 5% overloaded) | 0 | 0 | 3.63 | 103 | 68 | 4309313 | [9 empty] | Fiddlers Ferry | CARRINGTON | 5 | 2186.9 | 2186.9 | 0 | 0 | 930 | 2026-05 | [12 empty] | 53.4286 | -2.4302 | SPM-LYMM_T1_WHITELEGGS_LA_T1 | 1164116000 | SP Energy Networks open data (API key): NDP SPM primary-group polygons + Capacity Heatmaps Information Model SPM + LTDS appendices 3/6 + NSHR
3478 | 25 | UNIT 9 FAIRHILLS TRADE CENTRE, FAIRHILLS ROAD | MANCHESTER | M44 6BL | Salford |  | Warehouse And Premises | industrial | 1 | 2153 | 23175 | GIA | 136000 | Lymm T1 / Whiteleggs La T1 | nearest-substation | 7.91 | SANKEY BRIDGES GT3 / WARRINGTON GT5 | CARRINGTON - FIDDLERS FERRY | SPM | -3.6 | primary | -3.623 | Red | 10 | 8.623 | thermal | 10 | 3 | 0 | 13 | -0.4 | SANKEY BRIDGES GT3 / WARRINGTON GT5 | 2.392 | AMBER | 0 |  |  | 0 | 0 | 0 | 10 |  |  |  |  | Red (More than 5% overloaded) | 0 | 0 | 3.42 | 54 | 68 | 4310720 | [9 empty] | Fiddlers Ferry | CARRINGTON | 5 | 2186.9 | 2186.9 | 0 | 0 | 930 | 2026-05 | [12 empty] | 53.438 | -2.4228 | SPM-LYMM_T1_WHITELEGGS_LA_T1 | 6467262000 | SP Energy Networks open data (API key): NDP SPM primary-group polygons + Capacity Heatmaps Information Model SPM + LTDS appendices 3/6 + NSHR
3479 | 25 | RICHARD AUSTIN ALLOYS (NW) LTD, NORTHBANK INDUSTRIAL ESTATE, BESSEMER ROAD | MANCHESTER | M44 5BF | Salford |  | Warehouse And Premises | industrial | 1 | 2000.02 | 21528 | GIA | 143000 | Lymm T1 / Whiteleggs La T1 | nearest-substation | 7.12 | SANKEY BRIDGES GT3 / WARRINGTON GT5 | CARRINGTON - FIDDLERS FERRY | SPM | -3.6 | primary | -3.623 | Red | 10 | 8.623 | thermal | 10 | 3 | 0 | 13 | -0.4 | SANKEY BRIDGES GT3 / WARRINGTON GT5 | 2.392 | AMBER | 0 |  |  | 0 | 0 | 0 | 10 |  |  |  |  | Red (More than 5% overloaded) | 0 | 0 | 3.18 | 50 | 68 | 4312367 | [9 empty] | Fiddlers Ferry | CARRINGTON | 5 | 2186.9 | 2186.9 | 0 | 0 | 930 | 2026-05 | [12 empty] | 53.4311 | -2.4272 | SPM-LYMM_T1_WHITELEGGS_LA_T1 | 272207116 | SP Energy Networks open data (API key): NDP SPM primary-group polygons + Capacity Heatmaps Information Model SPM + LTDS appendices 3/6 + NSHR
3480 | 25 | 2/4, NORTHBANK INDUSTRIAL ESTATE, SIEMENS ROAD | MANCHESTER | M44 5AH | Salford |  | Factory And Premises | industrial | 1 | 1990.7 | 21428 | GIA | 98000 | Lymm T1 / Whiteleggs La T1 | nearest-substation | 6.6 | SANKEY BRIDGES GT3 / WARRINGTON GT5 | CARRINGTON - FIDDLERS FERRY | SPM | -3.6 | primary | -3.623 | Red | 10 | 8.623 | thermal | 10 | 3 | 0 | 13 | -0.4 | SANKEY BRIDGES GT3 / WARRINGTON GT5 | 2.392 | AMBER | 0 |  |  | 0 | 0 | 0 | 10 |  |  |  |  | Red (More than 5% overloaded) | 0 | 0 | 3.16 | 119 | 68 | 4312467 | [9 empty] | Fiddlers Ferry | CARRINGTON | 5 | 2186.9 | 2186.9 | 0 | 0 | 930 | 2026-05 |  | General Industrial and Special Industrial Groups | 2276 | D | Natural Gas | 3 |  | Heating and Natural Ventilation | 2022-09-22 |  | 0.75 | FALSE | 53.4282 | -2.4339 | SPM-LYMM_T1_WHITELEGGS_LA_T1 | 810791000 | SP Energy Networks open data (API key): NDP SPM primary-group polygons + Capacity Heatmaps Information Model SPM + LTDS appendices 3/6 + NSHR
3481 | 25 | FORMER BROOMEDGE NURSERIES SITE, BURFORD LANE | WARRINGTON | WA13 0SH | Warrington |  | Warehouse And Premises | industrial | 1 | 1989.2 | 21412 | GIA | 48250 | Lymm T1 / Whiteleggs La T1 | inside-area | 3.24 | SANKEY BRIDGES GT3 / WARRINGTON GT5 | CARRINGTON - FIDDLERS FERRY | SPM | -3.6 | primary | -3.623 | Red | 10 | 8.623 | thermal | 10 | 3 | 0 | 13 | -0.4 | SANKEY BRIDGES GT3 / WARRINGTON GT5 | 2.392 | AMBER | 0 |  |  | 0 | 0 | 0 | 10 |  |  |  |  | Red (More than 5% overloaded) | 0 | 0 | 3.16 | 50 | 68 | 4312483 | [9 empty] | Fiddlers Ferry | CARRINGTON | 5 | 2186.9 | 2186.9 | 0 | 0 | 930 | 2026-05 | [12 empty] | 53.3724 | -2.4456 | SPM-LYMM_T1_WHITELEGGS_LA_T1 | 15054063000 | SP Energy Networks open data (API key): NDP SPM primary-group polygons + Capacity Heatmaps Information Model SPM + LTDS appendices 3/6 + NSHR
3482 | 25 | ALLIED FILTER PRODUCTS LTD, NORTHBANK INDUSTRIAL PARK, HUNTSMANS DRIVE | MANCHESTER | M44 5EG | Salford |  | Workshop And Premises | industrial | 1 | 1951.4 | 21005 | GIA | 151000 | Lymm T1 / Whiteleggs La T1 | nearest-substation | 7.46 | SANKEY BRIDGES GT3 / WARRINGTON GT5 | CARRINGTON - FIDDLERS FERRY | SPM | -3.6 | primary | -3.623 | Red | 10 | 8.623 | thermal | 10 | 3 | 0 | 13 | -0.4 | SANKEY BRIDGES GT3 / WARRINGTON GT5 | 2.392 | AMBER | 0 |  |  | 0 | 0 | 0 | 10 |  |  |  |  | Red (More than 5% overloaded) | 0 | 0 | 3.1 | 88 | 68 | 4312890 | [9 empty] | Fiddlers Ferry | CARRINGTON | 5 | 2186.9 | 2186.9 | 0 | 0 | 930 | 2026-05 | [12 empty] | 53.4345 | -2.4264 | SPM-LYMM_T1_WHITELEGGS_LA_T1 | 274761116 | SP Energy Networks open data (API key): NDP SPM primary-group polygons + Capacity Heatmaps Information Model SPM + LTDS appendices 3/6 + NSHR
3483 | 25 | MAN TRUCK CENTRE, NORTHBANK INDUSTRIAL PARK, IRLAM WHARF ROAD | MANCHESTER | M44 5PN | Salford |  | Vehicle Repair Workshop And Premises | industrial | 1 | 1883.76 | 20277 | GIA | 158000 | Lymm T1 / Whiteleggs La T1 | nearest-substation | 7.76 | SANKEY BRIDGES GT3 / WARRINGTON GT5 | CARRINGTON - FIDDLERS FERRY | SPM | -3.6 | primary | -3.623 | Red | 10 | 8.623 | thermal | 10 | 3 | 0 | 13 | -0.4 | SANKEY BRIDGES GT3 / WARRINGTON GT5 | 2.392 | AMBER | 0 |  |  | 0 | 0 | 0 | 10 |  |  |  |  | Red (More than 5% overloaded) | 0 | 0 | 2.99 | 85 | 68 | 4313618 | [9 empty] | Fiddlers Ferry | CARRINGTON | 5 | 2186.9 | 2186.9 | 0 | 0 | 930 | 2026-05 | [12 empty] | 53.4344 | -2.4185 | SPM-LYMM_T1_WHITELEGGS_LA_T1 | 1839901000 | SP Energy Networks open data (API key): NDP SPM primary-group polygons + Capacity Heatmaps Information Model SPM + LTDS appendices 3/6 + NSHR
3484 | 25 | TT ASSEMBLY SYSTEMS (UK) LTD AT JUPITER BUILDING AT H2, DEACON PARK, MOORGATE ROAD | LIVERPOOL | L33 7HX | Knowsley |  | Factory And Premises | industrial | 1 | 13475.69 | 145051 | GIA | 840000 |  | no-geocode | [33 empty] | 21.41 | 809 | [35 empty] | 14501715000
3485 | 25 | PALMER & HARVEY MCLANE, MILLFIELD LANE, HAYDOCK INDUSTRIAL ESTATE | ST HELENS | WA11 9UT | St Helens |  | Workshop And Premises | industrial | 1 | 13424.26 | 144497 | GIA | 745000 | Almatex T1 / St Helens Wwtw T1 / Watery La T2 / Ex Delta Metals T1 | nearest-substation | 3.77 | BOLD G2B / RAVENHEAD G1A2 / ST HELENS GT2A | RAINHILL | SPM |  | unknown-primary | [5 empty] | 0 | 0 | 0 | 0 |  | BOLD G2B / RAVENHEAD G1A2 / ST HELENS GT2A |  |  | 0 |  |  | 0 | 0 | 0 | [8 empty] | 21.33 | 604 | 70 | 5692211 | [9 empty] | Rainhill | RAINHILL | 1 | 85.5 | 85.5 | 0 | 0 | 57 | 2026-09 | [12 empty] | 53.4762 | -2.6593 | SPM-ALMATEX_T1_ST_HELENS_WWTW_T1_WATERY_LA_T2_EX_DELTA_METALS_T1 | 8068207000 | SP Energy Networks open data (API key): NDP SPM primary-group polygons + Capacity Heatmaps Information Model SPM + LTDS appendices 3/6 + NSHR
3486 | 25 | 3, EASTER PARK, WORCESTER ROAD | KIDDERMINSTER | DY10 7RA | Wyre Forest |  | Warehouse And Premises | industrial | 4 | 13313.5 | 143305 | GIA | 621000 |  | no-geocode | [33 empty] | 21.16 | 333 | [35 empty] | 5734740000;5734739000;8276921000;5734738000
3487 | 25 | UNIT 1 FLORIST SUPPLIES UK LTD, DELTA ROAD | ST HELENS | WA9 2EQ | St Helens |  | Factory And Premises | industrial | 2 | 12783.4 | 137599 | GIA | 352000 | Almatex T1 / St Helens Wwtw T1 / Watery La T2 / Ex Delta Metals T1 | inside-area | 1.11 | BOLD G2B / RAVENHEAD G1A2 / ST HELENS GT2A | RAINHILL | SPM |  | unknown-primary | [5 empty] | 0 | 0 | 0 | 0 |  | BOLD G2B / RAVENHEAD G1A2 / ST HELENS GT2A |  |  | 0 |  |  | 0 | 0 | 0 | [8 empty] | 20.31 | 767 | 70 | 5699109 | [9 empty] | Rainhill | RAINHILL | 1 | 85.5 | 85.5 | 0 | 0 | 57 | 2026-09 | [12 empty] | 53.4549 | -2.7002 | SPM-ALMATEX_T1_ST_HELENS_WWTW_T1_WATERY_LA_T2_EX_DELTA_METALS_T1 | 11383126000;11383128000 | SP Energy Networks open data (API key): NDP SPM primary-group polygons + Capacity Heatmaps Information Model SPM + LTDS appendices 3/6 + NSHR
3488 | 25 | UNIT 1, UNITY GROVE | PRESCOT | L34 9GT | Knowsley |  | Factory And Premises; Warehouse And Premises; Warehouse, Offices And Premises | industrial | 4 | 12586.13 | 135476 | GIA | 660000 | Kelco T1 / News International T1 / News International T2 / Palco T1 / Southdene T1 | inside-area | 1.74 | GILLMOSS GT1 / KIRKBY GT2 / SIMONSWOOD GT1 | KIRKBY | SPM |  | unknown-primary | [5 empty] | 0 | 0 | 0 | 0 |  | GILLMOSS GT1 / KIRKBY GT2 / SIMONSWOOD GT1 |  |  | 0 |  |  | 0 | 0 | 0 | [8 empty] | 20 | 755 | 67 | 4560716 | [9 empty] | Kirkby (_D) | KIRKBY | 4 | 514 | 514 | 400 | 0 | 0 | 2027-08 | [12 empty] | 53.4622 | -2.8692 | SPM-KELCO_T1_NEWS_INTERNATIONAL_T1_NEWS_INTERNATIONAL_T2_PALCO_T | 511977134;1075695000;8046922000;1075695000 | SP Energy Networks open data (API key): NDP SPM primary-group polygons + Capacity Heatmaps Information Model SPM + LTDS appendices 3/6 + NSHR
3489 | 25 | UNIT 7, OFFAS DYKE BUSINESS PARK | WELSHPOOL | SY21 8SS | Powys 1 (Montgomeryshire) |  | Factory And Premises; Warehouse And Premises | industrial | 2 | 12317.11 | 132580 | GIA | 441500 | Welshpool T1 | inside-area | 2.42 | LEGACY LOCAL GT2 / NEWTOWN GT2 / OSWESTRY GT8 / WELSHPOOL GT1 | LEGACY | SPM |  | unknown-primary | [5 empty] | 0 | 0 | 0 | 0 |  | LEGACY LOCAL GT2 / NEWTOWN GT2 / OSWESTRY GT8 / WELSHPOOL GT1 |  |  | 0 |  |  | 0 | 0 | 0 | [8 empty] | 19.57 | 739 | 6 | 211504 | [9 empty] | Legacy | LEGACY | 5 | 1714 | 1714 | 0 | 0 | 0 | 2024-08 | 10091467674 | B8 Storage or Distribution | 10170 | A | Natural Gas | 5 | 1 | Heating and Mechanical Ventilation | 2018-04-24 |  | 1 | FALSE | 52.6718 | -3.1085 | SPM-WELSHPOOL_T1 | 11460165000;10864836000 | SP Energy Networks open data (API key): NDP SPM primary-group polygons + Capacity Heatmaps Information Model SPM + LTDS appendices 3/6 + NSHR
3490 | 25 | 1, TURING COURT | BRAINTREE | CM77 1AT | Braintree |  | Warehouse And Premises | industrial | 1 | 12285.51 | 132240 | GIA | 1130000 |  | no-geocode | [33 empty] | 19.52 | 307 | [35 empty] | 15055608000
3491 | 25 | 20 SHED, ENTERPRISE WAY, TYNE DOCK | SOUTH SHIELDS | NE34 5SR | South Tyneside |  | Warehouse And Premises | industrial | 1 | 12048.09 | 129684 | GIA | 525000 |  | no-geocode | [33 empty] | 19.15 | 301 | [35 empty] | 12334763000
3492 | 25 | ARC 130, KILBUCK LANE | ST HELENS | WA11 9SZ | St Helens |  | Warehouse And Premises | industrial | 1 | 11994.45 | 129107 | GIA | 960000 | Almatex T1 / St Helens Wwtw T1 / Watery La T2 / Ex Delta Metals T1 | nearest-substation | 3.88 | BOLD G2B / RAVENHEAD G1A2 / ST HELENS GT2A | RAINHILL | SPM |  | unknown-primary | [5 empty] | 0 | 0 | 0 | 0 |  | BOLD G2B / RAVENHEAD G1A2 / ST HELENS GT2A |  |  | 0 |  |  | 0 | 0 | 0 | [8 empty] | 19.06 | 300 | 70 | 5707601 | [9 empty] | Rainhill | RAINHILL | 1 | 85.5 | 85.5 | 0 | 0 | 57 | 2026-09 | 39100921 | B8 Storage or Distribution | 11841 | A | Grid Supplied Electricity | 5 |  | Air Conditioning | 2021-06-17 |  | 1 | FALSE | 53.4751 | -2.6537 | SPM-ALMATEX_T1_ST_HELENS_WWTW_T1_WATERY_LA_T2_EX_DELTA_METALS_T1 | 13605592000 | SP Energy Networks open data (API key): NDP SPM primary-group polygons + Capacity Heatmaps Information Model SPM + LTDS appendices 3/6 + NSHR
3493 | 25 | RICHARD BURBRIDGE & SON LTD SITE 2, WHITTINGTON ROAD | OSWESTRY | SY11 1HZ | Shropshire |  | Factory And Premises | industrial | 1 | 11827.2 | 127307 | GIA | 252500 | Coney Green T1 / Oswestry T2 / Oswestry T1 | inside-area | 2.01 | LEGACY LOCAL GT2 / NEWTOWN GT2 / OSWESTRY GT8 / WELSHPOOL GT1 | LEGACY | SPM |  | unknown-primary | [5 empty] | 0 | 0 | 0 | 0 |  | LEGACY LOCAL GT2 / NEWTOWN GT2 / OSWESTRY GT8 / WELSHPOOL GT1 |  |  | 0 |  |  | 0 | 0 | 0 | [8 empty] | 18.79 | 710 | 15 | 463150 | [9 empty] | Legacy | LEGACY | 5 | 1714 | 1714 | 0 | 0 | 0 | 2024-08 | [12 empty] | 52.8664 | -3.0427 | SPM-CONEY_GREEN_T1_OSWESTRY_T2_OSWESTRY_T1 | 11105416000 | SP Energy Networks open data (API key): NDP SPM primary-group polygons + Capacity Heatmaps Information Model SPM + LTDS appendices 3/6 + NSHR
3494 | 25 | UNIT 1, VILLIERS ROAD | PRESCOT | L34 9ET | Knowsley | NOLAN | Warehouse And Premises; Workshop And Premises | industrial | 2 | 11816.57 | 127192 | GIA | 737000 | Kelco T1 / News International T1 / News International T2 / Palco T1 / Southdene T1 | inside-area | 1.21 | GILLMOSS GT1 / KIRKBY GT2 / SIMONSWOOD GT1 | KIRKBY | SPM |  | unknown-primary | [5 empty] | 0 | 0 | 0 | 0 |  | GILLMOSS GT1 / KIRKBY GT2 / SIMONSWOOD GT1 |  |  | 0 |  |  | 0 | 0 | 0 | [8 empty] | 18.78 | 532 | 67 | 4569000 | [9 empty] | Kirkby (_D) | KIRKBY | 4 | 514 | 514 | 400 | 0 | 0 | 2027-08 | 40083180 | Storage or Distribution | 10606 | A | Grid Supplied Electricity | 5 |  | Air Conditioning | 2024-01-02 |  | 1 | FALSE | 53.4621 | -2.8606 | SPM-KELCO_T1_NEWS_INTERNATIONAL_T1_NEWS_INTERNATIONAL_T2_PALCO_T | 15128269000;2347423000 | SP Energy Networks open data (API key): NDP SPM primary-group polygons + Capacity Heatmaps Information Model SPM + LTDS appendices 3/6 + NSHR
3495 | 25 | UNIT 1, SIEMENS WAY, SWANSEA ENTERPRISE PARK | SWANSEA | SA6 8ZZ | Swansea |  | Warehouse And Premises | industrial | 1 | 11795.25 | 126963 | GIA | 347500 |  | no-geocode | [33 empty] | 18.74 | 295 | [35 empty] | 6053972000
3496 | 25 | COSTCO WHOLESALE, ANDOVER ROAD, HAYDOCK INDUSTRIAL ESTATE | ST HELENS | WA11 9FA | St Helens |  | Warehouse And Premises | industrial | 1 | 11771.49 | 126707 | GIA | 1050000 | Almatex T1 / St Helens Wwtw T1 / Watery La T2 / Ex Delta Metals T1 | nearest-substation | 3.55 | BOLD G2B / RAVENHEAD G1A2 / ST HELENS GT2A | RAINHILL | SPM |  | unknown-primary | [5 empty] | 0 | 0 | 0 | 0 |  | BOLD G2B / RAVENHEAD G1A2 / ST HELENS GT2A |  |  | 0 |  |  | 0 | 0 | 0 | [8 empty] | 18.71 | 294 | 70 | 5710001 | [9 empty] | Rainhill | RAINHILL | 1 | 85.5 | 85.5 | 0 | 0 | 57 | 2026-09 | [12 empty] | 53.4742 | -2.6601 | SPM-ALMATEX_T1_ST_HELENS_WWTW_T1_WATERY_LA_T2_EX_DELTA_METALS_T1 | 9262894000 | SP Energy Networks open data (API key): NDP SPM primary-group polygons + Capacity Heatmaps Information Model SPM + LTDS appendices 3/6 + NSHR
3497 | 25 | RANDLES ROAD | PRESCOT | L34 9HX | Knowsley | BRYKEN HIGH SPEED TURNINGS LTD; COUNTERLINE | Factory And Premises | industrial | 4 | 11293.53 | 121562 | GIA | 549500 | Kelco T1 / News International T1 / News International T2 / Palco T1 / Southdene T1 | inside-area | 1.95 | GILLMOSS GT1 / KIRKBY GT2 / SIMONSWOOD GT1 | KIRKBY | SPM |  | unknown-primary | [5 empty] | 0 | 0 | 0 | 0 |  | GILLMOSS GT1 / KIRKBY GT2 / SIMONSWOOD GT1 |  |  | 0 |  |  | 0 | 0 | 0 | [8 empty] | 17.95 | 678 | 67 | 4574630 | [9 empty] | Kirkby (_D) | KIRKBY | 4 | 514 | 514 | 400 | 0 | 0 | 2027-08 | 40035064 | B1 Offices and Workshop businesses | 298 | E | Natural Gas | 3 |  | Heating and Natural Ventilation | 2012-02-25 |  | 1 | FALSE | 53.4593 | -2.8707 | SPM-KELCO_T1_NEWS_INTERNATIONAL_T1_NEWS_INTERNATIONAL_T2_PALCO_T | 1323339000;5162887000;8470317000;5241303000 | SP Energy Networks open data (API key): NDP SPM primary-group polygons + Capacity Heatmaps Information Model SPM + LTDS appendices 3/6 + NSHR
3498 | 25 | ISA, EXPRESS WAY, WAKEFIELD EUROPORT | NORMANTON | WF10 2XX | Wakefield |  | Warehouse And Premises | industrial | 1 | 11258.1 | 121181 | GIA | 770000 |  | no-geocode | [33 empty] | 17.89 | 281 | [35 empty] | 2215940000
3499 | 25 | UNIT 7 MANUFACTURING PLANT, CORNWALL STREET, PARR INDUSTRIAL ESTATE | ST HELENS | WA9 1QT | St Helens |  | Factory And Premises | industrial | 1 | 11223.8 | 120812 | GIA | 327500 | Almatex T1 / St Helens Wwtw T1 / Watery La T2 / Ex Delta Metals T1 | inside-area | 1.4 | BOLD G2B / RAVENHEAD G1A2 / ST HELENS GT2A | RAINHILL | SPM |  | unknown-primary | [5 empty] | 0 | 0 | 0 | 0 |  | BOLD G2B / RAVENHEAD G1A2 / ST HELENS GT2A |  |  | 0 |  |  | 0 | 0 | 0 | [8 empty] | 17.84 | 673 | 70 | 5715896 | [9 empty] | Rainhill | RAINHILL | 1 | 85.5 | 85.5 | 0 | 0 | 57 | 2026-09 |  | General Industrial and Special Industrial Groups | 5060 | C | Natural Gas | 3 |  | Heating and Natural Ventilation | 2024-11-13 |  | 0.67 | FALSE | 53.4465 | -2.7103 | SPM-ALMATEX_T1_ST_HELENS_WWTW_T1_WATERY_LA_T2_EX_DELTA_METALS_T1 | 14274394000 | SP Energy Networks open data (API key): NDP SPM primary-group polygons + Capacity Heatmaps Information Model SPM + LTDS appendices 3/6 + NSHR
3500 | 25 | UNITS 1-4, FARRELL INDUSTRIAL ESTATE, HOWLEY LANE | WARRINGTON | WA1 2PB | Warrington |  | Vehicle Repair Workshop And Premises; Warehouse And Premises | industrial | 2 | 10469.04 | 112688 | GIA | 492500 | British Aluminium Latchford T1 / Greenhall Whitley T1 / Latchford T1 / Latchford T2 / Thames Board Mill T1 | inside-area | 1.04 | SANKEY BRIDGES GT3 / WARRINGTON GT5 | CARRINGTON - FIDDLERS FERRY | SPM |  | unknown-primary | [5 empty] | 0 | 0 | 0 | 0 |  | SANKEY BRIDGES GT3 / WARRINGTON GT5 |  |  | 0 |  |  | 0 | 0 | 0 | [8 empty] | 16.64 | 471 | 25 | 959229 | [9 empty] | Fiddlers Ferry | CARRINGTON | 5 | 2186.9 | 2186.9 | 0 | 0 | 930 | 2026-05 | 10094962005 | B8 Storage or Distribution | 911 | A | Natural Gas | 3 |  | Heating and Natural Ventilation | 2019-12-05 |  | 1 | FALSE | 53.3908 | -2.5775 | SPM-BRITISH_ALUMINIUM_LATCHFORD_T1_GREENHALL_WHITLEY_T1_LATCHFOR | 15036510000;14513869000 | SP Energy Networks open data (API key): NDP SPM primary-group polygons + Capacity Heatmaps Information Model SPM + LTDS appendices 3/6 + NSHR
3501 | 25 | VENUS 110, HORN HOUSE LANE | LIVERPOOL | L33 7YQ | Knowsley |  | Warehouse And Premises | industrial | 1 | 10253.6 | 110369 | GIA | 680000 | Kelco T1 / News International T1 / News International T2 / Palco T1 / Southdene T1 | inside-area | 0.78 | GILLMOSS GT1 / KIRKBY GT2 / SIMONSWOOD GT1 | KIRKBY | SPM |  | unknown-primary | [5 empty] | 0 | 0 | 0 | 0 |  | GILLMOSS GT1 / KIRKBY GT2 / SIMONSWOOD GT1 |  |  | 0 |  |  | 0 | 0 | 0 | [8 empty] | 16.29 | 256 | 67 | 4585823 | [9 empty] | Kirkby (_D) | KIRKBY | 4 | 514 | 514 | 400 | 0 | 0 | 2027-08 | 40087450 | A1/A2 Retail and Financial/Professional services | 10716 | B | Natural Gas | 5 |  | Heating and Natural Ventilation | 2018-12-17 |  | 0.67 | FALSE | 53.4697 | -2.8545 | SPM-KELCO_T1_NEWS_INTERNATIONAL_T1_NEWS_INTERNATIONAL_T2_PALCO_T | 9869044000 | SP Energy Networks open data (API key): NDP SPM primary-group polygons + Capacity Heatmaps Information Model SPM + LTDS appendices 3/6 + NSHR
3502 | 25 | UNIT A, HAYDOCK CROSS, KILBUCK LANE | ST HELENS | WA11 9UX | St Helens |  | Warehouse And Premises | industrial | 1 | 10177 | 109544 | GIA | 735000 | Almatex T1 / St Helens Wwtw T1 / Watery La T2 / Ex Delta Metals T1 | nearest-substation | 4.09 | BOLD G2B / RAVENHEAD G1A2 / ST HELENS GT2A | RAINHILL | SPM |  | unknown-primary | [5 empty] | 0 | 0 | 0 | 0 |  | BOLD G2B / RAVENHEAD G1A2 / ST HELENS GT2A |  |  | 0 |  |  | 0 | 0 | 0 | [8 empty] | 16.17 | 254 | 70 | 5727164 | [9 empty] | Rainhill | RAINHILL | 1 | 85.5 | 85.5 | 0 | 0 | 57 | 2026-09 | 39083884 | Storage or Distribution | 9589 | B | Grid Supplied Electricity | 3 | 1 | Heating and Natural Ventilation | 2024-08-30 |  | 1 | FALSE | 53.4748 | -2.6481 | SPM-ALMATEX_T1_ST_HELENS_WWTW_T1_WATERY_LA_T2_EX_DELTA_METALS_T1 | 10642933000 | SP Energy Networks open data (API key): NDP SPM primary-group polygons + Capacity Heatmaps Information Model SPM + LTDS appendices 3/6 + NSHR
3503 | 25 | ENVASES UK LTD UNIT 1 CHRISTCHURCH ROAD, BAGLAN INDUSTRIAL PARK | PORT TALBOT | SA12 5BZ | Neath And Port Talbot |  | Factory And Premises | industrial | 1 | 9989 | 107521 | GIA | 392500 |  | no-geocode | [33 empty] | 15.87 | 599 | [35 empty] | 571389000
3504 | 25 | UNIT B6 BROADLANDS, HEYWOOD DISTRIBUTION PARK | HEYWOOD | OL10 2TZ | Rochdale |  | Warehouse And Premises | industrial | 1 | 9924.68 | 106828 | GIA | 680000 |  | no-geocode | [33 empty] | 15.77 | 248 | [35 empty] | 9349238000
3505 | 25 | RINGWAY TRADING ESTATE-UNIT 11, SHADOWMOSS ROAD | MANCHESTER | M22 6LX | Manchester |  | Warehouse And Premises | industrial | 5 | 9635.41 | 103715 | GIA | 626500 | Ringway T1 | nearest-substation | 3.65 | ELWORTH GT1 / ELWORTH GT2 / KNUTSFORD GT1 / KNUTSFORD GT2 | CARRINGTON - FIDDLERS FERRY | SPM |  | unknown-primary | [5 empty] | 0 | 0 | 0 | 0 |  | ELWORTH GT1 / ELWORTH GT2 / KNUTSFORD GT1 / KNUTSFORD GT2 |  |  | 0 |  |  | 0 | 0 | 0 | [8 empty] | 15.31 | 241 | 120 | 5357874 | [9 empty] | Fiddlers Ferry | CARRINGTON | 5 | 2186.9 | 2186.9 | 0 | 0 | 930 | 2026-05 | [12 empty] | 53.3688 | -2.2524 | SPM-RINGWAY_T1 | 216475113;895205000;216474113;7727992000;8680505000 | SP Energy Networks open data (API key): NDP SPM primary-group polygons + Capacity Heatmaps Information Model SPM + LTDS appendices 3/6 + NSHR
3506 | 25 | SHED A & SHED B PART, VITTORIA COMPLEX, DUKE STREET | BIRKENHEAD | CH41 1DW | Wirral |  | Warehouse And Premises | industrial | 1 | 9566.9 | 102977 | GIA | 228000 |  | no-geocode | [33 empty] | 15.2 | 239 | [35 empty] | 10986248000
3507 | 25 | F JONES AND SON, WHITTINGTON ROAD | OSWESTRY | SY11 1JE | Shropshire | F JONES & SON | Factory And Premises | industrial | 1 | 9335.74 | 100489 | GIA | 172000 | Coney Green T1 / Oswestry T2 / Oswestry T1 | inside-area | 1.68 | LEGACY LOCAL GT2 / NEWTOWN GT2 / OSWESTRY GT8 / WELSHPOOL GT1 | LEGACY | SPM |  | unknown-primary | [5 empty] | 0 | 0 | 0 | 0 |  | LEGACY LOCAL GT2 / NEWTOWN GT2 / OSWESTRY GT8 / WELSHPOOL GT1 |  |  | 0 |  |  | 0 | 0 | 0 | [8 empty] | 14.84 | 560 | 15 | 489968 | [9 empty] | Legacy | LEGACY | 5 | 1714 | 1714 | 0 | 0 | 0 | 2024-08 | [12 empty] | 52.8677 | -3.0383 | SPM-CONEY_GREEN_T1_OSWESTRY_T2_OSWESTRY_T1 | 168630234 | SP Energy Networks open data (API key): NDP SPM primary-group polygons + Capacity Heatmaps Information Model SPM + LTDS appendices 3/6 + NSHR
3508 | 25 | NEW HORIZONS GLOBAL LTD, PENRHYN ROAD | PRESCOT | L34 9HY | Knowsley |  | Works And Premises | industrial | 1 | 9301.29 | 100118 | GIA | 262500 | Kelco T1 / News International T1 / News International T2 / Palco T1 / Southdene T1 | inside-area | 1.28 | GILLMOSS GT1 / KIRKBY GT2 / SIMONSWOOD GT1 | KIRKBY | SPM |  | unknown-primary | [5 empty] | 0 | 0 | 0 | 0 |  | GILLMOSS GT1 / KIRKBY GT2 / SIMONSWOOD GT1 |  |  | 0 |  |  | 0 | 0 | 0 | [8 empty] | 14.78 | 558 | 67 | 4596074 | [9 empty] | Kirkby (_D) | KIRKBY | 4 | 514 | 514 | 400 | 0 | 0 | 2027-08 | [12 empty] | 53.4642 | -2.8628 | SPM-KELCO_T1_NEWS_INTERNATIONAL_T1_NEWS_INTERNATIONAL_T2_PALCO_T | 6866964000 | SP Energy Networks open data (API key): NDP SPM primary-group polygons + Capacity Heatmaps Information Model SPM + LTDS appendices 3/6 + NSHR
3509 | 25 | NORTH FLORIDA ROAD, HAYDOCK INDUSTRIAL ESTATE | ST HELENS | WA11 9TP | St Helens | CORAL PRODUCTS | Warehouse And Premises | industrial | 1 | 9053.39 | 97450 | GIA | 387500 | Almatex T1 / St Helens Wwtw T1 / Watery La T2 / Ex Delta Metals T1 | nearest-substation | 3.22 | BOLD G2B / RAVENHEAD G1A2 / ST HELENS GT2A | RAINHILL | SPM |  | unknown-primary | [5 empty] | 0 | 0 | 0 | 0 |  | BOLD G2B / RAVENHEAD G1A2 / ST HELENS GT2A |  |  | 0 |  |  | 0 | 0 | 0 | [8 empty] | 14.39 | 226 | 70 | 5739258 | [9 empty] | Rainhill | RAINHILL | 1 | 85.5 | 85.5 | 0 | 0 | 57 | 2026-09 | 39041918 | B2 to B7 General Industrial and Special Industrial Groups | 8682 | D | Natural Gas | 3 |  | Heating and Natural Ventilation | 2020-12-09 |  | 1 | FALSE | 53.4734 | -2.6684 | SPM-ALMATEX_T1_ST_HELENS_WWTW_T1_WATERY_LA_T2_EX_DELTA_METALS_T1 | 6011696000 | SP Energy Networks open data (API key): NDP SPM primary-group polygons + Capacity Heatmaps Information Model SPM + LTDS appendices 3/6 + NSHR
3510 | 25 | UNIT A1/A2, SOUTHMOOR INDUSTRIAL ESTATE, SOUTHMOOR ROAD | MANCHESTER | M23 9XD | Manchester |  | Factory And Premises | industrial | 1 | 8852.29 | 95285 | GIA | 420000 | Ringway T1 | nearest-substation | 4.19 | ELWORTH GT1 / ELWORTH GT2 / KNUTSFORD GT1 / KNUTSFORD GT2 | CARRINGTON - FIDDLERS FERRY | SPM |  | unknown-primary | [5 empty] | 0 | 0 | 0 | 0 |  | ELWORTH GT1 / ELWORTH GT2 / KNUTSFORD GT1 / KNUTSFORD GT2 |  |  | 0 |  |  | 0 | 0 | 0 | [8 empty] | 14.07 | 531 | 120 | 5366304 | [9 empty] | Fiddlers Ferry | CARRINGTON | 5 | 2186.9 | 2186.9 | 0 | 0 | 930 | 2026-05 | 10095848624 | B8 Storage or Distribution | 9016 | B | Grid Supplied Electricity | 3 |  | Heating and Natural Ventilation | 2019-08-13 |  | 1 | FALSE | 53.3966 | -2.294 | SPM-RINGWAY_T1 | 13714739000 | SP Energy Networks open data (API key): NDP SPM primary-group polygons + Capacity Heatmaps Information Model SPM + LTDS appendices 3/6 + NSHR
3511 | 25 | WORKS AND PREMISES, MOUNT STREET | BRADFORD | BD2 8TA | Bradford |  | Factory And Premises | industrial | 1 | 8798.5 | 94706 | GIA | 297500 |  | no-geocode | [33 empty] | 13.98 | 528 | [35 empty] | 10495266000
3512 | 25 | UNIT 2, DALLIMORE ROAD | MANCHESTER | M23 9JA | Manchester |  | Warehouse And Premises | industrial | 2 | 8762.23 | 94316 | GIA | 461500 | Ringway T1 | nearest-substation | 3.88 | ELWORTH GT1 / ELWORTH GT2 / KNUTSFORD GT1 / KNUTSFORD GT2 | CARRINGTON - FIDDLERS FERRY | SPM |  | unknown-primary | [5 empty] | 0 | 0 | 0 | 0 |  | ELWORTH GT1 / ELWORTH GT2 / KNUTSFORD GT1 / KNUTSFORD GT2 |  |  | 0 |  |  | 0 | 0 | 0 | [8 empty] | 13.92 | 219 | 120 | 5367273 | [9 empty] | Fiddlers Ferry | CARRINGTON | 5 | 2186.9 | 2186.9 | 0 | 0 | 930 | 2026-05 | 10090667792 | B8 Storage or Distribution | 3846 | D | Natural Gas | 4 |  | Heating and Natural Ventilation | 2017-03-10 |  | 1 | FALSE | 53.3939 | -2.2948 | SPM-RINGWAY_T1 | 8309193000;8309192000 | SP Energy Networks open data (API key): NDP SPM primary-group polygons + Capacity Heatmaps Information Model SPM + LTDS appendices 3/6 + NSHR
3513 | 25 | DELTA ROAD | ST HELENS | WA9 2EQ | St Helens | FRED DAVIES STORAGE LTD | Warehouse And Premises | industrial | 1 | 8519.5 | 91703 | GIA | 231000 | Almatex T1 / St Helens Wwtw T1 / Watery La T2 / Ex Delta Metals T1 | inside-area | 1.11 | BOLD G2B / RAVENHEAD G1A2 / ST HELENS GT2A | RAINHILL | SPM |  | unknown-primary | [5 empty] | 0 | 0 | 0 | 0 |  | BOLD G2B / RAVENHEAD G1A2 / ST HELENS GT2A |  |  | 0 |  |  | 0 | 0 | 0 | [8 empty] | 13.54 | 213 | 70 | 5745005 | [9 empty] | Rainhill | RAINHILL | 1 | 85.5 | 85.5 | 0 | 0 | 57 | 2026-09 | [12 empty] | 53.4549 | -2.7002 | SPM-ALMATEX_T1_ST_HELENS_WWTW_T1_WATERY_LA_T2_EX_DELTA_METALS_T1 | 567173137 | SP Energy Networks open data (API key): NDP SPM primary-group polygons + Capacity Heatmaps Information Model SPM + LTDS appendices 3/6 + NSHR
3514 | 25 | PEDIGREE HOUSE, RADCLIFFE ROAD | NOTTINGHAM | NG12 6NQ | Rushcliffe |  | Warehouse And Premises | industrial | 1 | 8483.64 | 91317 | GIA | 277500 |  | no-geocode | [33 empty] | 13.48 | 212 | [35 empty] | 8508619000
3515 | 25 | TRATOS LTD, KNOWSLEY BUSINESS PARK, RANDLES ROAD | PRESCOT | L34 9HX | Knowsley |  | Factory And Premises | industrial | 1 | 8428.5 | 90724 | GIA | 392500 | Kelco T1 / News International T1 / News International T2 / Palco T1 / Southdene T1 | inside-area | 1.95 | GILLMOSS GT1 / KIRKBY GT2 / SIMONSWOOD GT1 | KIRKBY | SPM |  | unknown-primary | [5 empty] | 0 | 0 | 0 | 0 |  | GILLMOSS GT1 / KIRKBY GT2 / SIMONSWOOD GT1 |  |  | 0 |  |  | 0 | 0 | 0 | [8 empty] | 13.39 | 506 | 67 | 4605468 | [9 empty] | Kirkby (_D) | KIRKBY | 4 | 514 | 514 | 400 | 0 | 0 | 2027-08 | 40035069 | B1 Offices and Workshop businesses | 7553 | C | Natural Gas | 4 |  | Heating and Natural Ventilation | 2016-06-03 |  | 1 | FALSE | 53.4593 | -2.8707 | SPM-KELCO_T1_NEWS_INTERNATIONAL_T1_NEWS_INTERNATIONAL_T2_PALCO_T | 8808804000 | SP Energy Networks open data (API key): NDP SPM primary-group polygons + Capacity Heatmaps Information Model SPM + LTDS appendices 3/6 + NSHR
3516 | 25 | GLANTWELI FAWR | PENCADER | SA44 9LZ | Carmarthenshire (1) |  | Factory And Premises | industrial | 1 | 8333.95 | 89706 | GIA | 145000 |  | no-geocode | [33 empty] | 13.24 | 500 | [35 empty] | 230681193
3517 | 25 | F DUERR & SONS LTD, FLOATS ROAD | MANCHESTER | M23 9DR | Manchester |  | Factory And Premises | industrial | 1 | 8322.73 | 89585 | GIA | 342500 | Ringway T1 | nearest-substation | 3.86 | ELWORTH GT1 / ELWORTH GT2 / KNUTSFORD GT1 / KNUTSFORD GT2 | CARRINGTON - FIDDLERS FERRY | SPM |  | unknown-primary | [5 empty] | 0 | 0 | 0 | 0 |  | ELWORTH GT1 / ELWORTH GT2 / KNUTSFORD GT1 / KNUTSFORD GT2 |  |  | 0 |  |  | 0 | 0 | 0 | [8 empty] | 13.23 | 499 | 120 | 5372004 | [9 empty] | Fiddlers Ferry | CARRINGTON | 5 | 2186.9 | 2186.9 | 0 | 0 | 930 | 2026-05 | [12 empty] | 53.394 | -2.298 | SPM-RINGWAY_T1 | 2803192000 | SP Energy Networks open data (API key): NDP SPM primary-group polygons + Capacity Heatmaps Information Model SPM + LTDS appendices 3/6 + NSHR
3518 | 25 | UNIT 4, NORTH FLORIDA ROAD, HAYDOCK INDUSTRIAL ESTATE | ST HELENS | WA11 9UB | St Helens |  | Warehouse And Premises | industrial | 1 | 8280.67 | 89132 | GIA | 372500 | Almatex T1 / St Helens Wwtw T1 / Watery La T2 / Ex Delta Metals T1 | nearest-substation | 3.39 | BOLD G2B / RAVENHEAD G1A2 / ST HELENS GT2A | RAINHILL | SPM |  | unknown-primary | [5 empty] | 0 | 0 | 0 | 0 |  | BOLD G2B / RAVENHEAD G1A2 / ST HELENS GT2A |  |  | 0 |  |  | 0 | 0 | 0 | [8 empty] | 13.16 | 207 | 70 | 5747576 | [9 empty] | Rainhill | RAINHILL | 1 | 85.5 | 85.5 | 0 | 0 | 57 | 2026-09 | 39041924 | Storage or Distribution | 7864 | C | Natural Gas | 4 |  | Heating and Natural Ventilation | 2024-03-11 |  | 1 | FALSE | 53.4733 | -2.6624 | SPM-ALMATEX_T1_ST_HELENS_WWTW_T1_WATERY_LA_T2_EX_DELTA_METALS_T1 | 8641365000 | SP Energy Networks open data (API key): NDP SPM primary-group polygons + Capacity Heatmaps Information Model SPM + LTDS appendices 3/6 + NSHR
3519 | 25 | HORN HOUSE LANE | LIVERPOOL | L33 7YQ | Knowsley | SIG TRADING LTD | Factory And Premises | industrial | 1 | 8108.9 | 87283 | GIA | 395000 | Kelco T1 / News International T1 / News International T2 / Palco T1 / Southdene T1 | inside-area | 0.78 | GILLMOSS GT1 / KIRKBY GT2 / SIMONSWOOD GT1 | KIRKBY | SPM |  | unknown-primary | [5 empty] | 0 | 0 | 0 | 0 |  | GILLMOSS GT1 / KIRKBY GT2 / SIMONSWOOD GT1 |  |  | 0 |  |  | 0 | 0 | 0 | [8 empty] | 12.89 | 487 | 67 | 4608909 | [9 empty] | Kirkby (_D) | KIRKBY | 4 | 514 | 514 | 400 | 0 | 0 | 2027-08 | [12 empty] | 53.4697 | -2.8545 | SPM-KELCO_T1_NEWS_INTERNATIONAL_T1_NEWS_INTERNATIONAL_T2_PALCO_T | 4960597000 | SP Energy Networks open data (API key): NDP SPM primary-group polygons + Capacity Heatmaps Information Model SPM + LTDS appendices 3/6 + NSHR
3520 | 25 | THE FORT, ROWLANDSWAY | MANCHESTER | M22 5RS | Manchester |  | Store And Premises | industrial | 1 | 8056.12 | 86715 | GIA | 191000 | Ringway T1 | nearest-substation | 3.87 | ELWORTH GT1 / ELWORTH GT2 / KNUTSFORD GT1 / KNUTSFORD GT2 | CARRINGTON - FIDDLERS FERRY | SPM |  | unknown-primary | [5 empty] | 0 | 0 | 0 | 0 |  | ELWORTH GT1 / ELWORTH GT2 / KNUTSFORD GT1 / KNUTSFORD GT2 |  |  | 0 |  |  | 0 | 0 | 0 | [8 empty] | 12.8 | 201 | 120 | 5374874 | [9 empty] | Fiddlers Ferry | CARRINGTON | 5 | 2186.9 | 2186.9 | 0 | 0 | 930 | 2026-05 | [12 empty] | 53.3809 | -2.259 | SPM-RINGWAY_T1 | 3785498000 | SP Energy Networks open data (API key): NDP SPM primary-group polygons + Capacity Heatmaps Information Model SPM + LTDS appendices 3/6 + NSHR
3521 | 25 | NAGEL LANGDONS LTD, OWEN ROAD, KNOWSLEY INDUSTRIAL PARK | LIVERPOOL | L33 7YP | Knowsley |  | Warehouse And Premises | industrial | 1 | 7963.6 | 85719 | GIA | 575000 | Kelco T1 / News International T1 / News International T2 / Palco T1 / Southdene T1 | inside-area | 0.97 | GILLMOSS GT1 / KIRKBY GT2 / SIMONSWOOD GT1 | KIRKBY | SPM |  | unknown-primary | [5 empty] | 0 | 0 | 0 | 0 |  | GILLMOSS GT1 / KIRKBY GT2 / SIMONSWOOD GT1 |  |  | 0 |  |  | 0 | 0 | 0 | [8 empty] | 12.65 | 199 | 67 | 4610473 | [9 empty] | Kirkby (_D) | KIRKBY | 4 | 514 | 514 | 400 | 0 | 0 | 2027-08 | [12 empty] | 53.4695 | -2.8577 | SPM-KELCO_T1_NEWS_INTERNATIONAL_T1_NEWS_INTERNATIONAL_T2_PALCO_T | 12386940000 | SP Energy Networks open data (API key): NDP SPM primary-group polygons + Capacity Heatmaps Information Model SPM + LTDS appendices 3/6 + NSHR
3522 | 25 | SMITH & BATESON LTD, KITLING ROAD | PRESCOT | L34 9HN | Knowsley | SMITH & BATESON LTD | Warehouse And Premises | industrial | 1 | 7886 | 84884 | GIA | 505000 | Kelco T1 / News International T1 / News International T2 / Palco T1 / Southdene T1 | inside-area | 0.73 | GILLMOSS GT1 / KIRKBY GT2 / SIMONSWOOD GT1 | KIRKBY | SPM |  | unknown-primary | [5 empty] | 0 | 0 | 0 | 0 |  | GILLMOSS GT1 / KIRKBY GT2 / SIMONSWOOD GT1 |  |  | 0 |  |  | 0 | 0 | 0 | [8 empty] | 12.53 | 197 | 67 | 4611308 | [9 empty] | Kirkby (_D) | KIRKBY | 4 | 514 | 514 | 400 | 0 | 0 | 2027-08 | [12 empty] | 53.4628 | -2.8529 | SPM-KELCO_T1_NEWS_INTERNATIONAL_T1_NEWS_INTERNATIONAL_T2_PALCO_T | 1976746000 | SP Energy Networks open data (API key): NDP SPM primary-group polygons + Capacity Heatmaps Information Model SPM + LTDS appendices 3/6 + NSHR
3523 | 25 | UNITS 3-5, NEXUS, RANDLES ROAD | PRESCOT | L34 9HX | Knowsley |  | Warehouse And Premises; Workshop And Premises | industrial | 4 | 7728.77 | 83192 | GIA | 367000 | Kelco T1 / News International T1 / News International T2 / Palco T1 / Southdene T1 | inside-area | 1.95 | GILLMOSS GT1 / KIRKBY GT2 / SIMONSWOOD GT1 | KIRKBY | SPM |  | unknown-primary | [5 empty] | 0 | 0 | 0 | 0 |  | GILLMOSS GT1 / KIRKBY GT2 / SIMONSWOOD GT1 |  |  | 0 |  |  | 0 | 0 | 0 | [8 empty] | 12.28 | 348 | 67 | 4613000 | [9 empty] | Kirkby (_D) | KIRKBY | 4 | 514 | 514 | 400 | 0 | 0 | 2027-08 | 40074505 | B1 Offices and Workshop businesses | 3539 | C | Natural Gas | 5 |  | Heating and Natural Ventilation | 2022-01-06 |  | 0.75 | FALSE | 53.4593 | -2.8707 | SPM-KELCO_T1_NEWS_INTERNATIONAL_T1_NEWS_INTERNATIONAL_T2_PALCO_T | 11141627000;6179729000;14783792000;12352212000 | SP Energy Networks open data (API key): NDP SPM primary-group polygons + Capacity Heatmaps Information Model SPM + LTDS appendices 3/6 + NSHR
3524 | 25 | UNITS 1, ALCHEMY BUSINESS PARK | KNOWSLEY | L33 7AQ | Knowsley |  | Warehouse And Premises | industrial | 2 | 7720.92 | 83107 | GIA | 518000 | Kelco T1 / News International T1 / News International T2 / Palco T1 / Southdene T1 | inside-area | 1.47 | GILLMOSS GT1 / KIRKBY GT2 / SIMONSWOOD GT1 | KIRKBY | SPM |  | unknown-primary | [5 empty] | 0 | 0 | 0 | 0 |  | GILLMOSS GT1 / KIRKBY GT2 / SIMONSWOOD GT1 |  |  | 0 |  |  | 0 | 0 | 0 | [8 empty] | 12.27 | 193 | 67 | 4613085 | [9 empty] | Kirkby (_D) | KIRKBY | 4 | 514 | 514 | 400 | 0 | 0 | 2027-08 | [12 empty] | 53.4657 | -2.8661 | SPM-KELCO_T1_NEWS_INTERNATIONAL_T1_NEWS_INTERNATIONAL_T2_PALCO_T | 13699000000;13699011000 | SP Energy Networks open data (API key): NDP SPM primary-group polygons + Capacity Heatmaps Information Model SPM + LTDS appendices 3/6 + NSHR
3525 | 25 | UNIT H3, DEACON PARK, MOORGATE ROAD | LIVERPOOL | L33 7HX | Knowsley |  | Storage Depot And Premises | industrial | 1 | 7654.3 | 82390 | GIA | 362500 |  | no-geocode | [33 empty] | 12.16 | 191 | [35 empty] | 5504309000
3526 | 25 | OAK TYRES UK LTD, POINT 23, HALLWOOD AVENUE | ST HELENS | WA11 9UL | St Helens |  | Warehouse And Premises | industrial | 1 | 7616.93 | 81988 | GIA | 465000 | Almatex T1 / St Helens Wwtw T1 / Watery La T2 / Ex Delta Metals T1 | nearest-substation | 3.89 | BOLD G2B / RAVENHEAD G1A2 / ST HELENS GT2A | RAINHILL | SPM |  | unknown-primary | [5 empty] | 0 | 0 | 0 | 0 |  | BOLD G2B / RAVENHEAD G1A2 / ST HELENS GT2A |  |  | 0 |  |  | 0 | 0 | 0 | [8 empty] | 12.1 | 190 | 70 | 5754720 | [9 empty] | Rainhill | RAINHILL | 1 | 85.5 | 85.5 | 0 | 0 | 57 | 2026-09 | 39079138 | B8 Storage or Distribution | 7641 | C | Natural Gas | 3 | 2 | Heating and Natural Ventilation | 2016-09-20 |  | 0.5 | FALSE | 53.4769 | -2.6578 | SPM-ALMATEX_T1_ST_HELENS_WWTW_T1_WATERY_LA_T2_EX_DELTA_METALS_T1 | 14378161000 | SP Energy Networks open data (API key): NDP SPM primary-group polygons + Capacity Heatmaps Information Model SPM + LTDS appendices 3/6 + NSHR
3527 | 25 | CHUMS LTD, UNITY GROVE, KNOWSLEY INDUSTRIAL PARK SOUTH | PRESCOT | L34 9AR | Knowsley |  | Warehouse And Premises | industrial | 1 | 7447.31 | 80162 | GIA | 295000 | Kelco T1 / News International T1 / News International T2 / Palco T1 / Southdene T1 | inside-area | 1.66 | GILLMOSS GT1 / KIRKBY GT2 / SIMONSWOOD GT1 | KIRKBY | SPM |  | unknown-primary | [5 empty] | 0 | 0 | 0 | 0 |  | GILLMOSS GT1 / KIRKBY GT2 / SIMONSWOOD GT1 |  |  | 0 |  |  | 0 | 0 | 0 | [8 empty] | 11.83 | 186 | 67 | 4616030 | [9 empty] | Kirkby (_D) | KIRKBY | 4 | 514 | 514 | 400 | 0 | 0 | 2027-08 | 40066616 | Storage or Distribution | 8661 | C | Natural Gas | 3 |  | Heating and Natural Ventilation | 2023-04-05 |  | 1 | FALSE | 53.4615 | -2.8675 | SPM-KELCO_T1_NEWS_INTERNATIONAL_T1_NEWS_INTERNATIONAL_T2_PALCO_T | 1112502000 | SP Energy Networks open data (API key): NDP SPM primary-group polygons + Capacity Heatmaps Information Model SPM + LTDS appendices 3/6 + NSHR
3528 | 25 | BLUE STAR, NASMYTH ROAD | DAVENTRY | NN11 5WF | Daventry |  | Warehouse And Premises | industrial | 1 | 7342.4 | 79033 | GIA | 515000 |  | no-geocode | [33 empty] | 11.67 | 184 | [35 empty] | 1519544000
3529 | 25 | UNIT 5, EARLSFIELD PARK, ARLEY DRIVE | KNOWSLEY | L34 4BF | Knowsley |  | Warehouse And Premises | industrial | 1 | 7250.7 | 78046 | GIA | 465000 | Bedburn Dv T1 / Bluebell La T1 / Brookbridge T1 / Eccleston T1 | inside-area | 0.69 | GATEACRE GT1 / HUYTON GT1 / KIRKBY GT3 / PRESCOT GT1A | RAINHILL | SPM |  | unknown-primary | [5 empty] | 0 | 0 | 0 | 0 |  | GATEACRE GT1 / HUYTON GT1 / KIRKBY GT3 / PRESCOT GT1A |  |  | 0 |  |  | 0 | 0 | 0 | [8 empty] | 11.52 | 181 | 7 | 493596 | [9 empty] | Kirkby (_D) | RAINHILL | 1 | 85.5 | 85.5 | 0 | 0 | 57 | 2026-09 | 40090520 | B8 Storage or Distribution | 6881 | A | Grid Supplied Electricity | 5 | 2 | Air Conditioning | 2024-12-09 |  | 1 | FALSE | 53.4294 | -2.8308 | SPM-BEDBURN_DV_T1_BLUEBELL_LA_T1_BROOKBRIDGE_T1_ECCLESTON_T1 | 15067331000 | SP Energy Networks open data (API key): NDP SPM primary-group polygons + Capacity Heatmaps Information Model SPM + LTDS appendices 3/6 + NSHR
3530 | 25 | UNIT 6, APEX INDUSTRIAL ESTATE, KILBUCK LANE | ST HELENS | WA11 9SZ | St Helens |  | Warehouse And Premises; Workshop And Premises | industrial | 3 | 7072.46 | 76127 | GIA | 376500 | Almatex T1 / St Helens Wwtw T1 / Watery La T2 / Ex Delta Metals T1 | nearest-substation | 3.88 | BOLD G2B / RAVENHEAD G1A2 / ST HELENS GT2A | RAINHILL | SPM |  | unknown-primary | [5 empty] | 0 | 0 | 0 | 0 |  | BOLD G2B / RAVENHEAD G1A2 / ST HELENS GT2A |  |  | 0 |  |  | 0 | 0 | 0 | [8 empty] | 11.24 | 318 | 70 | 5760581 | [9 empty] | Rainhill | RAINHILL | 1 | 85.5 | 85.5 | 0 | 0 | 57 | 2026-09 | [12 empty] | 53.4751 | -2.6537 | SPM-ALMATEX_T1_ST_HELENS_WWTW_T1_WATERY_LA_T2_EX_DELTA_METALS_T1 | 14381732000;14389262000;14389226000 | SP Energy Networks open data (API key): NDP SPM primary-group polygons + Capacity Heatmaps Information Model SPM + LTDS appendices 3/6 + NSHR
3531 | 25 | BLENDS HOUSE, OVERBROOK LANE, KNOWSLEY INDUSTRIAL PARK SOUTH | PRESCOT | L34 9FB | Knowsley |  | Warehouse And Premises | industrial | 1 | 6985.96 | 75196 | GIA | 307500 | Kelco T1 / News International T1 / News International T2 / Palco T1 / Southdene T1 | inside-area | 1.07 | GILLMOSS GT1 / KIRKBY GT2 / SIMONSWOOD GT1 | KIRKBY | SPM |  | unknown-primary | [5 empty] | 0 | 0 | 0 | 0 |  | GILLMOSS GT1 / KIRKBY GT2 / SIMONSWOOD GT1 |  |  | 0 |  |  | 0 | 0 | 0 | [8 empty] | 11.1 | 175 | 67 | 4620996 | [9 empty] | Kirkby (_D) | KIRKBY | 4 | 514 | 514 | 400 | 0 | 0 | 2027-08 | 40090512 | B8 Storage or Distribution | 3122 | B | Natural Gas | 3 | 2 | Heating and Natural Ventilation | 2021-08-17 |  | 1 | FALSE | 53.4603 | -2.8562 | SPM-KELCO_T1_NEWS_INTERNATIONAL_T1_NEWS_INTERNATIONAL_T2_PALCO_T | 10629794000 | SP Energy Networks open data (API key): NDP SPM primary-group polygons + Capacity Heatmaps Information Model SPM + LTDS appendices 3/6 + NSHR
3532 | 25 | UNIT S3 SATURN PARK, SCHOOL LANE | PRESCOT | L34 9GJ | Knowsley |  | Warehouse And Premises | industrial | 1 | 6942.27 | 74726 | GIA | 462500 | Kelco T1 / News International T1 / News International T2 / Palco T1 / Southdene T1 | inside-area | 1.85 | GILLMOSS GT1 / KIRKBY GT2 / SIMONSWOOD GT1 | KIRKBY | SPM |  | unknown-primary | [5 empty] | 0 | 0 | 0 | 0 |  | GILLMOSS GT1 / KIRKBY GT2 / SIMONSWOOD GT1 |  |  | 0 |  |  | 0 | 0 | 0 | [8 empty] | 11.03 | 174 | 67 | 4621466 | [9 empty] | Kirkby (_D) | KIRKBY | 4 | 514 | 514 | 400 | 0 | 0 | 2027-08 | [12 empty] | 53.4635 | -2.8714 | SPM-KELCO_T1_NEWS_INTERNATIONAL_T1_NEWS_INTERNATIONAL_T2_PALCO_T | 10638775000 | SP Energy Networks open data (API key): NDP SPM primary-group polygons + Capacity Heatmaps Information Model SPM + LTDS appendices 3/6 + NSHR
3533 | 25 | DSV ROAD LTD, GREEBA ROAD | MANCHESTER | M23 9ET | Manchester |  | Warehouse And Premises | industrial | 1 | 6921.59 | 74503 | GIA | 570000 | Ringway T1 | nearest-substation | 4.31 | ELWORTH GT1 / ELWORTH GT2 / KNUTSFORD GT1 / KNUTSFORD GT2 | CARRINGTON - FIDDLERS FERRY | SPM |  | unknown-primary | [5 empty] | 0 | 0 | 0 | 0 |  | ELWORTH GT1 / ELWORTH GT2 / KNUTSFORD GT1 / KNUTSFORD GT2 |  |  | 0 |  |  | 0 | 0 | 0 | [8 empty] | 11 | 173 | 120 | 5387086 | [9 empty] | Fiddlers Ferry | CARRINGTON | 5 | 2186.9 | 2186.9 | 0 | 0 | 930 | 2026-05 | 10090667284 | B8 Storage or Distribution | 6530 | B | Grid Supplied Electricity | 4 | 2 | Air Conditioning | 2020-12-17 |  | 1 | FALSE | 53.3982 | -2.2998 | SPM-RINGWAY_T1 | 6997073000 | SP Energy Networks open data (API key): NDP SPM primary-group polygons + Capacity Heatmaps Information Model SPM + LTDS appendices 3/6 + NSHR
3534 | 25 | KENT COUNTY COUNCIL STORAGE & LAND, ASH ROAD | SANDWICH | CT13 9XX | Dover |  | Storage Depot And Premises | industrial | 1 | 6768.5 | 72855 | OTH | 117000 |  | no-geocode | [33 empty] | 10.76 | 169 | [35 empty] | 6357545000
3535 | 25 | WENNINGTON ROAD | SOUTHPORT | PR9 7TN | Sefton | CITY FACILITIES MANAGEMENT LTD | Factory And Premises | industrial | 1 | 6719.95 | 72333 | GIA | 257500 | Ivy St (Southport) T1 / Kensington Rd T1 / Market St T1 / Southport T1 | inside-area | 1.32 | FORMBY GT2B / SOUTHPORT GT1 / SOUTHPORT GT2 | KIRKBY | SPM |  | unknown-primary | [5 empty] | 0 | 0 | 0 | 0 |  | FORMBY GT2B / SOUTHPORT GT1 / SOUTHPORT GT2 |  |  | 0 |  |  | 0 | 0 | 0 | [8 empty] | 10.68 | 403 | 28 | 1083554 | [9 empty] | Lister Drive | KIRKBY | 4 | 514 | 514 | 400 | 0 | 0 | 2027-08 | 41209739 | B2 to B7 General Industrial and Special Industrial Groups | 7145 | C | Natural Gas | 3 |  | Heating and Natural Ventilation | 2020-06-05 |  | 1 | FALSE | 53.6429 | -2.9698 | SPM-IVY_ST_SOUTHPORT_T1_KENSINGTON_RD_T1_MARKET_ST_T1_SOUTHPORT_ | 3963243000 | SP Energy Networks open data (API key): NDP SPM primary-group polygons + Capacity Heatmaps Information Model SPM + LTDS appendices 3/6 + NSHR
3536 | 25 | UNITS 2-4, CALDEY ROAD | MANCHESTER | M23 9FZ | Manchester |  | Warehouse And Premises | industrial | 2 | 6659.86 | 71686 | GIA | 458500 | Ringway T1 | nearest-substation | 3.47 | ELWORTH GT1 / ELWORTH GT2 / KNUTSFORD GT1 / KNUTSFORD GT2 | CARRINGTON - FIDDLERS FERRY | SPM |  | unknown-primary | [5 empty] | 0 | 0 | 0 | 0 |  | ELWORTH GT1 / ELWORTH GT2 / KNUTSFORD GT1 / KNUTSFORD GT2 |  |  | 0 |  |  | 0 | 0 | 0 | [8 empty] | 10.58 | 166 | 120 | 5389903 | [9 empty] | Fiddlers Ferry | CARRINGTON | 5 | 2186.9 | 2186.9 | 0 | 0 | 930 | 2026-05 | [12 empty] | 53.3906 | -2.2994 | SPM-RINGWAY_T1 | 8146843000;4679478000 | SP Energy Networks open data (API key): NDP SPM primary-group polygons + Capacity Heatmaps Information Model SPM + LTDS appendices 3/6 + NSHR
3537 | 25 | SURESTORE 292, SCARISBRICK NEW ROAD | SOUTHPORT | PR8 5HW | Sefton |  | Warehouse And Premises | industrial | 1 | 6624.12 | 71301 | GIA | 192000 | Ivy St (Southport) T1 / Kensington Rd T1 / Market St T1 / Southport T1 | inside-area | 1.37 | FORMBY GT2B / SOUTHPORT GT1 / SOUTHPORT GT2 | KIRKBY | SPM |  | unknown-primary | [5 empty] | 0 | 0 | 0 | 0 |  | FORMBY GT2B / SOUTHPORT GT1 / SOUTHPORT GT2 |  |  | 0 |  |  | 0 | 0 | 0 | [8 empty] | 10.53 | 166 | 28 | 1084586 | [9 empty] | Lister Drive | KIRKBY | 4 | 514 | 514 | 400 | 0 | 0 | 2027-08 | 41240084 | Storage or Distribution | 6792 | A | Grid Supplied Electricity | 5 |  | Heating and Natural Ventilation | 2024-06-18 |  | 0.75 | FALSE | 53.6317 | -2.9689 | SPM-IVY_ST_SOUTHPORT_T1_KENSINGTON_RD_T1_MARKET_ST_T1_SOUTHPORT_ | 14575754000 | SP Energy Networks open data (API key): NDP SPM primary-group polygons + Capacity Heatmaps Information Model SPM + LTDS appendices 3/6 + NSHR
3538 | 25 | UNIT A3/A4 SOUTHMOOR INDUSTRIAL ESTATE, SOUTHMOOR ROAD | MANCHESTER | M23 9XD | Manchester |  | Workshop And Premises | industrial | 1 | 6599.56 | 71037 | GIA | 312500 | Ringway T1 | nearest-substation | 4.19 | ELWORTH GT1 / ELWORTH GT2 / KNUTSFORD GT1 / KNUTSFORD GT2 | CARRINGTON - FIDDLERS FERRY | SPM |  | unknown-primary | [5 empty] | 0 | 0 | 0 | 0 |  | ELWORTH GT1 / ELWORTH GT2 / KNUTSFORD GT1 / KNUTSFORD GT2 |  |  | 0 |  |  | 0 | 0 | 0 | [8 empty] | 10.49 | 297 | 120 | 5390552 | [9 empty] | Fiddlers Ferry | CARRINGTON | 5 | 2186.9 | 2186.9 | 0 | 0 | 930 | 2026-05 | 10023058839 | Offices and Workshop Businesses | 4315 | A | Grid Supplied Electricity | 4 |  | Air Conditioning | 2023-01-05 |  | 1 | FALSE | 53.3966 | -2.294 | SPM-RINGWAY_T1 | 14574650000 | SP Energy Networks open data (API key): NDP SPM primary-group polygons + Capacity Heatmaps Information Model SPM + LTDS appendices 3/6 + NSHR
3539 | 25 | TATA STEEL UK LTD BILLET FINISHING EAST BANK, FOX VALLEY WAY | SHEFFIELD | S36 4JA | Sheffield |  | Factory And Premises | industrial | 1 | 6349.4 | 68344 | GIA | 216000 |  | no-geocode | [33 empty] | 10.09 | 381 | [35 empty] | 10809418000
3540 | 25 | SPEKE HALL ROAD | LIVERPOOL | L24 9ZA | Liverpool | JOHN LEWIS PARTNERSHIP | Warehouse And Premises | industrial | 1 | 6341.78 | 68262 | GIA | 137000 |  | no-geocode | [33 empty] | 10.08 | 159 | [35 empty] | 3558812000
3541 | 25 | AAH PHARMACEUTICALS LTD, STONEFIELD WAY | RUISLIP | HA4 0ZZ | Hillingdon |  | Warehouse And Premises | industrial | 1 | 6284.55 | 67646 | GIA | 745000 |  | no-geocode | [33 empty] | 9.99 | 157 | [35 empty] | 583396065
3542 | 25 | SHED AT LEWIS' QUAY WEST FLOAT, DOCK ROAD | BIRKENHEAD | CH41 1JD | Wirral |  | Warehouse And Premises | industrial | 1 | 6234.4 | 67106 | GIA | 255000 |  | no-geocode | [33 empty] | 9.91 | 156 | [35 empty] | 8456036000
3543 | 25 | THE STUDIOS UNIT 11B, DALLIMORE ROAD | MANCHESTER | M23 9NX | Manchester |  | Warehouse And Premises | industrial | 1 | 6196.5 | 66699 | GIA | 312500 | Ringway T1 | nearest-substation | 3.81 | ELWORTH GT1 / ELWORTH GT2 / KNUTSFORD GT1 / KNUTSFORD GT2 | CARRINGTON - FIDDLERS FERRY | SPM |  | unknown-primary | [5 empty] | 0 | 0 | 0 | 0 |  | ELWORTH GT1 / ELWORTH GT2 / KNUTSFORD GT1 / KNUTSFORD GT2 |  |  | 0 |  |  | 0 | 0 | 0 | [8 empty] | 9.85 | 155 | 120 | 5394890 | [9 empty] | Fiddlers Ferry | CARRINGTON | 5 | 2186.9 | 2186.9 | 0 | 0 | 930 | 2026-05 | 10090667369 | Storage or Distribution | 6176 | D | Natural Gas | 3 | 2 | Heating and Natural Ventilation | 2023-11-21 |  | 0.67 | FALSE | 53.3932 | -2.2945 | SPM-RINGWAY_T1 | 10414277000 | SP Energy Networks open data (API key): NDP SPM primary-group polygons + Capacity Heatmaps Information Model SPM + LTDS appendices 3/6 + NSHR
3544 | 25 | PART OF TOTAL COMPLEX, OVERBROOK COURT, OVERBROOK LANE | PRESCOT | L34 9FB | Knowsley |  | Warehouse Factory And Premises | industrial | 1 | 6137.9 | 66068 | GIA | 367500 | Kelco T1 / News International T1 / News International T2 / Palco T1 / Southdene T1 | inside-area | 1.07 | GILLMOSS GT1 / KIRKBY GT2 / SIMONSWOOD GT1 | KIRKBY | SPM |  | unknown-primary | [5 empty] | 0 | 0 | 0 | 0 |  | GILLMOSS GT1 / KIRKBY GT2 / SIMONSWOOD GT1 |  |  | 0 |  |  | 0 | 0 | 0 | [8 empty] | 9.75 | 368 | 67 | 4630124 | [9 empty] | Kirkby (_D) | KIRKBY | 4 | 514 | 514 | 400 | 0 | 0 | 2027-08 | 40077801 | B1 Offices and Workshop businesses | 6479 | C | Natural Gas | 3 | 1 | Heating and Natural Ventilation | 2012-09-18 |  | 0.75 | FALSE | 53.4603 | -2.8562 | SPM-KELCO_T1_NEWS_INTERNATIONAL_T1_NEWS_INTERNATIONAL_T2_PALCO_T | 13429836000 | SP Energy Networks open data (API key): NDP SPM primary-group polygons + Capacity Heatmaps Information Model SPM + LTDS appendices 3/6 + NSHR
3545 | 25 | ALFRED H KNIGHT LABORATORY, KINGS BUSINESS PARK, KINGS DRIVE | LIVERPOOL | L34 1PJ | Knowsley |  | Industrial Laboratory & Premises | industrial | 1 | 5987.96 | 64454 | GIA | 450000 | Bedburn Dv T1 / Bluebell La T1 / Brookbridge T1 / Eccleston T1 | inside-area | 0.73 | GATEACRE GT1 / HUYTON GT1 / KIRKBY GT3 / PRESCOT GT1A | RAINHILL | SPM |  | unknown-primary | [5 empty] | 0 | 0 | 0 | 0 |  | GATEACRE GT1 / HUYTON GT1 / KIRKBY GT3 / PRESCOT GT1A |  |  | 0 |  |  | 0 | 0 | 0 | [8 empty] | 9.52 | 599 | 7 | 507188 | [9 empty] | Kirkby (_D) | RAINHILL | 1 | 85.5 | 85.5 | 0 | 0 | 57 | 2026-09 | [12 empty] | 53.4241 | -2.8264 | SPM-BEDBURN_DV_T1_BLUEBELL_LA_T1_BROOKBRIDGE_T1_ECCLESTON_T1 | 11409066000 | SP Energy Networks open data (API key): NDP SPM primary-group polygons + Capacity Heatmaps Information Model SPM + LTDS appendices 3/6 + NSHR
3546 | 25 | J C MORGAN & SONS LTD, GASKELL STREET | ST HELENS | WA9 1PX | St Helens |  | Storage Land, Workshop And Premises | industrial | 1 | 5955.3 | 64102 | OTH | 46500 | Almatex T1 / St Helens Wwtw T1 / Watery La T2 / Ex Delta Metals T1 | inside-area | 1.72 | BOLD G2B / RAVENHEAD G1A2 / ST HELENS GT2A | RAINHILL | SPM |  | unknown-primary | [5 empty] | 0 | 0 | 0 | 0 |  | BOLD G2B / RAVENHEAD G1A2 / ST HELENS GT2A |  |  | 0 |  |  | 0 | 0 | 0 | [8 empty] | 9.46 | 268 | 70 | 5772606 | [9 empty] | Rainhill | RAINHILL | 1 | 85.5 | 85.5 | 0 | 0 | 57 | 2026-09 | [12 empty] | 53.4449 | -2.7148 | SPM-ALMATEX_T1_ST_HELENS_WWTW_T1_WATERY_LA_T2_EX_DELTA_METALS_T1 | 2779504000 | SP Energy Networks open data (API key): NDP SPM primary-group polygons + Capacity Heatmaps Information Model SPM + LTDS appendices 3/6 + NSHR
3547 | 25 | BOOKER CASH & CARRY LTD, YEW TREE TRADING ESTATE, KILBUCK LANE | ST HELENS | WA11 9UX | St Helens |  | Warehouse And Premises | industrial | 1 | 5952.6 | 64073 | GIA | 415000 | Almatex T1 / St Helens Wwtw T1 / Watery La T2 / Ex Delta Metals T1 | nearest-substation | 4.09 | BOLD G2B / RAVENHEAD G1A2 / ST HELENS GT2A | RAINHILL | SPM |  | unknown-primary | [5 empty] | 0 | 0 | 0 | 0 |  | BOLD G2B / RAVENHEAD G1A2 / ST HELENS GT2A |  |  | 0 |  |  | 0 | 0 | 0 | [8 empty] | 9.46 | 149 | 70 | 5772635 | [9 empty] | Rainhill | RAINHILL | 1 | 85.5 | 85.5 | 0 | 0 | 57 | 2026-09 | 39200213 | B8 Storage or Distribution | 5559 | B | Natural Gas | 3 |  | Heating and Natural Ventilation | 2018-11-30 |  | 1 | FALSE | 53.4748 | -2.6481 | SPM-ALMATEX_T1_ST_HELENS_WWTW_T1_WATERY_LA_T2_EX_DELTA_METALS_T1 | 7751348000 | SP Energy Networks open data (API key): NDP SPM primary-group polygons + Capacity Heatmaps Information Model SPM + LTDS appendices 3/6 + NSHR
3548 | 25 | A SHED, ATLANTIC WAY, DOCKS | BARRY | CF63 5QS | Vale Of Glamorgan | SCOTT GROUP | Warehouse And Premises | industrial | 1 | 5930.98 | 63840 | GIA | 145000 |  | no-geocode | [33 empty] | 9.42 | 148 | [35 empty] | 11449320000
3549 | 25 | SHOWERS MILL, FRIZINGHALL ROAD | BRADFORD | BD9 4LX | Bradford |  | Warehouse And Premises | industrial | 1 | 5916.8 | 63688 | GIA | 94000 |  | no-geocode | [33 empty] | 9.4 | 148 | [35 empty] | 9535908000
3550 | 25 | UNIT 1, BLENHEIM PARK ROAD | NOTTINGHAM | NG6 9YP | Ashfield |  | Warehouse And Premises | industrial | 1 | 5853.91 | 63011 | GIA | 412500 |  | no-geocode | [33 empty] | 9.3 | 146 | [35 empty] | 11896717000
3551 | 25 | HAYDOCK 60 UNIT 33, ANDOVER ROAD | ST HELENS | WA11 9FU | St Helens |  | Warehouse And Premises | industrial | 1 | 5781.9 | 62236 | GIA | 462500 | Almatex T1 / St Helens Wwtw T1 / Watery La T2 / Ex Delta Metals T1 | nearest-substation | 3.82 | BOLD G2B / RAVENHEAD G1A2 / ST HELENS GT2A | RAINHILL | SPM |  | unknown-primary | [5 empty] | 0 | 0 | 0 | 0 |  | BOLD G2B / RAVENHEAD G1A2 / ST HELENS GT2A |  |  | 0 |  |  | 0 | 0 | 0 | [8 empty] | 9.19 | 145 | 70 | 5774472 | [9 empty] | Rainhill | RAINHILL | 1 | 85.5 | 85.5 | 0 | 0 | 57 | 2026-09 | 39100314 | B8 Storage or Distribution | 5808 | A | Natural Gas | 4 |  | Heating and Natural Ventilation | 2020-04-20 |  | 1 | FALSE | 53.4769 | -2.6598 | SPM-ALMATEX_T1_ST_HELENS_WWTW_T1_WATERY_LA_T2_EX_DELTA_METALS_T1 | 13313003000 | SP Energy Networks open data (API key): NDP SPM primary-group polygons + Capacity Heatmaps Information Model SPM + LTDS appendices 3/6 + NSHR
3552 | 25 | BPDM LTD - FORMER BP TRAVEL, ORBITAL PARK | ASHFORD | TN24 1EL | Ashford |  | Warehouse And Premises | industrial | 1 | 5726.7 | 61642 | GIA | 402500 |  | no-geocode | [33 empty] | 9.1 | 143 | [35 empty] | 10521611000
3553 | 25 | SHED C, VITTORIA COMPLEX, DUKE STREET | BIRKENHEAD | CH41 1DW | Wirral |  | Warehouse And Premises | industrial | 1 | 5722.5 | 61596 | GIA | 178000 |  | no-geocode | [33 empty] | 9.09 | 143 | [35 empty] | 6553852000
3554 | 25 | BUILDING 319, MANCHESTER AIRPORT | MANCHESTER | M90 1QX | Manchester |  | Warehouse, Offices And Premises | industrial | 1 | 5688.33 | 61229 | GIA | 455000 | Ringway T1 | inside-area | 2.29 | ELWORTH GT1 / ELWORTH GT2 / KNUTSFORD GT1 / KNUTSFORD GT2 | CARRINGTON - FIDDLERS FERRY | SPM |  | unknown-primary | [5 empty] | 0 | 0 | 0 | 0 |  | ELWORTH GT1 / ELWORTH GT2 / KNUTSFORD GT1 / KNUTSFORD GT2 |  |  | 0 |  |  | 0 | 0 | 0 | [8 empty] | 9.04 | 398 | 120 | 5400360 | [9 empty] | Fiddlers Ferry | CARRINGTON | 5 | 2186.9 | 2186.9 | 0 | 0 | 930 | 2026-05 | [12 empty] | 53.3619 | -2.2708 | SPM-RINGWAY_T1 | 4492108000 | SP Energy Networks open data (API key): NDP SPM primary-group polygons + Capacity Heatmaps Information Model SPM + LTDS appendices 3/6 + NSHR
3555 | 25 | UNIT 3, PLATINUM COURT, ALCHEMY WAY | LIVERPOOL | L33 7XN | Knowsley |  | Warehouse And Premises | industrial | 4 | 5601.21 | 60291 | GIA | 308750 | Kelco T1 / News International T1 / News International T2 / Palco T1 / Southdene T1 | inside-area | 1.28 | GILLMOSS GT1 / KIRKBY GT2 / SIMONSWOOD GT1 | KIRKBY | SPM |  | unknown-primary | [5 empty] | 0 | 0 | 0 | 0 |  | GILLMOSS GT1 / KIRKBY GT2 / SIMONSWOOD GT1 |  |  | 0 |  |  | 0 | 0 | 0 | [8 empty] | 8.9 | 140 | 67 | 4635901 | [9 empty] | Kirkby (_D) | KIRKBY | 4 | 514 | 514 | 400 | 0 | 0 | 2027-08 | 40073611 | B8 Storage or Distribution | 4478 | A | Natural Gas | 5 |  | Heating and Natural Ventilation | 2019-08-28 |  | 1 | FALSE | 53.4674 | -2.8632 | SPM-KELCO_T1_NEWS_INTERNATIONAL_T1_NEWS_INTERNATIONAL_T2_PALCO_T | 6338448000;6338452000;6338454000;9032772000 | SP Energy Networks open data (API key): NDP SPM primary-group polygons + Capacity Heatmaps Information Model SPM + LTDS appendices 3/6 + NSHR
3556 | 25 | 3, MARLBOROUGH WAY | ST HELENS | WA11 9FT | St Helens |  | Warehouse And Premises; Workshop And Premises | industrial | 3 | 5594.92 | 60223 | GIA | 442000 | Almatex T1 / St Helens Wwtw T1 / Watery La T2 / Ex Delta Metals T1 | nearest-substation | 3.54 | BOLD G2B / RAVENHEAD G1A2 / ST HELENS GT2A | RAINHILL | SPM |  | unknown-primary | [5 empty] | 0 | 0 | 0 | 0 |  | BOLD G2B / RAVENHEAD G1A2 / ST HELENS GT2A |  |  | 0 |  |  | 0 | 0 | 0 | [8 empty] | 8.89 | 252 | 70 | 5776485 | [9 empty] | Rainhill | RAINHILL | 1 | 85.5 | 85.5 | 0 | 0 | 57 | 2026-09 | 39080989 | Storage or Distribution | 1678 | D | Natural Gas | 3 |  | Heating and Natural Ventilation | 2023-10-23 |  | 1 | FALSE | 53.475 | -2.6629 | SPM-ALMATEX_T1_ST_HELENS_WWTW_T1_WATERY_LA_T2_EX_DELTA_METALS_T1 | 13418883000;13418863000;13418899000 | SP Energy Networks open data (API key): NDP SPM primary-group polygons + Capacity Heatmaps Information Model SPM + LTDS appendices 3/6 + NSHR
3557 | 25 | BRACES BAKERY, MANMOEL ROAD | BLACKWOOD | NP12 3EF | Caerphilly |  | Factory And Premises | industrial | 1 | 5507.66 | 59284 | GIA | 219000 |  | no-geocode | [33 empty] | 8.75 | 330 | [35 empty] | 9471967000
3558 | 25 | FLOAT GLASS INDUSTRIES LTD FLOAT GLASS HOUSE (VIMTO FACTORY), SIDCUP ROAD | MANCHESTER | M23 9QA | Manchester |  | Factory And Premises | industrial | 1 | 5495.25 | 59150 | GIA | 295000 | Ringway T1 | nearest-substation | 3.74 | ELWORTH GT1 / ELWORTH GT2 / KNUTSFORD GT1 / KNUTSFORD GT2 | CARRINGTON - FIDDLERS FERRY | SPM |  | unknown-primary | [5 empty] | 0 | 0 | 0 | 0 |  | ELWORTH GT1 / ELWORTH GT2 / KNUTSFORD GT1 / KNUTSFORD GT2 |  |  | 0 |  |  | 0 | 0 | 0 | [8 empty] | 8.73 | 330 | 120 | 5402439 | [9 empty] | Fiddlers Ferry | CARRINGTON | 5 | 2186.9 | 2186.9 | 0 | 0 | 930 | 2026-05 | 10023054049 | B2 to B7 General Industrial and Special Industrial Groups | 6432 | D | Natural Gas | 3 |  | Heating and Natural Ventilation | 2017-12-27 |  | 1 | FALSE | 53.3923 | -2.2919 | SPM-RINGWAY_T1 | 2260582000 | SP Energy Networks open data (API key): NDP SPM primary-group polygons + Capacity Heatmaps Information Model SPM + LTDS appendices 3/6 + NSHR
3559 | 25 | UNIT 3 HIGH CARR POINT, HIGH CARR BUSINESS PARK, TALKE ROAD | NEWCASTLE | ST5 4XE | Newcastle Under Lyme |  | Warehouse And Premises; Workshop And Premises | industrial | 2 | 5469.67 | 58875 | GIA | 289000 |  | no-geocode | [33 empty] | 8.69 | 246 | [35 empty] | 2662690000;2662695000
3560 | 25 | EDF ENERGY, TIMPSON ROAD | MANCHESTER | M23 9LL | Manchester |  | Warehouse And Premises | industrial | 1 | 5461.12 | 58783 | GIA | 216000 | Ringway T1 | nearest-substation | 4.42 | ELWORTH GT1 / ELWORTH GT2 / KNUTSFORD GT1 / KNUTSFORD GT2 | CARRINGTON - FIDDLERS FERRY | SPM |  | unknown-primary | [5 empty] | 0 | 0 | 0 | 0 |  | ELWORTH GT1 / ELWORTH GT2 / KNUTSFORD GT1 / KNUTSFORD GT2 |  |  | 0 |  |  | 0 | 0 | 0 | [8 empty] | 8.68 | 137 | 120 | 5402806 | [9 empty] | Fiddlers Ferry | CARRINGTON | 5 | 2186.9 | 2186.9 | 0 | 0 | 930 | 2026-05 | 10012205617 | A1/A2 Retail and Financial/Professional services | 3470 | B | Natural Gas | 3 | 1 | Heating and Natural Ventilation | 2018-05-30 |  | 0.5 | FALSE | 53.3992 | -2.2988 | SPM-RINGWAY_T1 | 9344348000 | SP Energy Networks open data (API key): NDP SPM primary-group polygons + Capacity Heatmaps Information Model SPM + LTDS appendices 3/6 + NSHR
3561 | 25 | UNITS 1 & 2, FOUNDRY PARK, CHESHAM STREET | KEIGHLEY | BD21 4FG | Bradford |  | Factory And Premises | industrial | 1 | 5419 | 58330 | GIA | 272500 |  | no-geocode | [33 empty] | 8.61 | 325 | [35 empty] | 14056656000
3562 | 25 | UNITS 1A/1B/1C, CAUSEWAY PARK, CENTRAL AVENUE | WARRINGTON | WA4 6QB | Warrington |  | Warehouse And Premises | industrial | 1 | 5377.72 | 57885 | GIA | 193000 | British Aluminium Latchford T1 / Greenhall Whitley T1 / Latchford T1 / Latchford T2 / Thames Board Mill T1 | inside-area | 0.86 | SANKEY BRIDGES GT3 / WARRINGTON GT5 | CARRINGTON - FIDDLERS FERRY | SPM |  | unknown-primary | [5 empty] | 0 | 0 | 0 | 0 |  | SANKEY BRIDGES GT3 / WARRINGTON GT5 |  |  | 0 |  |  | 0 | 0 | 0 | [8 empty] | 8.55 | 134 | 25 | 1014032 | [9 empty] | Fiddlers Ferry | CARRINGTON | 5 | 2186.9 | 2186.9 | 0 | 0 | 930 | 2026-05 | [12 empty] | 53.3804 | -2.5854 | SPM-BRITISH_ALUMINIUM_LATCHFORD_T1_GREENHALL_WHITLEY_T1_LATCHFOR | 14659118000 | SP Energy Networks open data (API key): NDP SPM primary-group polygons + Capacity Heatmaps Information Model SPM + LTDS appendices 3/6 + NSHR
3563 | 25 | 3, HORNHOUSE LANE | LIVERPOOL | L33 7YQ | Knowsley |  | Factory And Premises | industrial | 1 | 5333.1 | 57405 | GIA | 250000 | Kelco T1 / News International T1 / News International T2 / Palco T1 / Southdene T1 | inside-area | 0.78 | GILLMOSS GT1 / KIRKBY GT2 / SIMONSWOOD GT1 | KIRKBY | SPM |  | unknown-primary | [5 empty] | 0 | 0 | 0 | 0 |  | GILLMOSS GT1 / KIRKBY GT2 / SIMONSWOOD GT1 |  |  | 0 |  |  | 0 | 0 | 0 | [8 empty] | 8.47 | 320 | 67 | 4638787 | [9 empty] | Kirkby (_D) | KIRKBY | 4 | 514 | 514 | 400 | 0 | 0 | 2027-08 | 40021228 | B2 to B7 General Industrial and Special Industrial Groups | 5267 | E | Natural Gas | 3 | 1 | Heating and Natural Ventilation | 2013-02-11 |  | 0.5 | FALSE | 53.4697 | -2.8545 | SPM-KELCO_T1_NEWS_INTERNATIONAL_T1_NEWS_INTERNATIONAL_T2_PALCO_T | 10327930000 | SP Energy Networks open data (API key): NDP SPM primary-group polygons + Capacity Heatmaps Information Model SPM + LTDS appendices 3/6 + NSHR
3564 | 25 | UNIT 2-3, WITHINS ROAD, HAYDOCK INDUSTRIAL ESTATE | ST HELENS | WA11 9UD | St Helens |  | Warehouse And Premises | industrial | 3 | 5309.78 | 57154 | GIA | 403000 | Almatex T1 / St Helens Wwtw T1 / Watery La T2 / Ex Delta Metals T1 | nearest-substation | 3.65 | BOLD G2B / RAVENHEAD G1A2 / ST HELENS GT2A | RAINHILL | SPM |  | unknown-primary | [5 empty] | 0 | 0 | 0 | 0 |  | BOLD G2B / RAVENHEAD G1A2 / ST HELENS GT2A |  |  | 0 |  |  | 0 | 0 | 0 | [8 empty] | 8.44 | 133 | 70 | 5779554 | [9 empty] | Rainhill | RAINHILL | 1 | 85.5 | 85.5 | 0 | 0 | 57 | 2026-09 | 39064766 | Storage or Distribution | 1560 | B | Natural Gas | 3 | 1 | Heating and Natural Ventilation | 2026-05-11 |  | 1 | FALSE | 53.4737 | -2.6563 | SPM-ALMATEX_T1_ST_HELENS_WWTW_T1_WATERY_LA_T2_EX_DELTA_METALS_T1 | 588861137;11690648000;7065098000 | SP Energy Networks open data (API key): NDP SPM primary-group polygons + Capacity Heatmaps Information Model SPM + LTDS appendices 3/6 + NSHR
3565 | 25 | BRITISH AIRWAYS REGIONAL CARGO NO 300, BUILDING, MANCHESTER AIRPORT | MANCHESTER | M90 5BA | Manchester |  | Warehouse And Premises | industrial | 1 | 5293.18 | 56975 | GIA | 755000 | Ringway T1 | inside-area | 1.33 | ELWORTH GT1 / ELWORTH GT2 / KNUTSFORD GT1 / KNUTSFORD GT2 | CARRINGTON - FIDDLERS FERRY | SPM |  | unknown-primary | [5 empty] | 0 | 0 | 0 | 0 |  | ELWORTH GT1 / ELWORTH GT2 / KNUTSFORD GT1 / KNUTSFORD GT2 |  |  | 0 |  |  | 0 | 0 | 0 | [8 empty] | 8.41 | 132 | 120 | 5404614 | [9 empty] | Fiddlers Ferry | CARRINGTON | 5 | 2186.9 | 2186.9 | 0 | 0 | 930 | 2026-05 | [12 empty] | 53.362 | -2.2856 | SPM-RINGWAY_T1 | 4751003000 | SP Energy Networks open data (API key): NDP SPM primary-group polygons + Capacity Heatmaps Information Model SPM + LTDS appendices 3/6 + NSHR
3566 | 25 | SWISSPORT LTD UNIT 2 NO 300, BUILDING, MANCHESTER AIRPORT | MANCHESTER | M90 5SA | Manchester |  | Warehouse And Premises | industrial | 1 | 5252.3 | 56535 | GIA | 740000 | Ringway T1 | inside-area | 1.22 | ELWORTH GT1 / ELWORTH GT2 / KNUTSFORD GT1 / KNUTSFORD GT2 | CARRINGTON - FIDDLERS FERRY | SPM |  | unknown-primary | [5 empty] | 0 | 0 | 0 | 0 |  | ELWORTH GT1 / ELWORTH GT2 / KNUTSFORD GT1 / KNUTSFORD GT2 |  |  | 0 |  |  | 0 | 0 | 0 | [8 empty] | 8.35 | 131 | 120 | 5405054 | [9 empty] | Fiddlers Ferry | CARRINGTON | 5 | 2186.9 | 2186.9 | 0 | 0 | 930 | 2026-05 | [12 empty] | 53.3631 | -2.2878 | SPM-RINGWAY_T1 | 12498700000 | SP Energy Networks open data (API key): NDP SPM primary-group polygons + Capacity Heatmaps Information Model SPM + LTDS appendices 3/6 + NSHR
3567 | 25 | PERIMETER ROAD | LIVERPOOL | L33 3AN | Knowsley | PKM | Warehouse And Premises | industrial | 1 | 5246.8 | 56476 | GIA | 98000 | Kelco T1 / News International T1 / News International T2 / Palco T1 / Southdene T1 | inside-area | 0.59 | GILLMOSS GT1 / KIRKBY GT2 / SIMONSWOOD GT1 | KIRKBY | SPM |  | unknown-primary | [5 empty] | 0 | 0 | 0 | 0 |  | GILLMOSS GT1 / KIRKBY GT2 / SIMONSWOOD GT1 |  |  | 0 |  |  | 0 | 0 | 0 | [8 empty] | 8.34 | 131 | 67 | 4639716 | [9 empty] | Kirkby (_D) | KIRKBY | 4 | 514 | 514 | 400 | 0 | 0 | 2027-08 | [12 empty] | 53.4708 | -2.8492 | SPM-KELCO_T1_NEWS_INTERNATIONAL_T1_NEWS_INTERNATIONAL_T2_PALCO_T | 2897990000 | SP Energy Networks open data (API key): NDP SPM primary-group polygons + Capacity Heatmaps Information Model SPM + LTDS appendices 3/6 + NSHR
3568 | 25 | 1A-1B, DOVECOT HILL | BISHOP AUCKLAND | DL14 6FX | Durham County |  | Factory And Premises | industrial | 1 | 5098.92 | 54884 | GIA | 187000 |  | no-geocode | [33 empty] | 8.1 | 306 | [35 empty] | 736532104
3569 | 25 | HANGER 4, NEWTON 46 BUSINESS PARK | NOTTINGHAM | NG30 8HL | Rushcliffe |  | Warehouse And Premises | industrial | 1 | 5055.54 | 54417 | GIA | 187000 |  | no-geocode | [33 empty] | 8.03 | 126 | [35 empty] | 10400082000
3570 | 25 | TRILOGY FREIGHT, FLOATS ROAD | MANCHESTER | M23 9NJ | Manchester |  | Factory And Premises | industrial | 1 | 5053.52 | 54396 | GIA | 347500 | Ringway T1 | nearest-substation | 3.36 | ELWORTH GT1 / ELWORTH GT2 / KNUTSFORD GT1 / KNUTSFORD GT2 | CARRINGTON - FIDDLERS FERRY | SPM |  | unknown-primary | [5 empty] | 0 | 0 | 0 | 0 |  | ELWORTH GT1 / ELWORTH GT2 / KNUTSFORD GT1 / KNUTSFORD GT2 |  |  | 0 |  |  | 0 | 0 | 0 | [8 empty] | 8.03 | 303 | 120 | 5407193 | [9 empty] | Fiddlers Ferry | CARRINGTON | 5 | 2186.9 | 2186.9 | 0 | 0 | 930 | 2026-05 | 10090238155 | General Industrial and Special Industrial Groups | 5107 | C | Grid Supplied Electricity | 3 |  | Heating and Natural Ventilation | 2024-02-26 |  | 1 | FALSE | 53.3894 | -2.2967 | SPM-RINGWAY_T1 | 13093531000 | SP Energy Networks open data (API key): NDP SPM primary-group polygons + Capacity Heatmaps Information Model SPM + LTDS appendices 3/6 + NSHR
3571 | 25 | UNIT 1 CORONATION POINT, CORONATION STREET | STOCKPORT | SK5 7PY | Stockport |  | Warehouse And Premises | industrial | 2 | 5043.47 | 54287 | GIA | 237000 |  | no-geocode | [33 empty] | 8.01 | 126 | [35 empty] | 5834391000;5269049000
3572 | 25 | ARDALE HOUSE, HAYDOCK LANE, HAYDOCK INDUSTRIAL ESTATE | ST HELENS | WA11 9WE | St Helens | KAPAK | Workshop And Premises | industrial | 1 | 5033.5 | 54180 | GIA | 292500 | Almatex T1 / St Helens Wwtw T1 / Watery La T2 / Ex Delta Metals T1 | nearest-substation | 3.48 | BOLD G2B / RAVENHEAD G1A2 / ST HELENS GT2A | RAINHILL | SPM |  | unknown-primary | [5 empty] | 0 | 0 | 0 | 0 |  | BOLD G2B / RAVENHEAD G1A2 / ST HELENS GT2A |  |  | 0 |  |  | 0 | 0 | 0 | [8 empty] | 8 | 227 | 70 | 5782528 | [9 empty] | Rainhill | RAINHILL | 1 | 85.5 | 85.5 | 0 | 0 | 57 | 2026-09 | 39200175 | Storage or Distribution | 5386 | B | Grid Supplied Electricity | 3 | 1 | Heating and Natural Ventilation | 2024-09-10 |  | 1 | FALSE | 53.4754 | -2.6659 | SPM-ALMATEX_T1_ST_HELENS_WWTW_T1_WATERY_LA_T2_EX_DELTA_METALS_T1 | 2075501000 | SP Energy Networks open data (API key): NDP SPM primary-group polygons + Capacity Heatmaps Information Model SPM + LTDS appendices 3/6 + NSHR
3573 | 25 | HANGAR 1, NEWTON 46 BUSINESS PARK | NOTTINGHAM | NG30 8HL | Rushcliffe |  | Warehouse And Premises | industrial | 1 | 5027.2 | 54112 | GIA | 192000 |  | no-geocode | [33 empty] | 7.99 | 126 | [35 empty] | 4478040000
3574 | 25 | UNIT 2, EAST SIDE, TYNE DOCK | SOUTH SHIELDS | NE34 5SR | South Tyneside |  | Warehouse And Premises | industrial | 2 | 4968.72 | 53483 | GIA | 289000 |  | no-geocode | [33 empty] | 7.9 | 124 | [35 empty] | 4226152000;4226151000
3575 | 25 | HARPSCREEN (GB) LTD, HAYDOCK LANE, HAYDOCK INDUSTRIAL ESTATE | ST HELENS | WA11 9UY | St Helens |  | Warehouse And Premises | industrial | 1 | 4902.46 | 52770 | GIA | 229000 | Almatex T1 / St Helens Wwtw T1 / Watery La T2 / Ex Delta Metals T1 | nearest-substation | 3.39 | BOLD G2B / RAVENHEAD G1A2 / ST HELENS GT2A | RAINHILL | SPM |  | unknown-primary | [5 empty] | 0 | 0 | 0 | 0 |  | BOLD G2B / RAVENHEAD G1A2 / ST HELENS GT2A |  |  | 0 |  |  | 0 | 0 | 0 | [8 empty] | 7.79 | 123 | 70 | 5783938 | [9 empty] | Rainhill | RAINHILL | 1 | 85.5 | 85.5 | 0 | 0 | 57 | 2026-09 | [12 empty] | 53.475 | -2.6675 | SPM-ALMATEX_T1_ST_HELENS_WWTW_T1_WATERY_LA_T2_EX_DELTA_METALS_T1 | 11408237000 | SP Energy Networks open data (API key): NDP SPM primary-group polygons + Capacity Heatmaps Information Model SPM + LTDS appendices 3/6 + NSHR
3576 | 25 | B3 & UNITS 7 & 8 & 12 & 13 NEXUS HOUSE, RANDLES ROAD | PRESCOT | L34 9HX | Knowsley |  | Warehouse And Premises | industrial | 1 | 4895.87 | 52699 | GIA | 228000 | Kelco T1 / News International T1 / News International T2 / Palco T1 / Southdene T1 | inside-area | 1.95 | GILLMOSS GT1 / KIRKBY GT2 / SIMONSWOOD GT1 | KIRKBY | SPM |  | unknown-primary | [5 empty] | 0 | 0 | 0 | 0 |  | GILLMOSS GT1 / KIRKBY GT2 / SIMONSWOOD GT1 |  |  | 0 |  |  | 0 | 0 | 0 | [8 empty] | 7.78 | 122 | 67 | 4643493 | [9 empty] | Kirkby (_D) | KIRKBY | 4 | 514 | 514 | 400 | 0 | 0 | 2027-08 | 40078576 | B2 to B7 General Industrial and Special Industrial Groups | 6598 | C | Grid Supplied Electricity | 5 |  | Air Conditioning | 2022-01-04 |  | 0.86 | FALSE | 53.4593 | -2.8707 | SPM-KELCO_T1_NEWS_INTERNATIONAL_T1_NEWS_INTERNATIONAL_T2_PALCO_T | 8664852000 | SP Energy Networks open data (API key): NDP SPM primary-group polygons + Capacity Heatmaps Information Model SPM + LTDS appendices 3/6 + NSHR
3577 | 25 | UNITS A B & E, CORNWALL STREET, PARR INDUSTRIAL ESTATE | ST HELENS | WA9 1PN | St Helens |  | Warehouse And Premises | industrial | 1 | 4887.41 | 52608 | GIA | 128000 | Almatex T1 / St Helens Wwtw T1 / Watery La T2 / Ex Delta Metals T1 | inside-area | 1.35 | BOLD G2B / RAVENHEAD G1A2 / ST HELENS GT2A | RAINHILL | SPM |  | unknown-primary | [5 empty] | 0 | 0 | 0 | 0 |  | BOLD G2B / RAVENHEAD G1A2 / ST HELENS GT2A |  |  | 0 |  |  | 0 | 0 | 0 | [8 empty] | 7.77 | 122 | 70 | 5784100 | [9 empty] | Rainhill | RAINHILL | 1 | 85.5 | 85.5 | 0 | 0 | 57 | 2026-09 | [12 empty] | 53.4483 | -2.7094 | SPM-ALMATEX_T1_ST_HELENS_WWTW_T1_WATERY_LA_T2_EX_DELTA_METALS_T1 | 10645699000 | SP Energy Networks open data (API key): NDP SPM primary-group polygons + Capacity Heatmaps Information Model SPM + LTDS appendices 3/6 + NSHR
3578 | 25 | BEERS TIMBER AND BULDING SUPPLIES LTD, THELWALL LANE | WARRINGTON | WA4 1NJ | Warrington |  | Warehouse And Premises | industrial | 1 | 4876.69 | 52492 | GIA | 101000 | British Aluminium Latchford T1 / Greenhall Whitley T1 / Latchford T1 / Latchford T2 / Thames Board Mill T1 | inside-area | 1.54 | SANKEY BRIDGES GT3 / WARRINGTON GT5 | CARRINGTON - FIDDLERS FERRY | SPM |  | unknown-primary | [5 empty] | 0 | 0 | 0 | 0 |  | SANKEY BRIDGES GT3 / WARRINGTON GT5 |  |  | 0 |  |  | 0 | 0 | 0 | [8 empty] | 7.75 | 122 | 25 | 1019425 | [9 empty] | Fiddlers Ferry | CARRINGTON | 5 | 2186.9 | 2186.9 | 0 | 0 | 930 | 2026-05 | [12 empty] | 53.3813 | -2.5495 | SPM-BRITISH_ALUMINIUM_LATCHFORD_T1_GREENHALL_WHITLEY_T1_LATCHFOR | 11362427000 | SP Energy Networks open data (API key): NDP SPM primary-group polygons + Capacity Heatmaps Information Model SPM + LTDS appendices 3/6 + NSHR
3579 | 25 | STONEY LANE | PRESCOT | L35 9LL | St Helens | HEMSEC MANUFACTURING | Factory And Premises | industrial | 1 | 4856.25 | 52272 | GIA | 172000 | Holt La (Warrington Rd) T1 / Prescot T1 / Rainhill Local T1 / Whiston Hosp T1 | inside-area | 1.93 | BOLD G2A / PRESCOT GT1B / WIDNES GT1 / WIDNES GT2 | RAINHILL | SPM |  | unknown-primary | [5 empty] | 0 | 0 | 0 | 0 |  | BOLD G2A / PRESCOT GT1B / WIDNES GT1 / WIDNES GT2 |  |  | 0 |  |  | 0 | 0 | 0 | [8 empty] | 7.72 | 291 | 3 | 369848 | [9 empty] | Rainhill | RAINHILL | 1 | 85.5 | 85.5 | 0 | 0 | 57 | 2026-09 | 39056994 | Offices and Workshop Businesses | 5123 | C | Natural Gas | 3 |  | Heating and Natural Ventilation | 2025-02-13 |  | 0.5 | FALSE | 53.417 | -2.7781 | SPM-HOLT_LA_WARRINGTON_RD_T1_PRESCOT_T1_RAINHILL_LOCAL_T1_WHISTO | 568300137 | SP Energy Networks open data (API key): NDP SPM primary-group polygons + Capacity Heatmaps Information Model SPM + LTDS appendices 3/6 + NSHR
3580 | 25 | ORBITAL MARKETING SERVICES GROUP LIMITED, ORBITAL PARK | ASHFORD | TN24 1EL | Ashford |  | Warehouse And Premises | industrial | 1 | 4818.9 | 51870 | GIA | 390000 |  | no-geocode | [33 empty] | 7.66 | 120 | [35 empty] | 10521583000
3581 | 25 | UNIT H1, DEACON PARK, MOORGATE ROAD | LIVERPOOL | L33 7HX | Knowsley |  | Factory And Premises | industrial | 1 | 4784.57 | 51501 | GIA | 239000 |  | no-geocode | [33 empty] | 7.6 | 287 | [35 empty] | 5504405000
3582 | 25 | FWG SALES LTD, RIVERSIDE WORKS, RIVER LANE | CHESTER | CH4 8RS | Flintshire |  | Factory And Premises | industrial | 1 | 4743.92 | 51063 | GIA | 133000 | Saltney T1 | inside-area | 2.07 | CHESTER MAIN GT4 / CRANE BANK GT1 / GUILDEN SUTTON GT1 / SALTNEY G2A | CAPENHURST | SPM |  | unknown-primary | [5 empty] | 0 | 0 | 0 | 0 |  | CHESTER MAIN GT4 / CRANE BANK GT1 / GUILDEN SUTTON GT1 / SALTNEY G2A |  |  | 0 |  |  | 0 | 0 | 0 | [8 empty] | 7.54 | 285 | 25 | 517167 | [9 empty] | Capenhurst | CAPENHURST | 4 | 896.6 | 896.6 | 0 | 0 | 304 | 2029-10 | [12 empty] | 53.1816 | -2.9379 | SPM-SALTNEY_T1 | 11154130000 | SP Energy Networks open data (API key): NDP SPM primary-group polygons + Capacity Heatmaps Information Model SPM + LTDS appendices 3/6 + NSHR
3583 | 25 | UNIT 101 | DEESIDE | CH5 2UE | Flintshire |  | Factory And Premises | industrial | 1 | 4686.72 | 50447 | GIA | 297500 |  | no-geocode | [33 empty] | 7.45 | 281 | [35 empty] | 227786206
3584 | 25 | PORCELANOSA 850, EUROPA BOULEVARD | WARRINGTON | WA5 5ZR | Warrington |  | Warehouse And Premises | industrial | 1 | 4670.83 | 50276 | GIA | 367500 |  | no-geocode | [33 empty] | 7.42 | 117 | [35 empty] | 1702890000
3585 | 25 | 2, GARLAND ROAD | STANMORE | HA7 1ZZ | Harrow |  | Warehouse And Premises | industrial | 2 | 4652.05 | 50074 | GIA | 349000 |  | no-geocode | [33 empty] | 7.39 | 116 | [35 empty] | 2755392000;9115169000
3586 | 25 | UNIT 1 AUDIO PARK, SOUTHWATER BUSINESS PARK, WORTHING ROAD | HORSHAM | RH13 9ND | Horsham |  | Warehouse And Premises | industrial | 4 | 4633.79 | 49878 | GIA | 587000 |  | no-geocode | [33 empty] | 7.36 | 116 | [20 empty] | 10096225796 | Storage or Distribution | 1034 | A | Grid Supplied Electricity | 4 |  | Heating and Natural Ventilation | 2025-10-03 |  | 1 | FALSE |  |  |  | 15116644000;15116646000;15116652000;15116655000
3587 | 25 | WESTLAB LTD, PENRHYN ROAD | PRESCOT | L34 9HY | Knowsley |  | Chill Store And Prmises | industrial | 1 | 4633.71 | 49877 | GIA | 295000 | Kelco T1 / News International T1 / News International T2 / Palco T1 / Southdene T1 | inside-area | 1.28 | GILLMOSS GT1 / KIRKBY GT2 / SIMONSWOOD GT1 | KIRKBY | SPM |  | unknown-primary | [5 empty] | 0 | 0 | 0 | 0 |  | GILLMOSS GT1 / KIRKBY GT2 / SIMONSWOOD GT1 |  |  | 0 |  |  | 0 | 0 | 0 | [8 empty] | 7.36 | 116 | 67 | 4646315 | [9 empty] | Kirkby (_D) | KIRKBY | 4 | 514 | 514 | 400 | 0 | 0 | 2027-08 | 40075184 | B2 to B7 General Industrial and Special Industrial Groups | 1167 | C | Oil | 3 |  | Heating and Natural Ventilation | 2021-11-24 |  | 0.5 | FALSE | 53.4642 | -2.8628 | SPM-KELCO_T1_NEWS_INTERNATIONAL_T1_NEWS_INTERNATIONAL_T2_PALCO_T | 15080404000 | SP Energy Networks open data (API key): NDP SPM primary-group polygons + Capacity Heatmaps Information Model SPM + LTDS appendices 3/6 + NSHR
3588 | 25 | UNITS A5 & 6 SOUTHMOOR INDUSTRIAL ESTATE, SOUTHMOOR ROAD | MANCHESTER | M23 9LR | Manchester |  | Warehouse And Premises | industrial | 1 | 4631.7 | 49855 | GIA | 232000 | Ringway T1 | nearest-substation | 3.62 | ELWORTH GT1 / ELWORTH GT2 / KNUTSFORD GT1 / KNUTSFORD GT2 | CARRINGTON - FIDDLERS FERRY | SPM |  | unknown-primary | [5 empty] | 0 | 0 | 0 | 0 |  | ELWORTH GT1 / ELWORTH GT2 / KNUTSFORD GT1 / KNUTSFORD GT2 |  |  | 0 |  |  | 0 | 0 | 0 | [8 empty] | 7.36 | 116 | 120 | 5411734 | [9 empty] | Fiddlers Ferry | CARRINGTON | 5 | 2186.9 | 2186.9 | 0 | 0 | 930 | 2026-05 | [12 empty] | 53.3915 | -2.294 | SPM-RINGWAY_T1 | 6124263000 | SP Energy Networks open data (API key): NDP SPM primary-group polygons + Capacity Heatmaps Information Model SPM + LTDS appendices 3/6 + NSHR
3589 | 25 | HANGAR 5, NEWTON 46 BUSINESS PARK | NOTTINGHAM | NG30 8HA | Rushcliffe |  | Warehouse And Premises | industrial | 1 | 4526.2 | 48720 | GIA | 167000 |  | no-geocode | [33 empty] | 7.19 | 113 | [35 empty] | 10041506000
3590 | 25 | UNITS 10-11 ABERCROMBIE ROAD AND UNIT H4, DEACON PARK, MOORGATE ROAD | LIVERPOOL | L33 7HX | Knowsley | SUGARICH LTD | Warehouse And Premises | industrial | 1 | 4516.01 | 48610 | GIA | 267500 |  | no-geocode | [33 empty] | 7.18 | 113 | [35 empty] | 10594507000
3591 | 25 | ALTRAD SERVICES UK, CLOISTER WAY, BRIDGES ROAD | ELLESMERE PORT | CH65 4EL | Cheshire West And Chester |  | Workshop And Premises | industrial | 1 | 4355.83 | 46886 | GIA | 262500 | Burmah Oil T1 / Cabot Carbon T1 / Van Leer No 1 T1 | inside-area | 0.72 | ELLESMERE PORT GT2 / INCE LOCAL GT1 / INCE LOCAL GT2 | FRODSHAM - INCE | SPM |  | unknown-primary | [5 empty] | 0 | 0 | 0 | 0 |  | ELLESMERE PORT GT2 / INCE LOCAL GT1 / INCE LOCAL GT2 |  |  | 0 |  |  | 0 | 0 | 0 | [8 empty] | 6.92 | 196 | 9 | 203976 | [9 empty] | Capenhurst | FRODSHAM | 5 | 1090 | 1090 | 0 | 0 | 0 | 2029-04 | 10093485394 | General Industrial and Special Industrial Groups | 3163 | C | Grid Supplied Electricity | 3 |  | Heating and Natural Ventilation | 2024-02-25 |  | 0.5 | FALSE | 53.2784 | -2.8809 | SPM-BURMAH_OIL_T1_CABOT_CARBON_T1_VAN_LEER_NO_1_T1 | 14975027000 | SP Energy Networks open data (API key): NDP SPM primary-group polygons + Capacity Heatmaps Information Model SPM + LTDS appendices 3/6 + NSHR
3592 | 25 | UNITS 2 & 3, STORKING LANE | YORK | YO41 4NB | East Riding Of Yorkshire |  | Warehouse And Premises | industrial | 2 | 4241.76 | 45658 | GIA | 107750 |  | no-geocode | [33 empty] | 6.74 | 106 | [35 empty] | 14922481000;14999024000
3593 | 25 | UNIT 1 DEVA WORKS, RIVER LANE | CHESTER | CH4 8RH | Flintshire |  | Factory And Premises | industrial | 2 | 4216.24 | 45383 | GIA | 98500 | Saltney T1 | inside-area | 3 | CHESTER MAIN GT4 / CRANE BANK GT1 / GUILDEN SUTTON GT1 / SALTNEY G2A | CAPENHURST | SPM |  | unknown-primary | [5 empty] | 0 | 0 | 0 | 0 |  | CHESTER MAIN GT4 / CRANE BANK GT1 / GUILDEN SUTTON GT1 / SALTNEY G2A |  |  | 0 |  |  | 0 | 0 | 0 | [8 empty] | 6.7 | 253 | 25 | 522847 | [9 empty] | Capenhurst | CAPENHURST | 4 | 896.6 | 896.6 | 0 | 0 | 304 | 2029-10 | 10095364153 | B8 Storage or Distribution | 1087 | C | Grid Supplied Electricity | 3 |  | Heating and Natural Ventilation | 2022-02-24 |  | 1 | FALSE | 53.1814 | -2.9237 | SPM-SALTNEY_T1 | 14855305000;14855310000 | SP Energy Networks open data (API key): NDP SPM primary-group polygons + Capacity Heatmaps Information Model SPM + LTDS appendices 3/6 + NSHR
3594 | 25 | UNIT 8, RADIUS PARK, FAGGS ROAD | FELTHAM | TW14 4NH | Hounslow |  | Warehouse And Premises | industrial | 1 | 4212.1 | 45339 | GIA | 525000 |  | no-geocode | [33 empty] | 6.69 | 105 | [35 empty] | 386549081
3595 | 25 | BAYS 7C 8 & 9, AVIATION PARK, FLINT ROAD | CHESTER | CH4 0GZ | Flintshire |  | Warehouse And Premises | industrial | 1 | 4207.89 | 45293 | GIA | 83000 | Saltney T1 | inside-area | 0.43 | CHESTER MAIN GT4 / CRANE BANK GT1 / GUILDEN SUTTON GT1 / SALTNEY G2A | CAPENHURST | SPM |  | unknown-primary | [5 empty] | 0 | 0 | 0 | 0 |  | CHESTER MAIN GT4 / CRANE BANK GT1 / GUILDEN SUTTON GT1 / SALTNEY G2A |  |  | 0 |  |  | 0 | 0 | 0 | [8 empty] | 6.69 | 105 | 25 | 522937 | [9 empty] | Capenhurst | CAPENHURST | 4 | 896.6 | 896.6 | 0 | 0 | 304 | 2029-10 | [12 empty] | 53.1869 | -2.9743 | SPM-SALTNEY_T1 | 6719978000 | SP Energy Networks open data (API key): NDP SPM primary-group polygons + Capacity Heatmaps Information Model SPM + LTDS appendices 3/6 + NSHR
3596 | 25 | MK55, BRAMLEY ROAD | MILTON KEYNES | MK1 2PT | Milton Keynes |  | Warehouse And Premises | industrial | 1 | 4198.3 | 45190 | GIA | 270000 |  | no-geocode | [33 empty] | 6.67 | 105 | [35 empty] | 14822551000
3597 | 25 | PROMART, CADDICK ROAD | PRESCOT | L34 9HP | Knowsley |  | Factory And Premises | industrial | 1 | 4110.73 | 44247 | GIA | 200000 | Kelco T1 / News International T1 / News International T2 / Palco T1 / Southdene T1 | inside-area | 1.47 | GILLMOSS GT1 / KIRKBY GT2 / SIMONSWOOD GT1 | KIRKBY | SPM |  | unknown-primary | [5 empty] | 0 | 0 | 0 | 0 |  | GILLMOSS GT1 / KIRKBY GT2 / SIMONSWOOD GT1 |  |  | 0 |  |  | 0 | 0 | 0 | [8 empty] | 6.53 | 247 | 67 | 4651945 | [9 empty] | Kirkby (_D) | KIRKBY | 4 | 514 | 514 | 400 | 0 | 0 | 2027-08 | 40007068 | B2 to B7 General Industrial and Special Industrial Groups | 2928 | C | Natural Gas | 3 | 1 | Heating and Natural Ventilation | 2016-12-02 |  | 0.5 | FALSE | 53.4583 | -2.8612 | SPM-KELCO_T1_NEWS_INTERNATIONAL_T1_NEWS_INTERNATIONAL_T2_PALCO_T | 8690610000 | SP Energy Networks open data (API key): NDP SPM primary-group polygons + Capacity Heatmaps Information Model SPM + LTDS appendices 3/6 + NSHR
3598 | 25 | UNITS 5-8, CALDEY ROAD | MANCHESTER | M23 9LE | Manchester |  | Factory And Premises | industrial | 1 | 4092.4 | 44050 | GIA | 305000 | Ringway T1 | nearest-substation | 3.57 | ELWORTH GT1 / ELWORTH GT2 / KNUTSFORD GT1 / KNUTSFORD GT2 | CARRINGTON - FIDDLERS FERRY | SPM |  | unknown-primary | [5 empty] | 0 | 0 | 0 | 0 |  | ELWORTH GT1 / ELWORTH GT2 / KNUTSFORD GT1 / KNUTSFORD GT2 |  |  | 0 |  |  | 0 | 0 | 0 | [8 empty] | 6.5 | 246 | 120 | 5417539 | [9 empty] | Fiddlers Ferry | CARRINGTON | 5 | 2186.9 | 2186.9 | 0 | 0 | 930 | 2026-05 | 10023050151 | General Industrial and Special Industrial Groups | 4427 | B | Grid Supplied Electricity | 3 | 1 | Heating and Natural Ventilation | 2026-03-31 |  | 0.67 | FALSE | 53.3913 | -2.2969 | SPM-RINGWAY_T1 | 11107094000 | SP Energy Networks open data (API key): NDP SPM primary-group polygons + Capacity Heatmaps Information Model SPM + LTDS appendices 3/6 + NSHR
3599 | 25 | UNIT E, HALESFIELD 13 | TELFORD | TF4 4QR | Telford And Wrekin |  | Warehouse And Premises | industrial | 1 | 4079.3 | 43909 | GIA | 198000 |  | no-geocode | [33 empty] | 6.48 | 102 | [35 empty] | 3729170000
3600 | 25 | CHADWICKS OF BURY LIMITED, VILLIERS STREET | BURY | BL9 6XX | Bury |  | Factory And Premises | industrial | 1 | 4077.7 | 43892 | GIA | 156000 |  | no-geocode | [33 empty] | 6.48 | 245 | [35 empty] | 232739112
3601 | 25 | CANADA WORKS, CORPORATION ROAD | BIRKENHEAD | CH41 8JZ | Wirral | BDL CONTRACTS AND DESIGN PLC AT SAMSON HOUSE | Factory And Premises | industrial | 1 | 4038.49 | 43470 | GIA | 110000 |  | no-geocode | [33 empty] | 6.42 | 242 | [35 empty] | 6689583000
3602 | 25 | LOUSHERS LANE | WARRINGTON | WA4 2RH | Warrington | COLAS PRODUCTS LTD | Factory And Premises | industrial | 1 | 4010.19 | 43165 | GIA | 166000 | British Aluminium Latchford T1 / Greenhall Whitley T1 / Latchford T1 / Latchford T2 / Thames Board Mill T1 | inside-area | 0.46 | SANKEY BRIDGES GT3 / WARRINGTON GT5 | CARRINGTON - FIDDLERS FERRY | SPM |  | unknown-primary | [5 empty] | 0 | 0 | 0 | 0 |  | SANKEY BRIDGES GT3 / WARRINGTON GT5 |  |  | 0 |  |  | 0 | 0 | 0 | [8 empty] | 6.37 | 241 | 25 | 1028752 | [9 empty] | Fiddlers Ferry | CARRINGTON | 5 | 2186.9 | 2186.9 | 0 | 0 | 930 | 2026-05 | 100012805726 | D1 Non-residential Institutions - Community/Day Centre | 138 | D | Natural Gas | 3 |  | Heating and Natural Ventilation | 2017-10-03 |  | 1 | FALSE | 53.3778 | -2.5729 | SPM-BRITISH_ALUMINIUM_LATCHFORD_T1_GREENHALL_WHITLEY_T1_LATCHFOR | 169033137 | SP Energy Networks open data (API key): NDP SPM primary-group polygons + Capacity Heatmaps Information Model SPM + LTDS appendices 3/6 + NSHR
3603 | 25 | 88, DENMARK VILLAS | HOVE | BN3 5GU | Brighton & Hove |  | Sorting Office And Premises | industrial | 1 | 4002.47 | 43082 | GIA | 225000 |  | no-geocode | [33 empty] | 6.36 | 280 | [35 empty] | 334495141
3604 | 25 | PAGODA 3, PAGODA WEST BUSINESS PARK, WESTMEAD DRIVE | SWINDON | SN5 2YT | Swindon |  | Warehouse And Premises | industrial | 1 | 3995.75 | 43010 | GIA | 237000 |  | no-geocode | [33 empty] | 6.35 | 100 | [35 empty] | 10145949000
3605 | 25 | ROBERT SMITH (STEELS) LTD, CATHCART QUAY, CORPORATION ROAD | BIRKENHEAD | CH41 1DW | Wirral |  | Workshop And Premises | industrial | 1 | 3981.4 | 42855 | GIA | 280000 |  | no-geocode | [33 empty] | 6.33 | 179 | [35 empty] | 273796132
3606 | 25 | UNIT B10 BROADLANDS, HEYWOOD DISTRIBUTION PARK | HEYWOOD | OL10 2TZ | Rochdale |  | Warehouse And Premises | industrial | 1 | 3945.7 | 42471 | GIA | 257500 |  | no-geocode | [33 empty] | 6.27 | 99 | [35 empty] | 9349236000
3607 | 25 | C N G FILLING STATION SATURN PARK, SCHOOL LANE | PRESCOT | L34 9GL | Knowsley |  | Compressed Natural Gas Depot And Premises | industrial | 1 | 3892 | 41893 | GIA | 59000 |  | no-geocode | [33 empty] | 6.18 | 97 | [35 empty] | 13893698000
3608 | 25 | MANPLAS LTD, COLDFIELD DRIVE | MANCHESTER | M23 9GG | Manchester |  | Workshop And Premises | industrial | 1 | 3888.2 | 41852 | GIA | 191000 | Ringway T1 | nearest-substation | 3.88 | ELWORTH GT1 / ELWORTH GT2 / KNUTSFORD GT1 / KNUTSFORD GT2 | CARRINGTON - FIDDLERS FERRY | SPM |  | unknown-primary | [5 empty] | 0 | 0 | 0 | 0 |  | ELWORTH GT1 / ELWORTH GT2 / KNUTSFORD GT1 / KNUTSFORD GT2 |  |  | 0 |  |  | 0 | 0 | 0 | [8 empty] | 6.18 | 175 | 120 | 5419737 | [9 empty] | Fiddlers Ferry | CARRINGTON | 5 | 2186.9 | 2186.9 | 0 | 0 | 930 | 2026-05 | 10090667327 | General Industrial and Special Industrial Groups | 5124 | G | Natural Gas | 3 |  | Heating and Natural Ventilation | 2024-01-10 |  | 1 | FALSE | 53.3936 | -2.292 | SPM-RINGWAY_T1 | 6484065000 | SP Energy Networks open data (API key): NDP SPM primary-group polygons + Capacity Heatmaps Information Model SPM + LTDS appendices 3/6 + NSHR
3609 | 25 | TEF TRANSPORT AT UNIT 3, GREAT HILL | SCARBOROUGH | YO11 3TT | Scarborough |  | Warehouse And Premises | industrial | 1 | 3874.95 | 41710 | GIA | 154000 |  | no-geocode | [33 empty] | 6.16 | 97 | [35 empty] | 6884359000
3610 | 25 | RUSHINGTON HOUSE, CHAPEL LANE | SOUTHAMPTON | SO40 4LA | New Forest |  | Workshop And Premises | industrial | 1 | 3849.95 | 41440 | GIA | 420000 |  | no-geocode | [33 empty] | 6.12 | 173 | [35 empty] | 3692992000
3611 | 25 | MARRILL PRESSINGS, NEILSON ROAD | GATESHEAD | NE10 0ZZ | Gateshead |  | Factory And Premises | industrial | 1 | 3833.83 | 41267 | GIA | 93000 |  | no-geocode | [33 empty] | 6.09 | 230 | [35 empty] | 2913281000
3612 | 25 | THE STEWART GROUP, CADDICK ROAD | PRESCOT | L34 9HP | Knowsley |  | Factory And Premises | industrial | 1 | 3802.5 | 40930 | GIA | 164000 | Kelco T1 / News International T1 / News International T2 / Palco T1 / Southdene T1 | inside-area | 1.47 | GILLMOSS GT1 / KIRKBY GT2 / SIMONSWOOD GT1 | KIRKBY | SPM |  | unknown-primary | [5 empty] | 0 | 0 | 0 | 0 |  | GILLMOSS GT1 / KIRKBY GT2 / SIMONSWOOD GT1 |  |  | 0 |  |  | 0 | 0 | 0 | [8 empty] | 6.04 | 228 | 67 | 4655262 | [9 empty] | Kirkby (_D) | KIRKBY | 4 | 514 | 514 | 400 | 0 | 0 | 2027-08 | [12 empty] | 53.4583 | -2.8612 | SPM-KELCO_T1_NEWS_INTERNATIONAL_T1_NEWS_INTERNATIONAL_T2_PALCO_T | 6949135000 | SP Energy Networks open data (API key): NDP SPM primary-group polygons + Capacity Heatmaps Information Model SPM + LTDS appendices 3/6 + NSHR
3613 | 25 | 2, SUNBANK LANE, RINGWAY | MANCHESTER | WA15 0AF | Manchester |  | Warehouse And Premises | industrial | 1 | 3800.9 | 40913 | GIA | 307500 | Ringway T1 | inside-area | 0.94 | ELWORTH GT1 / ELWORTH GT2 / KNUTSFORD GT1 / KNUTSFORD GT2 | CARRINGTON - FIDDLERS FERRY | SPM |  | unknown-primary | [5 empty] | 0 | 0 | 0 | 0 |  | ELWORTH GT1 / ELWORTH GT2 / KNUTSFORD GT1 / KNUTSFORD GT2 |  |  | 0 |  |  | 0 | 0 | 0 | [8 empty] | 6.04 | 95 | 120 | 5420676 | [9 empty] | Fiddlers Ferry | CARRINGTON | 5 | 2186.9 | 2186.9 | 0 | 0 | 930 | 2026-05 | 10091144715 | B2 to B7 General Industrial and Special Industrial Groups | 4124 | C | Grid Supplied Electricity | 3 |  | Heating and Natural Ventilation | 2016-01-21 |  | 0.67 | FALSE | 53.3559 | -2.2925 | SPM-RINGWAY_T1 | 9633463000 | SP Energy Networks open data (API key): NDP SPM primary-group polygons + Capacity Heatmaps Information Model SPM + LTDS appendices 3/6 + NSHR
3614 | 25 | BAHAMA ROAD, HAYDOCK INDUSTRIAL ESTATE | ST HELENS | WA11 9XB | St Helens | BARLOW HANDLING; WILLIAM BALL | Stores And Premises; Warehouse And Premises | industrial | 2 | 3793.7 | 40835 | GIA | 251500 | Almatex T1 / St Helens Wwtw T1 / Watery La T2 / Ex Delta Metals T1 | nearest-substation | 3.4 | BOLD G2B / RAVENHEAD G1A2 / ST HELENS GT2A | RAINHILL | SPM |  | unknown-primary | [5 empty] | 0 | 0 | 0 | 0 |  | BOLD G2B / RAVENHEAD G1A2 / ST HELENS GT2A |  |  | 0 |  |  | 0 | 0 | 0 | [8 empty] | 6.03 | 95 | 70 | 5795873 | [9 empty] | Rainhill | RAINHILL | 1 | 85.5 | 85.5 | 0 | 0 | 57 | 2026-09 | [12 empty] | 53.4741 | -2.6644 | SPM-ALMATEX_T1_ST_HELENS_WWTW_T1_WATERY_LA_T2_EX_DELTA_METALS_T1 | 554656137;7329796000 | SP Energy Networks open data (API key): NDP SPM primary-group polygons + Capacity Heatmaps Information Model SPM + LTDS appendices 3/6 + NSHR
3615 | 25 | INNOVATION HOUSE, FLEET LANE | ST HELENS | WA9 1TA | St Helens | GT B COMPONENTS LTD | Factory And Premises | industrial | 1 | 3696.6 | 39790 | GIA | 129000 | Almatex T1 / St Helens Wwtw T1 / Watery La T2 / Ex Delta Metals T1 | inside-area | 1.11 | BOLD G2B / RAVENHEAD G1A2 / ST HELENS GT2A | RAINHILL | SPM |  | unknown-primary | [5 empty] | 0 | 0 | 0 | 0 |  | BOLD G2B / RAVENHEAD G1A2 / ST HELENS GT2A |  |  | 0 |  |  | 0 | 0 | 0 | [8 empty] | 5.87 | 222 | 70 | 5796918 | [9 empty] | Rainhill | RAINHILL | 1 | 85.5 | 85.5 | 0 | 0 | 57 | 2026-09 | [12 empty] | 53.4483 | -2.7058 | SPM-ALMATEX_T1_ST_HELENS_WWTW_T1_WATERY_LA_T2_EX_DELTA_METALS_T1 | 2398317000 | SP Energy Networks open data (API key): NDP SPM primary-group polygons + Capacity Heatmaps Information Model SPM + LTDS appendices 3/6 + NSHR
3616 | 25 | 3, EUROPA CLOSE | SHEFFIELD | S9 8XF | Sheffield |  | Warehouse And Premises | industrial | 1 | 3692.02 | 39741 | GIA | 208000 |  | no-geocode | [33 empty] | 5.87 | 92 | [35 empty] | 4644747000
3617 | 25 | UNIT 6, CAUSEWAY PARK, CENTRAL AVENUE | WARRINGTON | WA4 6QB | Warrington |  | Offices And Premises; Warehouse And Premises | industrial | 2 | 3644.47 | 39229 | GIA | 189000 | British Aluminium Latchford T1 / Greenhall Whitley T1 / Latchford T1 / Latchford T2 / Thames Board Mill T1 | inside-area | 0.86 | SANKEY BRIDGES GT3 / WARRINGTON GT5 | CARRINGTON - FIDDLERS FERRY | SPM |  | unknown-primary | [5 empty] | 0 | 0 | 0 | 0 |  | SANKEY BRIDGES GT3 / WARRINGTON GT5 |  |  | 0 |  |  | 0 | 0 | 0 | [8 empty] | 5.79 | 255 | 25 | 1032688 | [9 empty] | Fiddlers Ferry | CARRINGTON | 5 | 2186.9 | 2186.9 | 0 | 0 | 930 | 2026-05 | [12 empty] | 53.3804 | -2.5854 | SPM-BRITISH_ALUMINIUM_LATCHFORD_T1_GREENHALL_WHITLEY_T1_LATCHFOR | 1028649000;11374942000 | SP Energy Networks open data (API key): NDP SPM primary-group polygons + Capacity Heatmaps Information Model SPM + LTDS appendices 3/6 + NSHR
3618 | 25 | DOVER MILL, CHUNAL LANE | GLOSSOP | SK13 9GX | High Peak | MOORFIELD INDUSTRIES | Factory And Premises | industrial | 1 | 3600.9 | 38760 | GIA | 60500 |  | no-geocode | [33 empty] | 5.72 | 216 | [35 empty] | 382012117
3619 | 25 | TEIFI SAWMILLS | PENCADER | SA39 9 | Carmarthenshire (1) |  | Sawmill And Premises | industrial | 1 | 3578.15 | 38515 | GIA | 78000 |  | no-geocode | [33 empty] | 5.69 | 215 | [35 empty] | 121060193
3620 | 25 | BUILDING 582, CARGO TERMINAL | HOUNSLOW | TW6 3ZZ | Hillingdon |  | Warehouse, Office And Premises | industrial | 1 | 3552.43 | 38238 | GIA | 905000 |  | no-geocode | [33 empty] | 5.65 | 249 | [35 empty] | 9994718000
3621 | 25 | UNIT M HAYDOCK CROSS, KILBUCK LANE | ST HELENS | WA11 9UX | St Helens | CHRIS HAYTER TRANSPORT | Warehouse And Premises | industrial | 1 | 3550.9 | 38222 | GIA | 210000 | Almatex T1 / St Helens Wwtw T1 / Watery La T2 / Ex Delta Metals T1 | nearest-substation | 4.09 | BOLD G2B / RAVENHEAD G1A2 / ST HELENS GT2A | RAINHILL | SPM |  | unknown-primary | [5 empty] | 0 | 0 | 0 | 0 |  | BOLD G2B / RAVENHEAD G1A2 / ST HELENS GT2A |  |  | 0 |  |  | 0 | 0 | 0 | [8 empty] | 5.64 | 89 | 70 | 5798486 | [9 empty] | Rainhill | RAINHILL | 1 | 85.5 | 85.5 | 0 | 0 | 57 | 2026-09 | 39079162 | Storage or Distribution | 3588 | B | Grid Supplied Electricity | 3 | 2 | Air Conditioning | 2024-07-31 |  | 1 | FALSE | 53.4748 | -2.6481 | SPM-ALMATEX_T1_ST_HELENS_WWTW_T1_WATERY_LA_T2_EX_DELTA_METALS_T1 | 2305763000 | SP Energy Networks open data (API key): NDP SPM primary-group polygons + Capacity Heatmaps Information Model SPM + LTDS appendices 3/6 + NSHR
3622 | 25 | 1, FOUR ASHES PARK | WOLVERHAMPTON | WV10 7GH | South Staffordshire |  | Warehouse And Premises | industrial | 1 | 3524.99 | 37943 | GIA | 312500 |  | no-geocode | [33 empty] | 5.6 | 88 | [35 empty] | 12042206000
3623 | 25 | UNIT F NEPTUNE POINT, OCEAN WAY, OCEAN PARK | CARDIFF | CF24 5FH | Cardiff |  | Warehouse And Premises | industrial | 1 | 3500.03 | 37674 | GIA | 128000 |  | no-geocode | [33 empty] | 5.56 | 88 | [35 empty] | 235577192
3624 | 25 | UNIT 1- 3 THE GOVERNMENT SKILL CENTRE, PARR INDUSTRIAL ESTATE, BEDFORD STREET | ST HELENS | WA9 1PN | St Helens |  | Workshop And Premises | industrial | 1 | 3485.4 | 37516 | GIA | 95000 | Almatex T1 / St Helens Wwtw T1 / Watery La T2 / Ex Delta Metals T1 | inside-area | 1.35 | BOLD G2B / RAVENHEAD G1A2 / ST HELENS GT2A | RAINHILL | SPM |  | unknown-primary | [5 empty] | 0 | 0 | 0 | 0 |  | BOLD G2B / RAVENHEAD G1A2 / ST HELENS GT2A |  |  | 0 |  |  | 0 | 0 | 0 | [8 empty] | 5.54 | 157 | 70 | 5799192 | [9 empty] | Rainhill | RAINHILL | 1 | 85.5 | 85.5 | 0 | 0 | 57 | 2026-09 | [12 empty] | 53.4483 | -2.7094 | SPM-ALMATEX_T1_ST_HELENS_WWTW_T1_WATERY_LA_T2_EX_DELTA_METALS_T1 | 9083441000 | SP Energy Networks open data (API key): NDP SPM primary-group polygons + Capacity Heatmaps Information Model SPM + LTDS appendices 3/6 + NSHR
3625 | 25 | UNIT 1 BERRYS FOUNDRY, HAMMERTON STREET | BRADFORD | BD3 5RD | Bradford |  | Workshop And Premises | industrial | 2 | 3480.19 | 37460 | GIA | 154000 |  | no-geocode | [33 empty] | 5.53 | 157 | [35 empty] | 4076772000;9924532000
3626 | 25 | SIMPLY SUREFIL PACKAGING, PARR INDUSTRIAL ESTATE, BEDFORD STREET | ST HELENS | WA9 1PN | St Helens |  | Warehouse And Premises | industrial | 1 | 3468.3 | 37332 | GIA | 92000 | Almatex T1 / St Helens Wwtw T1 / Watery La T2 / Ex Delta Metals T1 | inside-area | 1.35 | BOLD G2B / RAVENHEAD G1A2 / ST HELENS GT2A | RAINHILL | SPM |  | unknown-primary | [5 empty] | 0 | 0 | 0 | 0 |  | BOLD G2B / RAVENHEAD G1A2 / ST HELENS GT2A |  |  | 0 |  |  | 0 | 0 | 0 | [8 empty] | 5.51 | 87 | 70 | 5799376 | [9 empty] | Rainhill | RAINHILL | 1 | 85.5 | 85.5 | 0 | 0 | 57 | 2026-09 | 39201388 | General Industrial and Special Industrial Groups | 3675 | C | Natural Gas | 3 |  | Heating and Natural Ventilation | 2024-11-13 |  | 0.5 | FALSE | 53.4483 | -2.7094 | SPM-ALMATEX_T1_ST_HELENS_WWTW_T1_WATERY_LA_T2_EX_DELTA_METALS_T1 | 8861962000 | SP Energy Networks open data (API key): NDP SPM primary-group polygons + Capacity Heatmaps Information Model SPM + LTDS appendices 3/6 + NSHR
3627 | 25 | 31, TIMPSON ROAD | MANCHESTER | M23 9LL | Manchester |  | Warehouse And Premises | industrial | 1 | 3465.25 | 37300 | GIA | 227000 | Ringway T1 | nearest-substation | 4.42 | ELWORTH GT1 / ELWORTH GT2 / KNUTSFORD GT1 / KNUTSFORD GT2 | CARRINGTON - FIDDLERS FERRY | SPM |  | unknown-primary | [5 empty] | 0 | 0 | 0 | 0 |  | ELWORTH GT1 / ELWORTH GT2 / KNUTSFORD GT1 / KNUTSFORD GT2 |  |  | 0 |  |  | 0 | 0 | 0 | [8 empty] | 5.51 | 87 | 120 | 5424289 | [9 empty] | Fiddlers Ferry | CARRINGTON | 5 | 2186.9 | 2186.9 | 0 | 0 | 930 | 2026-05 | 10012205617 | A1/A2 Retail and Financial/Professional services | 3470 | B | Natural Gas | 3 | 1 | Heating and Natural Ventilation | 2018-05-30 |  | 0.5 | FALSE | 53.3992 | -2.2988 | SPM-RINGWAY_T1 | 5146187000 | SP Energy Networks open data (API key): NDP SPM primary-group polygons + Capacity Heatmaps Information Model SPM + LTDS appendices 3/6 + NSHR
3628 | 25 | CENTURY WORKS, MANCHESTER ROAD | SHEFFIELD | S36 7LQ | Barnsley |  | Warehouse And Premises | industrial | 1 | 3450.54 | 37141 | GIA | 102000 |  | no-geocode | [33 empty] | 5.48 | 86 | [35 empty] | 10971515000
3629 | 25 | WOODEND AVENUE | LIVERPOOL | L24 9JE | Liverpool | EXPRESS TRAVEL (HOLDINGS) LTD | Vehicle Repair Workshop And Premises | industrial | 1 | 3432.51 | 36947 | GIA | 98500 |  | no-geocode | [33 empty] | 5.45 | 154 | [35 empty] | 2971191000
3630 | 25 | NEWBRIDGE | NEWCASTLE EMLYN | SA38 9 | Ceredigion |  | Workshop And Premises | industrial | 1 | 3410.59 | 36711 | GIA | 66000 |  | no-geocode | [33 empty] | 5.42 | 153 | [35 empty] | 117391193
3631 | 25 | ROTALAC PLASTICS, SOUTHMOOR ROAD | MANCHESTER | M23 9DU | Manchester |  | Factory And Premises | industrial | 1 | 3374.63 | 36324 | GIA | 243000 | Ringway T1 | nearest-substation | 4.03 | ELWORTH GT1 / ELWORTH GT2 / KNUTSFORD GT1 / KNUTSFORD GT2 | CARRINGTON - FIDDLERS FERRY | SPM |  | unknown-primary | [5 empty] | 0 | 0 | 0 | 0 |  | ELWORTH GT1 / ELWORTH GT2 / KNUTSFORD GT1 / KNUTSFORD GT2 |  |  | 0 |  |  | 0 | 0 | 0 | [8 empty] | 5.36 | 202 | 120 | 5425265 | [9 empty] | Fiddlers Ferry | CARRINGTON | 5 | 2186.9 | 2186.9 | 0 | 0 | 930 | 2026-05 | [12 empty] | 53.395 | -2.2927 | SPM-RINGWAY_T1 | 6434144000 | SP Energy Networks open data (API key): NDP SPM primary-group polygons + Capacity Heatmaps Information Model SPM + LTDS appendices 3/6 + NSHR
3632 | 25 | LOWFIELD | WELSHPOOL | SY21 8JX | Shropshire | S J ROBERTS CONSTRUCTION LTD | Factory And Premises | industrial | 1 | 3317.46 | 35709 | GIA | 92000 | Welshpool T1 | nearest-substation | 9.47 | LEGACY LOCAL GT2 / NEWTOWN GT2 / OSWESTRY GT8 / WELSHPOOL GT1 | LEGACY | SPM |  | unknown-primary | [5 empty] | 0 | 0 | 0 | 0 |  | LEGACY LOCAL GT2 / NEWTOWN GT2 / OSWESTRY GT8 / WELSHPOOL GT1 |  |  | 0 |  |  | 0 | 0 | 0 | [8 empty] | 5.27 | 199 | 6 | 308375 | [9 empty] | Legacy | LEGACY | 5 | 1714 | 1714 | 0 | 0 | 0 | 2024-08 | 10012070739 | Offices and Workshop Businesses | 522 | A | Biomass | 4 | 2 | Air Conditioning | 2025-07-09 |  | 1 | FALSE | 52.62 | -3.0431 | SPM-WELSHPOOL_T1 | 6320370000 | SP Energy Networks open data (API key): NDP SPM primary-group polygons + Capacity Heatmaps Information Model SPM + LTDS appendices 3/6 + NSHR
3633 | 25 | 2 ELEMENT, ALCHEMY WAY, KNOWSLEY INDUSTRIAL PARK | LIVERPOOL | L33 7AH | Knowsley |  | Warehouse And Premises | industrial | 1 | 3278.31 | 35287 | GIA | 230000 | Kelco T1 / News International T1 / News International T2 / Palco T1 / Southdene T1 | inside-area | 1.57 | GILLMOSS GT1 / KIRKBY GT2 / SIMONSWOOD GT1 | KIRKBY | SPM |  | unknown-primary | [5 empty] | 0 | 0 | 0 | 0 |  | GILLMOSS GT1 / KIRKBY GT2 / SIMONSWOOD GT1 |  |  | 0 |  |  | 0 | 0 | 0 | [8 empty] | 5.21 | 82 | 67 | 4660905 | [9 empty] | Kirkby (_D) | KIRKBY | 4 | 514 | 514 | 400 | 0 | 0 | 2027-08 | [12 empty] | 53.4658 | -2.8676 | SPM-KELCO_T1_NEWS_INTERNATIONAL_T1_NEWS_INTERNATIONAL_T2_PALCO_T | 12974888000 | SP Energy Networks open data (API key): NDP SPM primary-group polygons + Capacity Heatmaps Information Model SPM + LTDS appendices 3/6 + NSHR
3634 | 25 | TRATOS LTD, RANDLES ROAD | PRESCOT | L34 9HX | Knowsley |  | Warehouse And Premises | industrial | 1 | 3275.95 | 35262 | GIA | 139000 | Kelco T1 / News International T1 / News International T2 / Palco T1 / Southdene T1 | inside-area | 1.95 | GILLMOSS GT1 / KIRKBY GT2 / SIMONSWOOD GT1 | KIRKBY | SPM |  | unknown-primary | [5 empty] | 0 | 0 | 0 | 0 |  | GILLMOSS GT1 / KIRKBY GT2 / SIMONSWOOD GT1 |  |  | 0 |  |  | 0 | 0 | 0 | [8 empty] | 5.21 | 82 | 67 | 4660930 | [9 empty] | Kirkby (_D) | KIRKBY | 4 | 514 | 514 | 400 | 0 | 0 | 2027-08 | 40035069 | B1 Offices and Workshop businesses | 7553 | C | Natural Gas | 4 |  | Heating and Natural Ventilation | 2016-06-03 |  | 1 | FALSE | 53.4593 | -2.8707 | SPM-KELCO_T1_NEWS_INTERNATIONAL_T1_NEWS_INTERNATIONAL_T2_PALCO_T | 10081810000 | SP Energy Networks open data (API key): NDP SPM primary-group polygons + Capacity Heatmaps Information Model SPM + LTDS appendices 3/6 + NSHR
3635 | 25 | C G I INTERNATIONAL INTERNATIONAL HOUSE, MILLFIELD LANE | ST HELENS | WA11 9GA | St Helens |  | Workshop And Premises | industrial | 1 | 3273.8 | 35239 | GIA | 265000 | Almatex T1 / St Helens Wwtw T1 / Watery La T2 / Ex Delta Metals T1 | nearest-substation | 3.96 | BOLD G2B / RAVENHEAD G1A2 / ST HELENS GT2A | RAINHILL | SPM |  | unknown-primary | [5 empty] | 0 | 0 | 0 | 0 |  | BOLD G2B / RAVENHEAD G1A2 / ST HELENS GT2A |  |  | 0 |  |  | 0 | 0 | 0 | [8 empty] | 5.2 | 147 | 70 | 5801469 | [9 empty] | Rainhill | RAINHILL | 1 | 85.5 | 85.5 | 0 | 0 | 57 | 2026-09 | 39079849 | General Industrial and Special Industrial Groups | 3261 | C | Natural Gas | 3 | 2 | Heating and Natural Ventilation | 2023-05-24 |  | 1 | FALSE | 53.4784 | -2.66 | SPM-ALMATEX_T1_ST_HELENS_WWTW_T1_WATERY_LA_T2_EX_DELTA_METALS_T1 | 2755211000 | SP Energy Networks open data (API key): NDP SPM primary-group polygons + Capacity Heatmaps Information Model SPM + LTDS appendices 3/6 + NSHR
3636 | 25 | WOOLWICH ROAD | LONDON | SE7 8RJ | Greenwich | SELCO | Warehouse And Premises | industrial | 1 | 3222.44 | 34686 | GIA | 540000 |  | no-geocode | [33 empty] | 5.12 | 81 | [35 empty] | 6854764000
3637 | 25 | 4, SUNBANK LANE, AIRPORT CITY | MANCHESTER | M90 5AD | Manchester |  | Warehouse And Premises | industrial | 1 | 3212.8 | 34582 | GIA | 246000 | Ringway T1 | inside-area | 0.86 | ELWORTH GT1 / ELWORTH GT2 / KNUTSFORD GT1 / KNUTSFORD GT2 | CARRINGTON - FIDDLERS FERRY | SPM |  | unknown-primary | [5 empty] | 0 | 0 | 0 | 0 |  | ELWORTH GT1 / ELWORTH GT2 / KNUTSFORD GT1 / KNUTSFORD GT2 |  |  | 0 |  |  | 0 | 0 | 0 | [8 empty] | 5.11 | 80 | 120 | 5427007 | [9 empty] | Fiddlers Ferry | CARRINGTON | 5 | 2186.9 | 2186.9 | 0 | 0 | 930 | 2026-05 | 10093687029 | B2 to B7 General Industrial and Special Industrial Groups | 191 | B | Grid Supplied Electricity | 5 | 1 | Heating and Natural Ventilation | 2016-12-22 |  | 1 | FALSE | 53.3589 | -2.2922 | SPM-RINGWAY_T1 | 14440002000 | SP Energy Networks open data (API key): NDP SPM primary-group polygons + Capacity Heatmaps Information Model SPM + LTDS appendices 3/6 + NSHR
3638 | 25 | EATWELL UK LTD UNITS 349-7, RANDLES ROAD | PRESCOT | L34 9HX | Knowsley |  | Factory And Premises | industrial | 1 | 3206.78 | 34517 | GIA | 149000 | Kelco T1 / News International T1 / News International T2 / Palco T1 / Southdene T1 | inside-area | 1.95 | GILLMOSS GT1 / KIRKBY GT2 / SIMONSWOOD GT1 | KIRKBY | SPM |  | unknown-primary | [5 empty] | 0 | 0 | 0 | 0 |  | GILLMOSS GT1 / KIRKBY GT2 / SIMONSWOOD GT1 |  |  | 0 |  |  | 0 | 0 | 0 | [8 empty] | 5.1 | 192 | 67 | 4661675 | [9 empty] | Kirkby (_D) | KIRKBY | 4 | 514 | 514 | 400 | 0 | 0 | 2027-08 | 40035066 | B1 Offices and Workshop businesses | 3342 | D | Oil | 4 |  | Heating and Natural Ventilation | 2020-04-20 |  | 1 | FALSE | 53.4593 | -2.8707 | SPM-KELCO_T1_NEWS_INTERNATIONAL_T1_NEWS_INTERNATIONAL_T2_PALCO_T | 4685564000 | SP Energy Networks open data (API key): NDP SPM primary-group polygons + Capacity Heatmaps Information Model SPM + LTDS appendices 3/6 + NSHR
3639 | 25 | UNITS 1A & 1B, MILLFIELD LANE, HAYDOCK INDUSTRIAL ESTATE | ST HELENS | WA11 9TW | St Helens |  | Workshop And Premises | industrial | 1 | 3205.57 | 34504 | GIA | 229000 | Almatex T1 / St Helens Wwtw T1 / Watery La T2 / Ex Delta Metals T1 | nearest-substation | 3.7 | BOLD G2B / RAVENHEAD G1A2 / ST HELENS GT2A | RAINHILL | SPM |  | unknown-primary | [5 empty] | 0 | 0 | 0 | 0 |  | BOLD G2B / RAVENHEAD G1A2 / ST HELENS GT2A |  |  | 0 |  |  | 0 | 0 | 0 | [8 empty] | 5.09 | 144 | 70 | 5802204 | [9 empty] | Rainhill | RAINHILL | 1 | 85.5 | 85.5 | 0 | 0 | 57 | 2026-09 | 39095631 | B8 Storage or Distribution | 2230 | C | Natural Gas | 3 |  | Heating and Natural Ventilation | 2020-02-15 |  | 1 | FALSE | 53.4741 | -2.6562 | SPM-ALMATEX_T1_ST_HELENS_WWTW_T1_WATERY_LA_T2_EX_DELTA_METALS_T1 | 15028702000 | SP Energy Networks open data (API key): NDP SPM primary-group polygons + Capacity Heatmaps Information Model SPM + LTDS appendices 3/6 + NSHR
3640 | 25 | HORROCKS HOUSE, VILLIERS ROAD | PRESCOT | L34 9ET | Knowsley |  | Warehouse And Premises | industrial | 1 | 3190.97 | 34347 | GIA | 161000 | Kelco T1 / News International T1 / News International T2 / Palco T1 / Southdene T1 | inside-area | 1.21 | GILLMOSS GT1 / KIRKBY GT2 / SIMONSWOOD GT1 | KIRKBY | SPM |  | unknown-primary | [5 empty] | 0 | 0 | 0 | 0 |  | GILLMOSS GT1 / KIRKBY GT2 / SIMONSWOOD GT1 |  |  | 0 |  |  | 0 | 0 | 0 | [8 empty] | 5.07 | 80 | 67 | 4661845 | [9 empty] | Kirkby (_D) | KIRKBY | 4 | 514 | 514 | 400 | 0 | 0 | 2027-08 | 40067223 | B1 Offices and Workshop businesses | 1005 | D | Grid Supplied Electricity | 3 | 3 | Heating and Natural Ventilation | 2012-01-06 |  | 0.5 | FALSE | 53.4621 | -2.8606 | SPM-KELCO_T1_NEWS_INTERNATIONAL_T1_NEWS_INTERNATIONAL_T2_PALCO_T | 11012153000 | SP Energy Networks open data (API key): NDP SPM primary-group polygons + Capacity Heatmaps Information Model SPM + LTDS appendices 3/6 + NSHR
3641 | 25 | NO 7, HANGAR, MANCHESTER AIRPORT | MANCHESTER | M90 5NE | Manchester |  | Hangar And Premises | industrial | 1 | 3171.98 | 34143 | GIA | 257500 | Ringway T1 | inside-area | 1.57 | ELWORTH GT1 / ELWORTH GT2 / KNUTSFORD GT1 / KNUTSFORD GT2 | CARRINGTON - FIDDLERS FERRY | SPM |  | unknown-primary | [5 empty] | 0 | 0 | 0 | 0 |  | ELWORTH GT1 / ELWORTH GT2 / KNUTSFORD GT1 / KNUTSFORD GT2 |  |  | 0 |  |  | 0 | 0 | 0 | [8 empty] | 5.04 | 79 | 120 | 5427446 | [9 empty] | Fiddlers Ferry | CARRINGTON | 5 | 2186.9 | 2186.9 | 0 | 0 | 930 | 2026-05 | [12 empty] | 53.3571 | -2.2818 | SPM-RINGWAY_T1 | 7142837000 | SP Energy Networks open data (API key): NDP SPM primary-group polygons + Capacity Heatmaps Information Model SPM + LTDS appendices 3/6 + NSHR
3642 | 25 | UNIT 3-4, ACCESS 18 | BRISTOL | BA11 8HT | Bristol City |  | Warehouse And Premises | industrial | 1 | 3163.04 | 34047 | GIA | 260000 |  | no-geocode | [33 empty] | 5.03 | 79 | [35 empty] | 13817711000
3643 | 25 | GRIFFIN HOUSE, LEDSON ROAD | MANCHESTER | M23 9GP | Manchester |  | Warehouse And Premises | industrial | 1 | 3127.91 | 33669 | GIA | 163000 | Ringway T1 | nearest-substation | 3.81 | ELWORTH GT1 / ELWORTH GT2 / KNUTSFORD GT1 / KNUTSFORD GT2 | CARRINGTON - FIDDLERS FERRY | SPM |  | unknown-primary | [5 empty] | 0 | 0 | 0 | 0 |  | ELWORTH GT1 / ELWORTH GT2 / KNUTSFORD GT1 / KNUTSFORD GT2 |  |  | 0 |  |  | 0 | 0 | 0 | [8 empty] | 4.97 | 78 | 120 | 5427920 | [9 empty] | Fiddlers Ferry | CARRINGTON | 5 | 2186.9 | 2186.9 | 0 | 0 | 930 | 2026-05 | 10090667762 | Storage or Distribution | 661 | C | Grid Supplied Electricity | 3 | 2 | Heating and Natural Ventilation | 2022-09-27 |  | 1 | FALSE | 53.3931 | -2.293 | SPM-RINGWAY_T1 | 10621557000 | SP Energy Networks open data (API key): NDP SPM primary-group polygons + Capacity Heatmaps Information Model SPM + LTDS appendices 3/6 + NSHR
3644 | 25 | UNITS J & K, CORNWALL STREET, PARR INDUSTRIAL ESTATE | ST HELENS | WA9 1PN | St Helens | POPPIES EUROPE LTD | Warehouse And Premises | industrial | 1 | 3127.73 | 33667 | GIA | 82000 | Almatex T1 / St Helens Wwtw T1 / Watery La T2 / Ex Delta Metals T1 | inside-area | 1.35 | BOLD G2B / RAVENHEAD G1A2 / ST HELENS GT2A | RAINHILL | SPM |  | unknown-primary | [5 empty] | 0 | 0 | 0 | 0 |  | BOLD G2B / RAVENHEAD G1A2 / ST HELENS GT2A |  |  | 0 |  |  | 0 | 0 | 0 | [8 empty] | 4.97 | 78 | 70 | 5803041 | [9 empty] | Rainhill | RAINHILL | 1 | 85.5 | 85.5 | 0 | 0 | 57 | 2026-09 | 39100329 | General Industrial and Special Industrial Groups | 2961 | B | Other | 3 |  | Unconditioned | 2024-11-13 |  | 1 | FALSE | 53.4483 | -2.7094 | SPM-ALMATEX_T1_ST_HELENS_WWTW_T1_WATERY_LA_T2_EX_DELTA_METALS_T1 | 10645525000 | SP Energy Networks open data (API key): NDP SPM primary-group polygons + Capacity Heatmaps Information Model SPM + LTDS appendices 3/6 + NSHR
3645 | 25 | TATTON HOUSE 11, CALDEY ROAD | MANCHESTER | M23 9LF | Manchester |  | Workshop And Premises | industrial | 1 | 3123.65 | 33623 | GIA | 208000 | Ringway T1 | nearest-substation | 3.76 | ELWORTH GT1 / ELWORTH GT2 / KNUTSFORD GT1 / KNUTSFORD GT2 | CARRINGTON - FIDDLERS FERRY | SPM |  | unknown-primary | [5 empty] | 0 | 0 | 0 | 0 |  | ELWORTH GT1 / ELWORTH GT2 / KNUTSFORD GT1 / KNUTSFORD GT2 |  |  | 0 |  |  | 0 | 0 | 0 | [8 empty] | 4.96 | 141 | 120 | 5427966 | [9 empty] | Fiddlers Ferry | CARRINGTON | 5 | 2186.9 | 2186.9 | 0 | 0 | 930 | 2026-05 | [12 empty] | 53.3932 | -2.2997 | SPM-RINGWAY_T1 | 8313215000 | SP Energy Networks open data (API key): NDP SPM primary-group polygons + Capacity Heatmaps Information Model SPM + LTDS appendices 3/6 + NSHR
3646 | 25 | 77-85, SHAKESPEARE STREET | SOUTHPORT | PR8 5AJ | Sefton |  | Factory And Premises | industrial | 1 | 3121.83 | 33603 | GIA | 97000 | Ivy St (Southport) T1 / Kensington Rd T1 / Market St T1 / Southport T1 | inside-area | 1.18 | FORMBY GT2B / SOUTHPORT GT1 / SOUTHPORT GT2 | KIRKBY | SPM |  | unknown-primary | [5 empty] | 0 | 0 | 0 | 0 |  | FORMBY GT2B / SOUTHPORT GT1 / SOUTHPORT GT2 |  |  | 0 |  |  | 0 | 0 | 0 | [8 empty] | 4.96 | 187 | 28 | 1122284 | [9 empty] | Lister Drive | KIRKBY | 4 | 514 | 514 | 400 | 0 | 0 | 2027-08 | [12 empty] | 53.6394 | -3.0049 | SPM-IVY_ST_SOUTHPORT_T1_KENSINGTON_RD_T1_MARKET_ST_T1_SOUTHPORT_ | 2184002000 | SP Energy Networks open data (API key): NDP SPM primary-group polygons + Capacity Heatmaps Information Model SPM + LTDS appendices 3/6 + NSHR
3647 | 25 | UNITS 12-15 | ALRESFORD | SO24 9ST | Basingstoke And Deane |  | Store And Premises | industrial | 1 | 3095.33 | 33318 | GIA | 120000 |  | no-geocode | [33 empty] | 4.92 | 77 | [35 empty] | 10641538000
3648 | 25 | FREEMAN DISTRIBUTION LTD, CLOISTER WAY, BRIDGES ROAD | ELLESMERE PORT | CH65 4EL | Cheshire West And Chester |  | Factory And Premises | industrial | 1 | 3089.1 | 33251 | GIA | 158000 | Burmah Oil T1 / Cabot Carbon T1 / Van Leer No 1 T1 | inside-area | 0.72 | ELLESMERE PORT GT2 / INCE LOCAL GT1 / INCE LOCAL GT2 | FRODSHAM - INCE | SPM |  | unknown-primary | [5 empty] | 0 | 0 | 0 | 0 |  | ELLESMERE PORT GT2 / INCE LOCAL GT1 / INCE LOCAL GT2 |  |  | 0 |  |  | 0 | 0 | 0 | [8 empty] | 4.91 | 185 | 9 | 217611 | [9 empty] | Capenhurst | FRODSHAM | 5 | 1090 | 1090 | 0 | 0 | 0 | 2029-04 | 10093485394 | General Industrial and Special Industrial Groups | 3163 | C | Grid Supplied Electricity | 3 |  | Heating and Natural Ventilation | 2024-02-25 |  | 0.5 | FALSE | 53.2784 | -2.8809 | SPM-BURMAH_OIL_T1_CABOT_CARBON_T1_VAN_LEER_NO_1_T1 | 1186575000 | SP Energy Networks open data (API key): NDP SPM primary-group polygons + Capacity Heatmaps Information Model SPM + LTDS appendices 3/6 + NSHR
3649 | 25 | UNIT 1-2, LONGACRES ROAD, CLAYHILL LIGHT INDUSTRIAL PARK | NESTON | CH64 3RL | Cheshire West And Chester |  | Factory And Premises | industrial | 1 | 3079.4 | 33146 | GIA | 112000 | Buildwas Rd T1 / Morgan Refractories T1 / Neston Main T1 | inside-area | 1.56 | HESWALL GT1 / HOYLAKE GT2 / PRENTON GRID GT3 | BIRKENHEAD | SPM |  | unknown-primary | [5 empty] | 0 | 0 | 0 | 0 |  | HESWALL GT1 / HOYLAKE GT2 / PRENTON GRID GT3 |  |  | 0 |  |  | 0 | 0 | 0 | [8 empty] | 4.89 | 185 | 5 | 545533 | [9 empty] | Connahs Quay / SASA | BIRKENHEAD | 0 | 0 | 0 | 0 | 0 | 90 |  | 10095486285 | B1 Offices and Workshop businesses | 1406 | C | Natural Gas | 3 |  | Heating and Natural Ventilation | 2016-07-25 |  | 0.5 | FALSE | 53.2993 | -3.0628 | SPM-BUILDWAS_RD_T1_MORGAN_REFRACTORIES_T1_NESTON_MAIN_T1 | 12045472000 | SP Energy Networks open data (API key): NDP SPM primary-group polygons + Capacity Heatmaps Information Model SPM + LTDS appendices 3/6 + NSHR
3650 | 25 | ROBERTS TRANSPORT SERVICES, BOTTOM STREET | HYDE | SK14 2JL | Tameside |  | Warehouse And Premises | industrial | 1 | 3027.6 | 32589 | GIA | 172000 |  | no-geocode | [33 empty] | 4.81 | 76 | [35 empty] | 443820117
3651 | 25 | 40-44, VIRGINIA STREET | SOUTHPORT | PR8 6RU | Sefton |  | Warehouse And Premises | industrial | 1 | 3021.5 | 32523 | GIA | 44750 | Ivy St (Southport) T1 / Kensington Rd T1 / Market St T1 / Southport T1 | inside-area | 0.94 | FORMBY GT2B / SOUTHPORT GT1 / SOUTHPORT GT2 | KIRKBY | SPM |  | unknown-primary | [5 empty] | 0 | 0 | 0 | 0 |  | FORMBY GT2B / SOUTHPORT GT1 / SOUTHPORT GT2 |  |  | 0 |  |  | 0 | 0 | 0 | [8 empty] | 4.8 | 76 | 28 | 1123364 | [9 empty] | Lister Drive | KIRKBY | 4 | 514 | 514 | 400 | 0 | 0 | 2027-08 | [12 empty] | 53.6435 | -2.9972 | SPM-IVY_ST_SOUTHPORT_T1_KENSINGTON_RD_T1_MARKET_ST_T1_SOUTHPORT_ | 2331803000 | SP Energy Networks open data (API key): NDP SPM primary-group polygons + Capacity Heatmaps Information Model SPM + LTDS appendices 3/6 + NSHR
3652 | 25 | DNATA LTD UNIT 3 NO 300, BUILDING, MANCHESTER AIRPORT | MANCHESTER | M90 5SA | Manchester |  | Warehouse And Premises | industrial | 1 | 3019.54 | 32502 | GIA | 417500 | Ringway T1 | inside-area | 1.22 | ELWORTH GT1 / ELWORTH GT2 / KNUTSFORD GT1 / KNUTSFORD GT2 | CARRINGTON - FIDDLERS FERRY | SPM |  | unknown-primary | [5 empty] | 0 | 0 | 0 | 0 |  | ELWORTH GT1 / ELWORTH GT2 / KNUTSFORD GT1 / KNUTSFORD GT2 |  |  | 0 |  |  | 0 | 0 | 0 | [8 empty] | 4.8 | 75 | 120 | 5429087 | [9 empty] | Fiddlers Ferry | CARRINGTON | 5 | 2186.9 | 2186.9 | 0 | 0 | 930 | 2026-05 | [12 empty] | 53.3631 | -2.2878 | SPM-RINGWAY_T1 | 12498701000 | SP Energy Networks open data (API key): NDP SPM primary-group polygons + Capacity Heatmaps Information Model SPM + LTDS appendices 3/6 + NSHR
3653 | 25 | LOMBARD DISTRIBUTION CENTRE, CADDICK ROAD | PRESCOT | L34 9HP | Knowsley |  | Cold Store And Premises | industrial | 1 | 3018.16 | 32487 | GIA | 108000 | Kelco T1 / News International T1 / News International T2 / Palco T1 / Southdene T1 | inside-area | 1.47 | GILLMOSS GT1 / KIRKBY GT2 / SIMONSWOOD GT1 | KIRKBY | SPM |  | unknown-primary | [5 empty] | 0 | 0 | 0 | 0 |  | GILLMOSS GT1 / KIRKBY GT2 / SIMONSWOOD GT1 |  |  | 0 |  |  | 0 | 0 | 0 | [8 empty] | 4.8 | 362 | 67 | 4663705 | [9 empty] | Kirkby (_D) | KIRKBY | 4 | 514 | 514 | 400 | 0 | 0 | 2027-08 | [12 empty] | 53.4583 | -2.8612 | SPM-KELCO_T1_NEWS_INTERNATIONAL_T1_NEWS_INTERNATIONAL_T2_PALCO_T | 12151882000 | SP Energy Networks open data (API key): NDP SPM primary-group polygons + Capacity Heatmaps Information Model SPM + LTDS appendices 3/6 + NSHR
3654 | 25 | A S TRANSPORT, RIVER LANE | CHESTER | CH4 8RH | Flintshire |  | Warehouse And Premises | industrial | 1 | 2993.43 | 32221 | GIA | 70500 | Saltney T1 | inside-area | 3 | CHESTER MAIN GT4 / CRANE BANK GT1 / GUILDEN SUTTON GT1 / SALTNEY G2A | CAPENHURST | SPM |  | unknown-primary | [5 empty] | 0 | 0 | 0 | 0 |  | CHESTER MAIN GT4 / CRANE BANK GT1 / GUILDEN SUTTON GT1 / SALTNEY G2A |  |  | 0 |  |  | 0 | 0 | 0 | [8 empty] | 4.76 | 75 | 25 | 536009 | [9 empty] | Capenhurst | CAPENHURST | 4 | 896.6 | 896.6 | 0 | 0 | 304 | 2029-10 | 200002940247 | B1 Offices and Workshop businesses | 3241 | C | Grid Supplied Electricity | 3 |  | Heating and Natural Ventilation | 2016-08-30 |  | 1 | FALSE | 53.1814 | -2.9237 | SPM-SALTNEY_T1 | 4194055000 | SP Energy Networks open data (API key): NDP SPM primary-group polygons + Capacity Heatmaps Information Model SPM + LTDS appendices 3/6 + NSHR
3655 | 25 | EVA2, ARTILLERY BUSINESS PARK, PARK HALL | OSWESTRY | SY11 4AD | Shropshire |  | Factory And Premises | industrial | 1 | 2991.3 | 32198 | GIA | 88000 | Coney Green T1 / Oswestry T2 / Oswestry T1 | inside-area | 1.33 | LEGACY LOCAL GT2 / NEWTOWN GT2 / OSWESTRY GT8 / WELSHPOOL GT1 | LEGACY | SPM |  | unknown-primary | [5 empty] | 0 | 0 | 0 | 0 |  | LEGACY LOCAL GT2 / NEWTOWN GT2 / OSWESTRY GT8 / WELSHPOOL GT1 |  |  | 0 |  |  | 0 | 0 | 0 | [8 empty] | 4.75 | 179 | 15 | 558259 | [9 empty] | Legacy | LEGACY | 5 | 1714 | 1714 | 0 | 0 | 0 | 2024-08 | [12 empty] | 52.8714 | -3.0341 | SPM-CONEY_GREEN_T1_OSWESTRY_T2_OSWESTRY_T1 | 10160587000 | SP Energy Networks open data (API key): NDP SPM primary-group polygons + Capacity Heatmaps Information Model SPM + LTDS appendices 3/6 + NSHR
3656 | 25 | UNIT 2, THELWALL LANE | WARRINGTON | WA4 1PD | Warrington |  | Warehouse And Premises; Workshop And Premises | industrial | 2 | 2976.34 | 32037 | GIA | 116000 | British Aluminium Latchford T1 / Greenhall Whitley T1 / Latchford T1 / Latchford T2 / Thames Board Mill T1 | inside-area | 2.05 | SANKEY BRIDGES GT3 / WARRINGTON GT5 | CARRINGTON - FIDDLERS FERRY | SPM |  | unknown-primary | [5 empty] | 0 | 0 | 0 | 0 |  | SANKEY BRIDGES GT3 / WARRINGTON GT5 |  |  | 0 |  |  | 0 | 0 | 0 | [8 empty] | 4.73 | 134 | 25 | 1039880 | [9 empty] | Fiddlers Ferry | CARRINGTON | 5 | 2186.9 | 2186.9 | 0 | 0 | 930 | 2026-05 | 10094965542 | General Industrial and Special Industrial Groups | 1354 | C | Grid Supplied Electricity | 3 |  | Heating and Natural Ventilation | 2022-06-26 |  | 1 | FALSE | 53.3834 | -2.5419 | SPM-BRITISH_ALUMINIUM_LATCHFORD_T1_GREENHALL_WHITLEY_T1_LATCHFOR | 14571470000;14966095000 | SP Energy Networks open data (API key): NDP SPM primary-group polygons + Capacity Heatmaps Information Model SPM + LTDS appendices 3/6 + NSHR
3657 | 25 | I M I SCOTT LTD, DALLIMORE ROAD | MANCHESTER | M23 9NX | Manchester |  | Factory And Premises | industrial | 1 | 2968 | 31947 | GIA | 133000 | Ringway T1 | nearest-substation | 3.81 | ELWORTH GT1 / ELWORTH GT2 / KNUTSFORD GT1 / KNUTSFORD GT2 | CARRINGTON - FIDDLERS FERRY | SPM |  | unknown-primary | [5 empty] | 0 | 0 | 0 | 0 |  | ELWORTH GT1 / ELWORTH GT2 / KNUTSFORD GT1 / KNUTSFORD GT2 |  |  | 0 |  |  | 0 | 0 | 0 | [8 empty] | 4.72 | 178 | 120 | 5429642 | [9 empty] | Fiddlers Ferry | CARRINGTON | 5 | 2186.9 | 2186.9 | 0 | 0 | 930 | 2026-05 | [12 empty] | 53.3932 | -2.2945 | SPM-RINGWAY_T1 | 227819113 | SP Energy Networks open data (API key): NDP SPM primary-group polygons + Capacity Heatmaps Information Model SPM + LTDS appendices 3/6 + NSHR
3658 | 25 | DEPOT, FOUNDRY LANE | BRADFORD | BD4 7NA | Bradford |  | Storage Depot And Premises | industrial | 1 | 2938.24 | 31627 | GIA | 125000 |  | no-geocode | [33 empty] | 4.67 | 73 | [35 empty] | 5151419000
3659 | 25 | UNIT 19, FARADAY ROAD | LIVERPOOL | L33 7UT | Knowsley |  | Factory And Premises; Warehouse And Premises | industrial | 2 | 2928.98 | 31527 | GIA | 144000 | Kelco T1 / News International T1 / News International T2 / Palco T1 / Southdene T1 | inside-area | 1.25 | GILLMOSS GT1 / KIRKBY GT2 / SIMONSWOOD GT1 | KIRKBY | SPM |  | unknown-primary | [5 empty] | 0 | 0 | 0 | 0 |  | GILLMOSS GT1 / KIRKBY GT2 / SIMONSWOOD GT1 |  |  | 0 |  |  | 0 | 0 | 0 | [8 empty] | 4.65 | 176 | 67 | 4664665 | [9 empty] | Kirkby (_D) | KIRKBY | 4 | 514 | 514 | 400 | 0 | 0 | 2027-08 | 40015244 | B8 Storage or Distribution | 1892 | D | Grid Supplied Electricity | 3 |  | Heating and Natural Ventilation | 2019-03-14 |  | 1 | FALSE | 53.4695 | -2.8621 | SPM-KELCO_T1_NEWS_INTERNATIONAL_T1_NEWS_INTERNATIONAL_T2_PALCO_T | 5896999000;13020779000 | SP Energy Networks open data (API key): NDP SPM primary-group polygons + Capacity Heatmaps Information Model SPM + LTDS appendices 3/6 + NSHR
3660 | 25 | INTERNATIONAL HOUSE, LEDSON ROAD | MANCHESTER | M23 9PH | Manchester |  | Warehouse And Premises | industrial | 1 | 2898.32 | 31197 | GIA | 167000 | Ringway T1 | nearest-substation | 3.63 | ELWORTH GT1 / ELWORTH GT2 / KNUTSFORD GT1 / KNUTSFORD GT2 | CARRINGTON - FIDDLERS FERRY | SPM |  | unknown-primary | [5 empty] | 0 | 0 | 0 | 0 |  | ELWORTH GT1 / ELWORTH GT2 / KNUTSFORD GT1 / KNUTSFORD GT2 |  |  | 0 |  |  | 0 | 0 | 0 | [8 empty] | 4.61 | 72 | 120 | 5430392 | [9 empty] | Fiddlers Ferry | CARRINGTON | 5 | 2186.9 | 2186.9 | 0 | 0 | 930 | 2026-05 | [12 empty] | 53.3914 | -2.2931 | SPM-RINGWAY_T1 | 4988534000 | SP Energy Networks open data (API key): NDP SPM primary-group polygons + Capacity Heatmaps Information Model SPM + LTDS appendices 3/6 + NSHR
3661 | 25 | TRAK CONVEYOR SYSTEMS, RANDLES ROAD | PRESCOT | L34 9HX | Knowsley | TRAK CONVEYOR SYSTEMS | Factory And Premises | industrial | 1 | 2873.88 | 30934 | GIA | 105000 | Kelco T1 / News International T1 / News International T2 / Palco T1 / Southdene T1 | inside-area | 1.95 | GILLMOSS GT1 / KIRKBY GT2 / SIMONSWOOD GT1 | KIRKBY | SPM |  | unknown-primary | [5 empty] | 0 | 0 | 0 | 0 |  | GILLMOSS GT1 / KIRKBY GT2 / SIMONSWOOD GT1 |  |  | 0 |  |  | 0 | 0 | 0 | [8 empty] | 4.57 | 172 | 67 | 4665258 | [9 empty] | Kirkby (_D) | KIRKBY | 4 | 514 | 514 | 400 | 0 | 0 | 2027-08 | 40035062 | B1 Offices and Workshop businesses | 2544 | C | Natural Gas | 3 | 1 | Heating and Natural Ventilation | 2014-03-18 |  | 1 | FALSE | 53.4593 | -2.8707 | SPM-KELCO_T1_NEWS_INTERNATIONAL_T1_NEWS_INTERNATIONAL_T2_PALCO_T | 503740134 | SP Energy Networks open data (API key): NDP SPM primary-group polygons + Capacity Heatmaps Information Model SPM + LTDS appendices 3/6 + NSHR
3662 | 25 | EUROLITERS LTD, HORN HOUSE LANE | LIVERPOOL | L33 7YQ | Knowsley |  | Warehouse And Premises | industrial | 1 | 2823.8 | 30395 | GIA | 148000 | Kelco T1 / News International T1 / News International T2 / Palco T1 / Southdene T1 | inside-area | 0.78 | GILLMOSS GT1 / KIRKBY GT2 / SIMONSWOOD GT1 | KIRKBY | SPM |  | unknown-primary | [5 empty] | 0 | 0 | 0 | 0 |  | GILLMOSS GT1 / KIRKBY GT2 / SIMONSWOOD GT1 |  |  | 0 |  |  | 0 | 0 | 0 | [8 empty] | 4.49 | 71 | 67 | 4665797 | [9 empty] | Kirkby (_D) | KIRKBY | 4 | 514 | 514 | 400 | 0 | 0 | 2027-08 | 40021231 | B8 Storage or Distribution | 2859 | D | Natural Gas | 3 |  | Heating and Mechanical Ventilation | 2018-09-18 |  | 0.5 | FALSE | 53.4697 | -2.8545 | SPM-KELCO_T1_NEWS_INTERNATIONAL_T1_NEWS_INTERNATIONAL_T2_PALCO_T | 5036306000 | SP Energy Networks open data (API key): NDP SPM primary-group polygons + Capacity Heatmaps Information Model SPM + LTDS appendices 3/6 + NSHR
3663 | 25 | ELLARD HOUSE, FLOATS ROAD | MANCHESTER | M23 9WB | Manchester |  | Warehouse And Premises | industrial | 1 | 2801.38 | 30154 | GIA | 207000 | Ringway T1 | nearest-substation | 3.69 | ELWORTH GT1 / ELWORTH GT2 / KNUTSFORD GT1 / KNUTSFORD GT2 | CARRINGTON - FIDDLERS FERRY | SPM |  | unknown-primary | [5 empty] | 0 | 0 | 0 | 0 |  | ELWORTH GT1 / ELWORTH GT2 / KNUTSFORD GT1 / KNUTSFORD GT2 |  |  | 0 |  |  | 0 | 0 | 0 | [8 empty] | 4.45 | 70 | 120 | 5431435 | [9 empty] | Fiddlers Ferry | CARRINGTON | 5 | 2186.9 | 2186.9 | 0 | 0 | 930 | 2026-05 | 77045765 | General Industrial and Special Industrial Groups | 2890 | B | Natural Gas | 4 | 3 | Heating and Natural Ventilation | 2023-04-27 |  | 1 | FALSE | 53.3924 | -2.2971 | SPM-RINGWAY_T1 | 8875122000 | SP Energy Networks open data (API key): NDP SPM primary-group polygons + Capacity Heatmaps Information Model SPM + LTDS appendices 3/6 + NSHR
3664 | 25 | 1, POINT 23 BUSINESS PARK, HALLWOOD AVENUE, HALLWOOD AVENUE | ST HELENS | WA11 9WH | St Helens |  | Warehouse And Premises | industrial | 1 | 2772.68 | 29845 | GIA | 227000 | Almatex T1 / St Helens Wwtw T1 / Watery La T2 / Ex Delta Metals T1 | nearest-substation | 3.81 | BOLD G2B / RAVENHEAD G1A2 / ST HELENS GT2A | RAINHILL | SPM |  | unknown-primary | [5 empty] | 0 | 0 | 0 | 0 |  | BOLD G2B / RAVENHEAD G1A2 / ST HELENS GT2A |  |  | 0 |  |  | 0 | 0 | 0 | [8 empty] | 4.41 | 69 | 70 | 5806863 | [9 empty] | Rainhill | RAINHILL | 1 | 85.5 | 85.5 | 0 | 0 | 57 | 2026-09 | 39079963 | General Industrial and Special Industrial Groups | 3207 | B | Natural Gas | 3 |  | Heating and Natural Ventilation | 2025-12-11 |  | 0.67 | FALSE | 53.4758 | -2.6571 | SPM-ALMATEX_T1_ST_HELENS_WWTW_T1_WATERY_LA_T2_EX_DELTA_METALS_T1 | 10522130000 | SP Energy Networks open data (API key): NDP SPM primary-group polygons + Capacity Heatmaps Information Model SPM + LTDS appendices 3/6 + NSHR
3665 | 25 | BUILDING 705, NO 2 MAINTENANCE AREA | HOUNSLOW | TW6 1ZZ | Hillingdon |  | Workshop And Premises | industrial | 2 | 2763.63 | 29747 | GIA | 459500 |  | no-geocode | [33 empty] | 4.39 | 124 | [35 empty] | 585213065;567196065
3666 | 25 | 1, BIRCHMERE BUSINESS PARK, NATHAN WAY | LONDON | SE28 5DE | Greenwich |  | Warehouse And Premises | industrial | 1 | 2754.42 | 29648 | GIA | 320000 |  | no-geocode | [33 empty] | 4.38 | 69 | [35 empty] | 3921856000
3667 | 25 | UNIT 6, SMITHFOLD LANE | MANCHESTER | M29 0GP | Salford |  | Factory And Premises | industrial | 1 | 2746.1 | 29559 | GIA | 138000 |  | no-geocode | [33 empty] | 4.36 | 165 | [35 empty] | 15117389000
3668 | 25 | UNITS P6A B E F & K, PARR INDUSTRIAL ESTATE, CORNWALL STREET | ST HELENS | WA9 1PN | St Helens |  | Warehouse And Premises | industrial | 1 | 2745.16 | 29549 | GIA | 77000 | Almatex T1 / St Helens Wwtw T1 / Watery La T2 / Ex Delta Metals T1 | inside-area | 1.35 | BOLD G2B / RAVENHEAD G1A2 / ST HELENS GT2A | RAINHILL | SPM |  | unknown-primary | [5 empty] | 0 | 0 | 0 | 0 |  | BOLD G2B / RAVENHEAD G1A2 / ST HELENS GT2A |  |  | 0 |  |  | 0 | 0 | 0 | [8 empty] | 4.36 | 69 | 70 | 5807159 | [9 empty] | Rainhill | RAINHILL | 1 | 85.5 | 85.5 | 0 | 0 | 57 | 2026-09 | 39100329 | General Industrial and Special Industrial Groups | 2961 | B | Other | 3 |  | Unconditioned | 2024-11-13 |  | 0.67 | FALSE | 53.4483 | -2.7094 | SPM-ALMATEX_T1_ST_HELENS_WWTW_T1_WATERY_LA_T2_EX_DELTA_METALS_T1 | 14363101000 | SP Energy Networks open data (API key): NDP SPM primary-group polygons + Capacity Heatmaps Information Model SPM + LTDS appendices 3/6 + NSHR
3669 | 25 | NO 316, BUILDING, MANCHESTER AIRPORT | MANCHESTER | M90 5EW | Manchester |  | Warehouse And Premises | industrial | 1 | 2742.5 | 29520 | GIA | 262500 | Ringway T1 | inside-area | 1.06 | ELWORTH GT1 / ELWORTH GT2 / KNUTSFORD GT1 / KNUTSFORD GT2 | CARRINGTON - FIDDLERS FERRY | SPM |  | unknown-primary | [5 empty] | 0 | 0 | 0 | 0 |  | ELWORTH GT1 / ELWORTH GT2 / KNUTSFORD GT1 / KNUTSFORD GT2 |  |  | 0 |  |  | 0 | 0 | 0 | [8 empty] | 4.36 | 69 | 120 | 5432069 | [9 empty] | Fiddlers Ferry | CARRINGTON | 5 | 2186.9 | 2186.9 | 0 | 0 | 930 | 2026-05 | 10012206397 | Offices and Workshop Businesses | 2888 | E | Natural Gas | 3 |  | Heating and Natural Ventilation | 2024-02-09 |  | 0.75 | FALSE | 53.3616 | -2.2896 | SPM-RINGWAY_T1 | 600680000 | SP Energy Networks open data (API key): NDP SPM primary-group polygons + Capacity Heatmaps Information Model SPM + LTDS appendices 3/6 + NSHR
3670 | 25 | UNIT J, HAYDOCK CROSS, KILBUCK LANE | ST HELENS | WA11 9UX | St Helens |  | Warehouse And Premises | industrial | 1 | 2730.6 | 29392 | GIA | 163000 | Almatex T1 / St Helens Wwtw T1 / Watery La T2 / Ex Delta Metals T1 | nearest-substation | 4.09 | BOLD G2B / RAVENHEAD G1A2 / ST HELENS GT2A | RAINHILL | SPM |  | unknown-primary | [5 empty] | 0 | 0 | 0 | 0 |  | BOLD G2B / RAVENHEAD G1A2 / ST HELENS GT2A |  |  | 0 |  |  | 0 | 0 | 0 | [8 empty] | 4.34 | 68 | 70 | 5807316 | [9 empty] | Rainhill | RAINHILL | 1 | 85.5 | 85.5 | 0 | 0 | 57 | 2026-09 | 39080279 | Storage or Distribution | 2805 | B | Grid Supplied Electricity | 3 |  | Heating and Natural Ventilation | 2025-03-24 |  | 1 | FALSE | 53.4748 | -2.6481 | SPM-ALMATEX_T1_ST_HELENS_WWTW_T1_WATERY_LA_T2_EX_DELTA_METALS_T1 | 407159000 | SP Energy Networks open data (API key): NDP SPM primary-group polygons + Capacity Heatmaps Information Model SPM + LTDS appendices 3/6 + NSHR
3671 | 25 | UNITS 3-9 AT NO 311, BUILDING, MANCHESTER AIRPORT | MANCHESTER | M90 5TE | Manchester |  | Warehouse And Premises | industrial | 1 | 2709.96 | 29170 | GIA | 236000 | Ringway T1 | inside-area | 1.08 | ELWORTH GT1 / ELWORTH GT2 / KNUTSFORD GT1 / KNUTSFORD GT2 | CARRINGTON - FIDDLERS FERRY | SPM |  | unknown-primary | [5 empty] | 0 | 0 | 0 | 0 |  | ELWORTH GT1 / ELWORTH GT2 / KNUTSFORD GT1 / KNUTSFORD GT2 |  |  | 0 |  |  | 0 | 0 | 0 | [8 empty] | 4.31 | 68 | 120 | 5432419 | [9 empty] | Fiddlers Ferry | CARRINGTON | 5 | 2186.9 | 2186.9 | 0 | 0 | 930 | 2026-05 | [12 empty] | 53.3637 | -2.2904 | SPM-RINGWAY_T1 | 13463437000 | SP Energy Networks open data (API key): NDP SPM primary-group polygons + Capacity Heatmaps Information Model SPM + LTDS appendices 3/6 + NSHR
3672 | 25 | HEATHFIELD TERMINAL CO LTD ADJ, OLD NEWTON ROAD | NEWTON ABBOT | TQ12 6ZZ | Teignbridge |  | Oil Storage Depot And Premises | industrial | 1 | 2701 | 29073 | GEA | 40250 |  | no-geocode | [33 empty] | 4.29 | 68 | [35 empty] | 226140000
3673 | 25 | HYLINE HOUSE, TILSON ROAD | MANCHESTER | M23 9JD | Manchester |  | Warehouse And Premises | industrial | 2 | 2693.39 | 28991 | GIA | 164500 | Ringway T1 | nearest-substation | 3.67 | ELWORTH GT1 / ELWORTH GT2 / KNUTSFORD GT1 / KNUTSFORD GT2 | CARRINGTON - FIDDLERS FERRY | SPM |  | unknown-primary | [5 empty] | 0 | 0 | 0 | 0 |  | ELWORTH GT1 / ELWORTH GT2 / KNUTSFORD GT1 / KNUTSFORD GT2 |  |  | 0 |  |  | 0 | 0 | 0 | [8 empty] | 4.28 | 67 | 120 | 5432598 | [9 empty] | Fiddlers Ferry | CARRINGTON | 5 | 2186.9 | 2186.9 | 0 | 0 | 930 | 2026-05 | [12 empty] | 53.3914 | -2.2903 | SPM-RINGWAY_T1 | 14822967000;14822967000 | SP Energy Networks open data (API key): NDP SPM primary-group polygons + Capacity Heatmaps Information Model SPM + LTDS appendices 3/6 + NSHR
3674 | 25 | B SHED, ATLANTIC WAY, DOCKS | BARRY | CF63 3QS | Vale Of Glamorgan |  | Warehouse And Premises | industrial | 1 | 2687.5 | 28928 | GIA | 58500 |  | no-geocode | [33 empty] | 4.27 | 67 | [35 empty] | 14126072000
3675 | 25 | UNITS 1-3, FLOATS ROAD | MANCHESTER | M23 9LE | Manchester |  | Warehouse And Premises | industrial | 1 | 2648.81 | 28512 | GIA | 128000 | Ringway T1 | nearest-substation | 3.57 | ELWORTH GT1 / ELWORTH GT2 / KNUTSFORD GT1 / KNUTSFORD GT2 | CARRINGTON - FIDDLERS FERRY | SPM |  | unknown-primary | [5 empty] | 0 | 0 | 0 | 0 |  | ELWORTH GT1 / ELWORTH GT2 / KNUTSFORD GT1 / KNUTSFORD GT2 |  |  | 0 |  |  | 0 | 0 | 0 | [8 empty] | 4.21 | 66 | 120 | 5433077 | [9 empty] | Fiddlers Ferry | CARRINGTON | 5 | 2186.9 | 2186.9 | 0 | 0 | 930 | 2026-05 | [12 empty] | 53.3913 | -2.2969 | SPM-RINGWAY_T1 | 15006165000 | SP Energy Networks open data (API key): NDP SPM primary-group polygons + Capacity Heatmaps Information Model SPM + LTDS appendices 3/6 + NSHR
3676 | 25 | 59, STANLEY ROAD, MOSS LANE INDUSTRIAL ESTATE | MANCHESTER | M25 6SH | Bury |  | Workshop And Premises | industrial | 1 | 2630.3 | 28312 | GIA | 120000 |  | no-geocode | [33 empty] | 4.18 | 118 | [35 empty] | 3002603000
3677 | 25 | PRIMARY FLUID POWER LTD, CADDICK ROAD | PRESCOT | L34 9HP | Knowsley |  | Factory And Premises | industrial | 1 | 2616.51 | 28164 | GIA | 116000 | Kelco T1 / News International T1 / News International T2 / Palco T1 / Southdene T1 | inside-area | 1.47 | GILLMOSS GT1 / KIRKBY GT2 / SIMONSWOOD GT1 | KIRKBY | SPM |  | unknown-primary | [5 empty] | 0 | 0 | 0 | 0 |  | GILLMOSS GT1 / KIRKBY GT2 / SIMONSWOOD GT1 |  |  | 0 |  |  | 0 | 0 | 0 | [8 empty] | 4.16 | 157 | 67 | 4668028 | [9 empty] | Kirkby (_D) | KIRKBY | 4 | 514 | 514 | 400 | 0 | 0 | 2027-08 | 40007068 | B2 to B7 General Industrial and Special Industrial Groups | 2928 | C | Natural Gas | 3 | 1 | Heating and Natural Ventilation | 2016-12-02 |  | 1 | FALSE | 53.4583 | -2.8612 | SPM-KELCO_T1_NEWS_INTERNATIONAL_T1_NEWS_INTERNATIONAL_T2_PALCO_T | 6427468000 | SP Energy Networks open data (API key): NDP SPM primary-group polygons + Capacity Heatmaps Information Model SPM + LTDS appendices 3/6 + NSHR
3678 | 25 | UNIT 3A AT NO 307, BUILDING, MANCHESTER AIRPORT | MANCHESTER | M90 5QL | Manchester |  | Warehouse And Premises | industrial | 1 | 2612.71 | 28123 | NIA | 347500 | Ringway T1 | inside-area | 1.17 | ELWORTH GT1 / ELWORTH GT2 / KNUTSFORD GT1 / KNUTSFORD GT2 | CARRINGTON - FIDDLERS FERRY | SPM |  | unknown-primary | [5 empty] | 0 | 0 | 0 | 0 |  | ELWORTH GT1 / ELWORTH GT2 / KNUTSFORD GT1 / KNUTSFORD GT2 |  |  | 0 |  |  | 0 | 0 | 0 | [8 empty] | 4.15 | 65 | 120 | 5433466 | [9 empty] | Fiddlers Ferry | CARRINGTON | 5 | 2186.9 | 2186.9 | 0 | 0 | 930 | 2026-05 | 10023050701 | Storage or Distribution | 1389 | E | Natural Gas | 3 |  | Heating and Natural Ventilation | 2024-09-05 |  | 0.75 | FALSE | 53.3644 | -2.2895 | SPM-RINGWAY_T1 | 10568875000 | SP Energy Networks open data (API key): NDP SPM primary-group polygons + Capacity Heatmaps Information Model SPM + LTDS appendices 3/6 + NSHR
3679 | 25 | UNIT C, SENATOR POINT, SOUTH BOUNDARY ROAD | LIVERPOOL | L33 7RR | Knowsley |  | Warehouse And Premises | industrial | 1 | 2599.4 | 27980 | GIA | 149000 | Kelco T1 / News International T1 / News International T2 / Palco T1 / Southdene T1 | inside-area | 1.32 | GILLMOSS GT1 / KIRKBY GT2 / SIMONSWOOD GT1 | KIRKBY | SPM |  | unknown-primary | [5 empty] | 0 | 0 | 0 | 0 |  | GILLMOSS GT1 / KIRKBY GT2 / SIMONSWOOD GT1 |  |  | 0 |  |  | 0 | 0 | 0 | [8 empty] | 4.13 | 65 | 67 | 4668212 | [9 empty] | Kirkby (_D) | KIRKBY | 4 | 514 | 514 | 400 | 0 | 0 | 2027-08 | 40073329 | Offices and Workshop Businesses | 957 | B | Grid Supplied Electricity | 5 | 2 | Air Conditioning | 2024-09-23 |  | 0.8 | FALSE | 53.4734 | -2.8603 | SPM-KELCO_T1_NEWS_INTERNATIONAL_T1_NEWS_INTERNATIONAL_T2_PALCO_T | 1355286000 | SP Energy Networks open data (API key): NDP SPM primary-group polygons + Capacity Heatmaps Information Model SPM + LTDS appendices 3/6 + NSHR
3680 | 25 | PLOT SX, SIDNEY LITTLE ROAD | ST LEONARDS-ON-SEA | TN34 9PX | Hastings |  | Warehouse And Premises | industrial | 1 | 2579.92 | 27770 | GIA | 215000 |  | no-geocode | [33 empty] | 4.1 | 64 | [35 empty] | 263451144
3681 | 25 | 31, SHEFFORD ROAD | BIRMINGHAM | B4 6PQ | Birmingham |  | Workshop And Premises | industrial | 1 | 2561.5 | 27572 | GIA | 151000 |  | no-geocode | [33 empty] | 4.07 | 115 | [35 empty] | 424571221
3682 | 25 | UNITS A & B, OVERBROOK COURT, OVERBROOK LANE | PRESCOT | L34 9JA | Knowsley | LBK PACKAGING | Warehouse And Premises | industrial | 1 | 2557.2 | 27525 | GIA | 159000 | Kelco T1 / News International T1 / News International T2 / Palco T1 / Southdene T1 | inside-area | 1.03 | GILLMOSS GT1 / KIRKBY GT2 / SIMONSWOOD GT1 | KIRKBY | SPM |  | unknown-primary | [5 empty] | 0 | 0 | 0 | 0 |  | GILLMOSS GT1 / KIRKBY GT2 / SIMONSWOOD GT1 |  |  | 0 |  |  | 0 | 0 | 0 | [8 empty] | 4.06 | 64 | 67 | 4668667 | [9 empty] | Kirkby (_D) | KIRKBY | 4 | 514 | 514 | 400 | 0 | 0 | 2027-08 | [12 empty] | 53.461 | -2.8564 | SPM-KELCO_T1_NEWS_INTERNATIONAL_T1_NEWS_INTERNATIONAL_T2_PALCO_T | 2780791000 | SP Energy Networks open data (API key): NDP SPM primary-group polygons + Capacity Heatmaps Information Model SPM + LTDS appendices 3/6 + NSHR
3683 | 25 | HITEX, CLOISTER WAY, BRIDGES ROAD | ELLESMERE PORT | CH65 4EL | Cheshire West And Chester |  | Workshop And Premises | industrial | 1 | 2532.6 | 27261 | GIA | 167000 | Burmah Oil T1 / Cabot Carbon T1 / Van Leer No 1 T1 | inside-area | 0.72 | ELLESMERE PORT GT2 / INCE LOCAL GT1 / INCE LOCAL GT2 | FRODSHAM - INCE | SPM |  | unknown-primary | [5 empty] | 0 | 0 | 0 | 0 |  | ELLESMERE PORT GT2 / INCE LOCAL GT1 / INCE LOCAL GT2 |  |  | 0 |  |  | 0 | 0 | 0 | [8 empty] | 4.02 | 114 | 9 | 223601 | [9 empty] | Capenhurst | FRODSHAM | 5 | 1090 | 1090 | 0 | 0 | 0 | 2029-04 | 10093485394 | General Industrial and Special Industrial Groups | 3163 | C | Grid Supplied Electricity | 3 |  | Heating and Natural Ventilation | 2024-02-25 |  | 0.5 | FALSE | 53.2784 | -2.8809 | SPM-BURMAH_OIL_T1_CABOT_CARBON_T1_VAN_LEER_NO_1_T1 | 4203394000 | SP Energy Networks open data (API key): NDP SPM primary-group polygons + Capacity Heatmaps Information Model SPM + LTDS appendices 3/6 + NSHR
3684 | 25 | JAY MAA BUILDING, MARKET STREET | MANCHESTER | M43 7ZZ | Tameside |  | Warehouse And Premises | industrial | 1 | 2527.8 | 27209 | GIA | 87500 |  | no-geocode | [33 empty] | 4.02 | 63 | [35 empty] | 2627101000
3685 | 25 | SABRE HOLDINGS (UK) LTD, GOLF ROAD | ALTRINCHAM | WA15 8AJ | Trafford |  | Factory And Premises | industrial | 1 | 2524.29 | 27171 | GIA | 140000 | Ringway T1 | nearest-substation | 3.39 | ELWORTH GT1 / ELWORTH GT2 / KNUTSFORD GT1 / KNUTSFORD GT2 | CARRINGTON - FIDDLERS FERRY | SPM |  | unknown-primary | [5 empty] | 0 | 0 | 0 | 0 |  | ELWORTH GT1 / ELWORTH GT2 / KNUTSFORD GT1 / KNUTSFORD GT2 |  |  | 0 |  |  | 0 | 0 | 0 | [8 empty] | 4.01 | 151 | 120 | 5434418 | [9 empty] | Fiddlers Ferry | CARRINGTON | 5 | 2186.9 | 2186.9 | 0 | 0 | 930 | 2026-05 | [12 empty] | 53.3839 | -2.3361 | SPM-RINGWAY_T1 | 13804029000 | SP Energy Networks open data (API key): NDP SPM primary-group polygons + Capacity Heatmaps Information Model SPM + LTDS appendices 3/6 + NSHR
3686 | 25 | UNITS 2A-3, PALATINE INDUSTRIAL ESTATE, CAUSEWAY AVENUE | WARRINGTON | WA4 6QQ | Warrington |  | Workshops And Premises | industrial | 1 | 2523.7 | 27165 | GIA | 81500 | British Aluminium Latchford T1 / Greenhall Whitley T1 / Latchford T1 / Latchford T2 / Thames Board Mill T1 | inside-area | 0.84 | SANKEY BRIDGES GT3 / WARRINGTON GT5 | CARRINGTON - FIDDLERS FERRY | SPM |  | unknown-primary | [5 empty] | 0 | 0 | 0 | 0 |  | SANKEY BRIDGES GT3 / WARRINGTON GT5 |  |  | 0 |  |  | 0 | 0 | 0 | [8 empty] | 4.01 | 114 | 25 | 1044752 | [9 empty] | Fiddlers Ferry | CARRINGTON | 5 | 2186.9 | 2186.9 | 0 | 0 | 930 | 2026-05 | [12 empty] | 53.3801 | -2.5851 | SPM-BRITISH_ALUMINIUM_LATCHFORD_T1_GREENHALL_WHITLEY_T1_LATCHFOR | 652370137 | SP Energy Networks open data (API key): NDP SPM primary-group polygons + Capacity Heatmaps Information Model SPM + LTDS appendices 3/6 + NSHR
3687 | 25 | G17 & G18, RIVERBANK WAY, LOWFIELDS BUSINESS PARK | ELLAND | HX5 9ND | Calderdale |  | Warehouse And Premises | industrial | 1 | 2521.54 | 27142 | GIA | 147000 |  | no-geocode | [33 empty] | 4.01 | 63 | [35 empty] | 12025028000
3688 | 25 | MITCHELL HOUSE, CLOISTER WAY | ELLESMERE PORT | CH65 4EL | Cheshire West And Chester |  | Warehouse And Premises | industrial | 1 | 2520 | 27125 | GIA | 164000 | Burmah Oil T1 / Cabot Carbon T1 / Van Leer No 1 T1 | inside-area | 0.72 | ELLESMERE PORT GT2 / INCE LOCAL GT1 / INCE LOCAL GT2 | FRODSHAM - INCE | SPM |  | unknown-primary | [5 empty] | 0 | 0 | 0 | 0 |  | ELLESMERE PORT GT2 / INCE LOCAL GT1 / INCE LOCAL GT2 |  |  | 0 |  |  | 0 | 0 | 0 | [8 empty] | 4 | 63 | 9 | 223737 | [9 empty] | Capenhurst | FRODSHAM | 5 | 1090 | 1090 | 0 | 0 | 0 | 2029-04 | 10093485394 | General Industrial and Special Industrial Groups | 3163 | C | Grid Supplied Electricity | 3 |  | Heating and Natural Ventilation | 2024-02-25 |  | 0.5 | FALSE | 53.2784 | -2.8809 | SPM-BURMAH_OIL_T1_CABOT_CARBON_T1_VAN_LEER_NO_1_T1 | 11472789000 | SP Energy Networks open data (API key): NDP SPM primary-group polygons + Capacity Heatmaps Information Model SPM + LTDS appendices 3/6 + NSHR
3689 | 25 | CHADDOCK LANE | MANCHESTER | M46 7LB | Wigan | COUNTRY BASKETS | Warehouse And Premises | industrial | 1 | 2510.5 | 27023 | GIA | 106000 |  | no-geocode | [33 empty] | 3.99 | 63 | [35 empty] | 185505137
3690 | 25 | UNIT 6(3), BUSINESS PARC NANTGARW | CARDIFF | CF15 1QU | Rhondda Cynon Taff |  | Warehouse And Premises | industrial | 1 | 2494.77 | 26853 | GIA | 155000 |  | no-geocode | [33 empty] | 3.96 | 62 | [35 empty] | 15070563000
3691 | 25 | THE REAL YORKSHIRE PUDDING COMPANY, COULMAN STREET | DONCASTER | DN8 5US | Doncaster |  | Workshop And Premises | industrial | 1 | 2493.8 | 26843 | GIA | 81000 |  | no-geocode | [33 empty] | 3.96 | 112 | [35 empty] | 4255056000
3692 | 25 | H JENKINSON & CO LTD, KITLING ROAD | PRESCOT | L34 9JR | Knowsley |  | Warehouse And Premises | industrial | 1 | 2486.2 | 26761 | GIA | 144000 | Kelco T1 / News International T1 / News International T2 / Palco T1 / Southdene T1 | inside-area | 1.1 | GILLMOSS GT1 / KIRKBY GT2 / SIMONSWOOD GT1 | KIRKBY | SPM |  | unknown-primary | [5 empty] | 0 | 0 | 0 | 0 |  | GILLMOSS GT1 / KIRKBY GT2 / SIMONSWOOD GT1 |  |  | 0 |  |  | 0 | 0 | 0 | [8 empty] | 3.95 | 62 | 67 | 4669431 | [9 empty] | Kirkby (_D) | KIRKBY | 4 | 514 | 514 | 400 | 0 | 0 | 2027-08 | [12 empty] | 53.462 | -2.8586 | SPM-KELCO_T1_NEWS_INTERNATIONAL_T1_NEWS_INTERNATIONAL_T2_PALCO_T | 10586164000 | SP Energy Networks open data (API key): NDP SPM primary-group polygons + Capacity Heatmaps Information Model SPM + LTDS appendices 3/6 + NSHR
3693 | 25 | 20, SOUTHMOOR ROAD | MANCHESTER | M23 9TB | Manchester |  | Warehouse And Premises | industrial | 1 | 2477 | 26662 | GIA | 133000 | Ringway T1 | nearest-substation | 3.97 | ELWORTH GT1 / ELWORTH GT2 / KNUTSFORD GT1 / KNUTSFORD GT2 | CARRINGTON - FIDDLERS FERRY | SPM |  | unknown-primary | [5 empty] | 0 | 0 | 0 | 0 |  | ELWORTH GT1 / ELWORTH GT2 / KNUTSFORD GT1 / KNUTSFORD GT2 |  |  | 0 |  |  | 0 | 0 | 0 | [8 empty] | 3.94 | 62 | 120 | 5434927 | [9 empty] | Fiddlers Ferry | CARRINGTON | 5 | 2186.9 | 2186.9 | 0 | 0 | 930 | 2026-05 | [12 empty] | 53.3944 | -2.292 | SPM-RINGWAY_T1 | 11081634000 | SP Energy Networks open data (API key): NDP SPM primary-group polygons + Capacity Heatmaps Information Model SPM + LTDS appendices 3/6 + NSHR
3694 | 25 | QUEEN STREET | CREWE | CW1 4AQ | Cheshire East | BEARINGS IMPEX | Warehouse And Premises | industrial | 1 | 2459.25 | 26471 | GIA | 42750 | Civic Centre T1 / Claughton Ave T1 / Electricity St T1 | inside-area | 1.06 | COPPENHALL GT1 / CREWE GT1 / CREWE GT2A / CREWE GT4A / RADWAY GREEN GT1 / RADWAY GREEN GT2 / WHITCHURCH GT2 | CELLARHEAD | SPM |  | unknown-primary | [5 empty] | 0 | 0 | 0 | 0 |  | COPPENHALL GT1 / CREWE GT1 / CREWE GT2A / CREWE GT4A / RADWAY GREEN GT1 / RADWAY GREEN GT2 / WHITCHURCH GT2 |  |  | 0 |  |  | 0 | 0 | 0 | [8 empty] | 3.91 | 61 | 15 | 502818 | [9 empty] | Frodsham | CELLARHEAD | 5 | 1680 | 1680 | 0 | 0 | 20 | 2027-07 | [12 empty] | 53.0987 | -2.4337 | SPM-CIVIC_CENTRE_T1_CLAUGHTON_AVE_T1_ELECTRICITY_ST_T1 | 17116133 | SP Energy Networks open data (API key): NDP SPM primary-group polygons + Capacity Heatmaps Information Model SPM + LTDS appendices 3/6 + NSHR
3695 | 25 | 5, DOCK YARD ROAD | ELLESMERE PORT | CH65 4EF | Cheshire West And Chester |  | Warehouse And Premises | industrial | 1 | 2455.5 | 26431 | GIA | 73500 | Burmah Oil T1 / Cabot Carbon T1 / Van Leer No 1 T1 | inside-area | 0.54 | ELLESMERE PORT GT2 / INCE LOCAL GT1 / INCE LOCAL GT2 | FRODSHAM - INCE | SPM |  | unknown-primary | [5 empty] | 0 | 0 | 0 | 0 |  | ELLESMERE PORT GT2 / INCE LOCAL GT1 / INCE LOCAL GT2 |  |  | 0 |  |  | 0 | 0 | 0 | [8 empty] | 3.9 | 61 | 9 | 224431 | [9 empty] | Capenhurst | FRODSHAM | 5 | 1090 | 1090 | 0 | 0 | 0 | 2029-04 | [12 empty] | 53.2864 | -2.8849 | SPM-BURMAH_OIL_T1_CABOT_CARBON_T1_VAN_LEER_NO_1_T1 | 14736460000 | SP Energy Networks open data (API key): NDP SPM primary-group polygons + Capacity Heatmaps Information Model SPM + LTDS appendices 3/6 + NSHR
3696 | 25 | UNITS 11 12 AND 12A, WISTASTON ROAD BUSINESS CENTRE, WISTASTON ROAD | CREWE | CW2 7RP | Cheshire East |  | Warehouse And Premises | industrial | 1 | 2445.44 | 26322 | GIA | 57000 | Civic Centre T1 / Claughton Ave T1 / Electricity St T1 | inside-area | 0.54 | COPPENHALL GT1 / CREWE GT1 / CREWE GT2A / CREWE GT4A / RADWAY GREEN GT1 / RADWAY GREEN GT2 / WHITCHURCH GT2 | CELLARHEAD | SPM |  | unknown-primary | [5 empty] | 0 | 0 | 0 | 0 |  | COPPENHALL GT1 / CREWE GT1 / CREWE GT2A / CREWE GT4A / RADWAY GREEN GT1 / RADWAY GREEN GT2 / WHITCHURCH GT2 |  |  | 0 |  |  | 0 | 0 | 0 | [8 empty] | 3.89 | 61 | 15 | 502967 | [9 empty] | Frodsham | CELLARHEAD | 5 | 1680 | 1680 | 0 | 0 | 20 | 2027-07 | 10014455322 | B8 Storage or Distribution | 710 | D | Grid Supplied Electricity | 3 |  | Heating and Natural Ventilation | 2018-05-21 |  | 1 | FALSE | 53.0962 | -2.4504 | SPM-CIVIC_CENTRE_T1_CLAUGHTON_AVE_T1_ELECTRICITY_ST_T1 | 14291202000 | SP Energy Networks open data (API key): NDP SPM primary-group polygons + Capacity Heatmaps Information Model SPM + LTDS appendices 3/6 + NSHR
3697 | 25 | ST JAMES POINT 1, MOORGATE ROAD | LIVERPOOL | L33 7HX | Knowsley |  | Warehouse And Premises | industrial | 1 | 2444.43 | 26312 | GIA | 79000 |  | no-geocode | [33 empty] | 3.88 | 61 | [35 empty] | 10905756000
3698 | 25 | A T GROUP LTD, KILBUCK LANE | ST HELENS | WA11 9UX | St Helens |  | Workshop And Premises | industrial | 1 | 2422.7 | 26078 | GIA | 198000 | Almatex T1 / St Helens Wwtw T1 / Watery La T2 / Ex Delta Metals T1 | nearest-substation | 4.09 | BOLD G2B / RAVENHEAD G1A2 / ST HELENS GT2A | RAINHILL | SPM |  | unknown-primary | [5 empty] | 0 | 0 | 0 | 0 |  | BOLD G2B / RAVENHEAD G1A2 / ST HELENS GT2A |  |  | 0 |  |  | 0 | 0 | 0 | [8 empty] | 3.85 | 109 | 70 | 5810630 | [9 empty] | Rainhill | RAINHILL | 1 | 85.5 | 85.5 | 0 | 0 | 57 | 2026-09 | 39083884 | Storage or Distribution | 9589 | B | Grid Supplied Electricity | 3 | 1 | Heating and Natural Ventilation | 2024-08-30 |  | 0.5 | FALSE | 53.4748 | -2.6481 | SPM-ALMATEX_T1_ST_HELENS_WWTW_T1_WATERY_LA_T2_EX_DELTA_METALS_T1 | 5787479000 | SP Energy Networks open data (API key): NDP SPM primary-group polygons + Capacity Heatmaps Information Model SPM + LTDS appendices 3/6 + NSHR
3699 | 25 | UNIT 2 CONNECT PARK, HAYDOCK INDUSTRIAL ESTATE | ST HELENS | WA11 9TH | St Helens |  | Workshop And Premises | industrial | 1 | 2410.42 | 25946 | GIA | 154000 | Almatex T1 / St Helens Wwtw T1 / Watery La T2 / Ex Delta Metals T1 | nearest-substation | 3.76 | BOLD G2B / RAVENHEAD G1A2 / ST HELENS GT2A | RAINHILL | SPM |  | unknown-primary | [5 empty] | 0 | 0 | 0 | 0 |  | BOLD G2B / RAVENHEAD G1A2 / ST HELENS GT2A |  |  | 0 |  |  | 0 | 0 | 0 | [8 empty] | 3.83 | 108 | 70 | 5810762 | [9 empty] | Rainhill | RAINHILL | 1 | 85.5 | 85.5 | 0 | 0 | 57 | 2026-09 | 39087858 | B2 to B7 General Industrial and Special Industrial Groups | 2218 | C | Natural Gas | 3 |  | Heating and Natural Ventilation | 2017-06-20 |  | 0.5 | FALSE | 53.4777 | -2.6644 | SPM-ALMATEX_T1_ST_HELENS_WWTW_T1_WATERY_LA_T2_EX_DELTA_METALS_T1 | 14550650000 | SP Energy Networks open data (API key): NDP SPM primary-group polygons + Capacity Heatmaps Information Model SPM + LTDS appendices 3/6 + NSHR
3700 | 25 | UNIT A, KITLING ROAD | PRESCOT | L34 9JA | Knowsley |  | Warehouse And Premises | industrial | 1 | 2409.04 | 25931 | GIA | 110000 | Kelco T1 / News International T1 / News International T2 / Palco T1 / Southdene T1 | inside-area | 1.03 | GILLMOSS GT1 / KIRKBY GT2 / SIMONSWOOD GT1 | KIRKBY | SPM |  | unknown-primary | [5 empty] | 0 | 0 | 0 | 0 |  | GILLMOSS GT1 / KIRKBY GT2 / SIMONSWOOD GT1 |  |  | 0 |  |  | 0 | 0 | 0 | [8 empty] | 3.83 | 60 | 67 | 4670261 | [9 empty] | Kirkby (_D) | KIRKBY | 4 | 514 | 514 | 400 | 0 | 0 | 2027-08 | [12 empty] | 53.461 | -2.8564 | SPM-KELCO_T1_NEWS_INTERNATIONAL_T1_NEWS_INTERNATIONAL_T2_PALCO_T | 14849091000 | SP Energy Networks open data (API key): NDP SPM primary-group polygons + Capacity Heatmaps Information Model SPM + LTDS appendices 3/6 + NSHR
3701 | 25 | MILLBROOK INDUSTRIAL ESTATE-UNITS 1-3, SHADY LANE | MANCHESTER | M23 9WT | Manchester |  | Warehouse And Premises | industrial | 1 | 2394.26 | 25772 | GIA | 186000 | Ringway T1 | nearest-substation | 4.06 | ELWORTH GT1 / ELWORTH GT2 / KNUTSFORD GT1 / KNUTSFORD GT2 | CARRINGTON - FIDDLERS FERRY | SPM |  | unknown-primary | [5 empty] | 0 | 0 | 0 | 0 |  | ELWORTH GT1 / ELWORTH GT2 / KNUTSFORD GT1 / KNUTSFORD GT2 |  |  | 0 |  |  | 0 | 0 | 0 | [8 empty] | 3.8 | 60 | 120 | 5435817 | [9 empty] | Fiddlers Ferry | CARRINGTON | 5 | 2186.9 | 2186.9 | 0 | 0 | 930 | 2026-05 | 10023056705 | General Industrial and Special Industrial Groups | 601 | B | Grid Supplied Electricity | 3 |  | Heating and Natural Ventilation | 2026-07-13 |  | 0.67 | FALSE | 53.3958 | -2.2974 | SPM-RINGWAY_T1 | 3482462000 | SP Energy Networks open data (API key): NDP SPM primary-group polygons + Capacity Heatmaps Information Model SPM + LTDS appendices 3/6 + NSHR
3702 | 25 | ROBSON KAY & CO LTD, TILSON ROAD | MANCHESTER | M23 9PH | Manchester |  | Warehouse And Premises | industrial | 1 | 2392.06 | 25748 | GIA | 157000 | Ringway T1 | nearest-substation | 3.63 | ELWORTH GT1 / ELWORTH GT2 / KNUTSFORD GT1 / KNUTSFORD GT2 | CARRINGTON - FIDDLERS FERRY | SPM |  | unknown-primary | [5 empty] | 0 | 0 | 0 | 0 |  | ELWORTH GT1 / ELWORTH GT2 / KNUTSFORD GT1 / KNUTSFORD GT2 |  |  | 0 |  |  | 0 | 0 | 0 | [8 empty] | 3.8 | 60 | 120 | 5435841 | [9 empty] | Fiddlers Ferry | CARRINGTON | 5 | 2186.9 | 2186.9 | 0 | 0 | 930 | 2026-05 | [12 empty] | 53.3914 | -2.2931 | SPM-RINGWAY_T1 | 2294210000 | SP Energy Networks open data (API key): NDP SPM primary-group polygons + Capacity Heatmaps Information Model SPM + LTDS appendices 3/6 + NSHR
3703 | 25 | NAVIGATION LANE, LOCK LANE | CASTLEFORD | WF10 1JU | Wakefield | S & G SECURITY LIMITED | Workshop And Premises | industrial | 1 | 2382.8 | 25648 | GIA | 39250 |  | no-geocode | [33 empty] | 3.79 | 107 | [35 empty] | 272079000
3704 | 25 | STATION YARD | LLANWRDA | SA19 8 | Carmarthenshire (2) | ADELAID CLADDING CO | Warehouse And Premises | industrial | 1 | 2357.06 | 25371 | GIA | 50500 |  | no-geocode | [33 empty] | 3.75 | 59 | [35 empty] | 119839193
3705 | 25 | 133-141, CHESTER STREET | BIRKENHEAD | CH41 5DF | Wirral |  | Warehouse And Premises | industrial | 1 | 2354.7 | 25346 | GIA | 86500 |  | no-geocode | [33 empty] | 3.74 | 59 | [35 empty] | 220799132
3706 | 25 | RAINFORD EMC SYSTEMS UNIT 400 HAYDOCK LANE, HAYDOCK INDUSTRIAL ESTATE | ST HELENS | WA11 9TH | St Helens |  | Workshop And Premises | industrial | 1 | 2353.73 | 25335 | GIA | 184000 | Almatex T1 / St Helens Wwtw T1 / Watery La T2 / Ex Delta Metals T1 | nearest-substation | 3.76 | BOLD G2B / RAVENHEAD G1A2 / ST HELENS GT2A | RAINHILL | SPM |  | unknown-primary | [5 empty] | 0 | 0 | 0 | 0 |  | BOLD G2B / RAVENHEAD G1A2 / ST HELENS GT2A |  |  | 0 |  |  | 0 | 0 | 0 | [8 empty] | 3.74 | 106 | 70 | 5811373 | [9 empty] | Rainhill | RAINHILL | 1 | 85.5 | 85.5 | 0 | 0 | 57 | 2026-09 | 39087858 | B2 to B7 General Industrial and Special Industrial Groups | 2218 | C | Natural Gas | 3 |  | Heating and Natural Ventilation | 2017-06-20 |  | 1 | FALSE | 53.4777 | -2.6644 | SPM-ALMATEX_T1_ST_HELENS_WWTW_T1_WATERY_LA_T2_EX_DELTA_METALS_T1 | 9757066000 | SP Energy Networks open data (API key): NDP SPM primary-group polygons + Capacity Heatmaps Information Model SPM + LTDS appendices 3/6 + NSHR
3707 | 25 | KINER HOUSE, HORN HOUSE LANE | LIVERPOOL | L33 7YQ | Knowsley |  | Warehouse And Premises | industrial | 1 | 2350.47 | 25300 | GIA | 108000 | Kelco T1 / News International T1 / News International T2 / Palco T1 / Southdene T1 | inside-area | 0.78 | GILLMOSS GT1 / KIRKBY GT2 / SIMONSWOOD GT1 | KIRKBY | SPM |  | unknown-primary | [5 empty] | 0 | 0 | 0 | 0 |  | GILLMOSS GT1 / KIRKBY GT2 / SIMONSWOOD GT1 |  |  | 0 |  |  | 0 | 0 | 0 | [8 empty] | 3.74 | 59 | 67 | 4670892 | [9 empty] | Kirkby (_D) | KIRKBY | 4 | 514 | 514 | 400 | 0 | 0 | 2027-08 | [12 empty] | 53.4697 | -2.8545 | SPM-KELCO_T1_NEWS_INTERNATIONAL_T1_NEWS_INTERNATIONAL_T2_PALCO_T | 74124000 | SP Energy Networks open data (API key): NDP SPM primary-group polygons + Capacity Heatmaps Information Model SPM + LTDS appendices 3/6 + NSHR
3708 | 25 | GROSVENOR HOUSE, CROWLAND STREET | SOUTHPORT | PR9 7RX | Sefton | BULLDOG PRODUCTS LIMITED | Workshop And Premises | industrial | 1 | 2324.43 | 25020 | GIA | 83500 | Ivy St (Southport) T1 / Kensington Rd T1 / Market St T1 / Southport T1 | inside-area | 1.89 | FORMBY GT2B / SOUTHPORT GT1 / SOUTHPORT GT2 | KIRKBY | SPM |  | unknown-primary | [5 empty] | 0 | 0 | 0 | 0 |  | FORMBY GT2B / SOUTHPORT GT1 / SOUTHPORT GT2 |  |  | 0 |  |  | 0 | 0 | 0 | [8 empty] | 3.69 | 105 | 28 | 1130867 | [9 empty] | Lister Drive | KIRKBY | 4 | 514 | 514 | 400 | 0 | 0 | 2027-08 | [12 empty] | 53.6429 | -2.9603 | SPM-IVY_ST_SOUTHPORT_T1_KENSINGTON_RD_T1_MARKET_ST_T1_SOUTHPORT_ | 3728643000 | SP Energy Networks open data (API key): NDP SPM primary-group polygons + Capacity Heatmaps Information Model SPM + LTDS appendices 3/6 + NSHR
3709 | 25 | HOLMESFIELD ROAD | WARRINGTON | WA1 2DS | Warrington | WARRINGTON RESEARCH CENTRE | Workshop And Premises | industrial | 1 | 2306.39 | 24826 | GIA | 97000 | British Aluminium Latchford T1 / Greenhall Whitley T1 / Latchford T1 / Latchford T2 / Thames Board Mill T1 | inside-area | 0.92 | SANKEY BRIDGES GT3 / WARRINGTON GT5 | CARRINGTON - FIDDLERS FERRY | SPM |  | unknown-primary | [5 empty] | 0 | 0 | 0 | 0 |  | SANKEY BRIDGES GT3 / WARRINGTON GT5 |  |  | 0 |  |  | 0 | 0 | 0 | [8 empty] | 3.67 | 104 | 25 | 1047091 | [9 empty] | Fiddlers Ferry | CARRINGTON | 5 | 2186.9 | 2186.9 | 0 | 0 | 930 | 2026-05 | 10008652410 | B8 Storage or Distribution | 1280 | E | Oil | 3 |  | Heating and Natural Ventilation | 2015-01-30 |  | 1 | FALSE | 53.3901 | -2.5745 | SPM-BRITISH_ALUMINIUM_LATCHFORD_T1_GREENHALL_WHITLEY_T1_LATCHFOR | 12147137 | SP Energy Networks open data (API key): NDP SPM primary-group polygons + Capacity Heatmaps Information Model SPM + LTDS appendices 3/6 + NSHR
3710 | 25 | 6, THE PEEL CENTRE, ST ANN WAY | GLOUCESTER | GL1 3SF | Gloucester |  | Warehouse And Premises | industrial | 1 | 2305.26 | 24814 | GIA | 110000 |  | no-geocode | [33 empty] | 3.66 | 58 | [35 empty] | 14961106000
3711 | 25 | OVERBROOK HOUSE, OVERBROOK LANE, KNOWSLEY INDUSTRIAL PARK SOUTH | PRESCOT | L34 9JA | Knowsley |  | Warehouse And Premises | industrial | 1 | 2287.52 | 24623 | GIA | 147000 | Kelco T1 / News International T1 / News International T2 / Palco T1 / Southdene T1 | inside-area | 1.03 | GILLMOSS GT1 / KIRKBY GT2 / SIMONSWOOD GT1 | KIRKBY | SPM |  | unknown-primary | [5 empty] | 0 | 0 | 0 | 0 |  | GILLMOSS GT1 / KIRKBY GT2 / SIMONSWOOD GT1 |  |  | 0 |  |  | 0 | 0 | 0 | [8 empty] | 3.64 | 57 | 67 | 4671569 | [9 empty] | Kirkby (_D) | KIRKBY | 4 | 514 | 514 | 400 | 0 | 0 | 2027-08 | [12 empty] | 53.461 | -2.8564 | SPM-KELCO_T1_NEWS_INTERNATIONAL_T1_NEWS_INTERNATIONAL_T2_PALCO_T | 3981271000 | SP Energy Networks open data (API key): NDP SPM primary-group polygons + Capacity Heatmaps Information Model SPM + LTDS appendices 3/6 + NSHR
3712 | 25 | 1, BROOK ROAD | BOOTLE | L20 3EG | Sefton |  | Warehouse And Premises | industrial | 1 | 2284.8 | 24593 | GIA | 84000 |  | no-geocode | [33 empty] | 3.63 | 57 | [35 empty] | 405652134
3713 | 25 | EVA 1, ARTILLERY BUSINESS PARK, PARK HALL | OSWESTRY | SY11 4AD | Shropshire |  | Factory And Premises | industrial | 1 | 2229.08 | 23994 | GIA | 66000 | Coney Green T1 / Oswestry T2 / Oswestry T1 | inside-area | 1.33 | LEGACY LOCAL GT2 / NEWTOWN GT2 / OSWESTRY GT8 / WELSHPOOL GT1 | LEGACY | SPM |  | unknown-primary | [5 empty] | 0 | 0 | 0 | 0 |  | LEGACY LOCAL GT2 / NEWTOWN GT2 / OSWESTRY GT8 / WELSHPOOL GT1 |  |  | 0 |  |  | 0 | 0 | 0 | [8 empty] | 3.54 | 134 | 15 | 566463 | [9 empty] | Legacy | LEGACY | 5 | 1714 | 1714 | 0 | 0 | 0 | 2024-08 | [12 empty] | 52.8714 | -3.0341 | SPM-CONEY_GREEN_T1_OSWESTRY_T2_OSWESTRY_T1 | 10160526000 | SP Energy Networks open data (API key): NDP SPM primary-group polygons + Capacity Heatmaps Information Model SPM + LTDS appendices 3/6 + NSHR
3714 | 25 | UNIT 6A, WITHINS ROAD, HAYDOCK INDUSTRIAL ESTATE | ST HELENS | WA11 9UD | St Helens |  | Warehouse And Premises | industrial | 1 | 2227.26 | 23974 | GIA | 170000 | Almatex T1 / St Helens Wwtw T1 / Watery La T2 / Ex Delta Metals T1 | nearest-substation | 3.65 | BOLD G2B / RAVENHEAD G1A2 / ST HELENS GT2A | RAINHILL | SPM |  | unknown-primary | [5 empty] | 0 | 0 | 0 | 0 |  | BOLD G2B / RAVENHEAD G1A2 / ST HELENS GT2A |  |  | 0 |  |  | 0 | 0 | 0 | [8 empty] | 3.54 | 56 | 70 | 5812734 | [9 empty] | Rainhill | RAINHILL | 1 | 85.5 | 85.5 | 0 | 0 | 57 | 2026-09 | 39064767 | B2 to B7 General Industrial and Special Industrial Groups | 2146 | C | Natural Gas | 3 | 1 | Heating and Natural Ventilation | 2014-07-23 |  | 0.67 | FALSE | 53.4737 | -2.6563 | SPM-ALMATEX_T1_ST_HELENS_WWTW_T1_WATERY_LA_T2_EX_DELTA_METALS_T1 | 648037137 | SP Energy Networks open data (API key): NDP SPM primary-group polygons + Capacity Heatmaps Information Model SPM + LTDS appendices 3/6 + NSHR
3715 | 25 | MELLARDS DRAGON WORKS, CHESTER ROAD | CHESTER | CH4 8RW | Flintshire |  | Warehouse And Premises | industrial | 1 | 2222.97 | 23928 | GIA | 77500 | Saltney T1 | inside-area | 2.3 | CHESTER MAIN GT4 / CRANE BANK GT1 / GUILDEN SUTTON GT1 / SALTNEY G2A | CAPENHURST | SPM |  | unknown-primary | [5 empty] | 0 | 0 | 0 | 0 |  | CHESTER MAIN GT4 / CRANE BANK GT1 / GUILDEN SUTTON GT1 / SALTNEY G2A |  |  | 0 |  |  | 0 | 0 | 0 | [8 empty] | 3.53 | 56 | 25 | 544302 | [9 empty] | Capenhurst | CAPENHURST | 4 | 896.6 | 896.6 | 0 | 0 | 304 | 2029-10 | 10090461548 | Storage or Distribution | 1863 | C | Other | 3 |  | Unconditioned | 2025-02-06 |  | 0.75 | FALSE | 53.1786 | -2.9358 | SPM-SALTNEY_T1 | 251393206 | SP Energy Networks open data (API key): NDP SPM primary-group polygons + Capacity Heatmaps Information Model SPM + LTDS appendices 3/6 + NSHR
3716 | 25 | UNIT G16, RIVERBANK WAY, LOWFIELDS BUSINESS PARK | ELLAND | HX5 9ND | Calderdale | FINLOWER LTD | Warehouse And Premises | industrial | 1 | 2216.5 | 23858 | GIA | 126000 |  | no-geocode | [33 empty] | 3.52 | 55 | [35 empty] | 2235807000
3717 | 25 | UNITS 11 & 12, WINCHESTER ROAD, HAYDOCK INDUSTRIAL ESTATE | ST HELENS | WA11 9XQ | St Helens |  | Warehouse And Premises; Workshop And Premises | industrial | 2 | 2187.1 | 23542 | GIA | 146500 | Almatex T1 / St Helens Wwtw T1 / Watery La T2 / Ex Delta Metals T1 | nearest-substation | 3.76 | BOLD G2B / RAVENHEAD G1A2 / ST HELENS GT2A | RAINHILL | SPM |  | unknown-primary | [5 empty] | 0 | 0 | 0 | 0 |  | BOLD G2B / RAVENHEAD G1A2 / ST HELENS GT2A |  |  | 0 |  |  | 0 | 0 | 0 | [8 empty] | 3.48 | 98 | 70 | 5813166 | [9 empty] | Rainhill | RAINHILL | 1 | 85.5 | 85.5 | 0 | 0 | 57 | 2026-09 | 39091783 | General Industrial and Special Industrial Groups | 466 | B | Grid Supplied Electricity | 5 |  | Heating and Natural Ventilation | 2025-05-28 |  | 1 | FALSE | 53.4769 | -2.6616 | SPM-ALMATEX_T1_ST_HELENS_WWTW_T1_WATERY_LA_T2_EX_DELTA_METALS_T1 | 4883130000;1485312000 | SP Energy Networks open data (API key): NDP SPM primary-group polygons + Capacity Heatmaps Information Model SPM + LTDS appendices 3/6 + NSHR
3718 | 25 | RYLAND FORD, MARTON ROAD | SOUTHAM | CV47 8PZ | Stratford On Avon |  | Workshop And Premises | industrial | 1 | 2184.94 | 23518 | GIA | 125000 |  | no-geocode | [33 empty] | 3.47 | 98 | [35 empty] | 1622749000
3719 | 25 | SELF-STORAGE FACILITY FORMER CAR PARK EXETER COURT, GRANVILLE ROAD | LONDON | NW6 5RZ | Brent |  | Warehouse And Premises | industrial | 1 | 2159.36 | 23243 | GIA | 47250 |  | no-geocode | [33 empty] | 3.43 | 54 | [35 empty] | 11925710000
3720 | 25 | UNIT 2, CANNING ROAD INDUSTRIAL ESTATE | SOUTHPORT | PR9 7SN | Sefton |  | Workshop And Premises | industrial | 1 | 2158.92 | 23238 | GIA | 68500 | Ivy St (Southport) T1 / Kensington Rd T1 / Market St T1 / Southport T1 | inside-area | 1.45 | FORMBY GT2B / SOUTHPORT GT1 / SOUTHPORT GT2 | KIRKBY | SPM |  | unknown-primary | [5 empty] | 0 | 0 | 0 | 0 |  | FORMBY GT2B / SOUTHPORT GT1 / SOUTHPORT GT2 |  |  | 0 |  |  | 0 | 0 | 0 | [8 empty] | 3.43 | 97 | 28 | 1132649 | [9 empty] | Lister Drive | KIRKBY | 4 | 514 | 514 | 400 | 0 | 0 | 2027-08 | 41124655 | General Industrial and Special Industrial Groups | 1902 | E | Natural Gas | 3 | 1 | Heating and Natural Ventilation | 2023-12-23 |  | 1 | FALSE | 53.642 | -2.9669 | SPM-IVY_ST_SOUTHPORT_T1_KENSINGTON_RD_T1_MARKET_ST_T1_SOUTHPORT_ | 15150062000 | SP Energy Networks open data (API key): NDP SPM primary-group polygons + Capacity Heatmaps Information Model SPM + LTDS appendices 3/6 + NSHR
3721 | 25 | SUMMERLIN ENGINEERING LTD, CANNING ROAD INDUSTRIAL ESTATE | SOUTHPORT | PR9 7SN | Sefton | SUMMERLIN ENGINEERING LTD | Workshop And Premises | industrial | 1 | 2158.92 | 23238 | GIA | 68500 | Ivy St (Southport) T1 / Kensington Rd T1 / Market St T1 / Southport T1 | inside-area | 1.45 | FORMBY GT2B / SOUTHPORT GT1 / SOUTHPORT GT2 | KIRKBY | SPM |  | unknown-primary | [5 empty] | 0 | 0 | 0 | 0 |  | FORMBY GT2B / SOUTHPORT GT1 / SOUTHPORT GT2 |  |  | 0 |  |  | 0 | 0 | 0 | [8 empty] | 3.43 | 97 | 28 | 1132649 | [9 empty] | Lister Drive | KIRKBY | 4 | 514 | 514 | 400 | 0 | 0 | 2027-08 | 41124655 | General Industrial and Special Industrial Groups | 1902 | E | Natural Gas | 3 | 1 | Heating and Natural Ventilation | 2023-12-23 |  | 0.5 | FALSE | 53.642 | -2.9669 | SPM-IVY_ST_SOUTHPORT_T1_KENSINGTON_RD_T1_MARKET_ST_T1_SOUTHPORT_ | 496307134 | SP Energy Networks open data (API key): NDP SPM primary-group polygons + Capacity Heatmaps Information Model SPM + LTDS appendices 3/6 + NSHR
3722 | 25 | UNIT 5B, DENNIS VIOLLET AVENUE | STOKE-ON-TRENT | ST4 0XX | Stoke On Trent |  | Warehouse And Premises | industrial | 1 | 2126.36 | 22888 | GIA | 143000 |  | no-geocode | [33 empty] | 3.38 | 53 | [35 empty] | 5210211000
3723 | 25 | UNIT 6, HAVERHILL BUSINESS PARK, THE RIDGE, ICENI WAY | HAVERHILL | CN9 7FD | West Suffolk |  | Warehouse And Premises | industrial | 1 | 2111.24 | 22725 | GIA | 101000 |  | no-geocode | [33 empty] | 3.35 | 53 | [35 empty] | 14126278000
3724 | 25 | ECORRUGATED LTD, CLOISTER WAY, BRIDGES ROAD | ELLESMERE PORT | CH65 4EL | Cheshire West And Chester |  | Warehouse And Premises | industrial | 1 | 2109.06 | 22702 | GIA | 139000 | Burmah Oil T1 / Cabot Carbon T1 / Van Leer No 1 T1 | inside-area | 0.72 | ELLESMERE PORT GT2 / INCE LOCAL GT1 / INCE LOCAL GT2 | FRODSHAM - INCE | SPM |  | unknown-primary | [5 empty] | 0 | 0 | 0 | 0 |  | ELLESMERE PORT GT2 / INCE LOCAL GT1 / INCE LOCAL GT2 |  |  | 0 |  |  | 0 | 0 | 0 | [8 empty] | 3.35 | 53 | 9 | 228160 | [9 empty] | Capenhurst | FRODSHAM | 5 | 1090 | 1090 | 0 | 0 | 0 | 2029-04 | 10093485394 | General Industrial and Special Industrial Groups | 3163 | C | Grid Supplied Electricity | 3 |  | Heating and Natural Ventilation | 2024-02-25 |  | 0.5 | FALSE | 53.2784 | -2.8809 | SPM-BURMAH_OIL_T1_CABOT_CARBON_T1_VAN_LEER_NO_1_T1 | 11178662000 | SP Energy Networks open data (API key): NDP SPM primary-group polygons + Capacity Heatmaps Information Model SPM + LTDS appendices 3/6 + NSHR
3725 | 25 | VALE (UK) LTD, KITLING ROAD | PRESCOT | L34 9JA | Knowsley | VALE (UK) LTD | Factory And Premises | industrial | 1 | 2093.98 | 22539 | GIA | 116000 | Kelco T1 / News International T1 / News International T2 / Palco T1 / Southdene T1 | inside-area | 1.03 | GILLMOSS GT1 / KIRKBY GT2 / SIMONSWOOD GT1 | KIRKBY | SPM |  | unknown-primary | [5 empty] | 0 | 0 | 0 | 0 |  | GILLMOSS GT1 / KIRKBY GT2 / SIMONSWOOD GT1 |  |  | 0 |  |  | 0 | 0 | 0 | [8 empty] | 3.33 | 126 | 67 | 4673653 | [9 empty] | Kirkby (_D) | KIRKBY | 4 | 514 | 514 | 400 | 0 | 0 | 2027-08 | [12 empty] | 53.461 | -2.8564 | SPM-KELCO_T1_NEWS_INTERNATIONAL_T1_NEWS_INTERNATIONAL_T2_PALCO_T | 481036134 | SP Energy Networks open data (API key): NDP SPM primary-group polygons + Capacity Heatmaps Information Model SPM + LTDS appendices 3/6 + NSHR
3726 | 25 | UNIT 11C WESTERN AVENUE, BRIDGEND INDUSTRIAL ESTATE | BRIDGEND | CF31 3SN | Bridgend |  | Warehouse And Premises | industrial | 1 | 2081.3 | 22403 | GIA | 55500 |  | no-geocode | [33 empty] | 3.31 | 52 | [35 empty] | 692187000
3727 | 25 | SBT GEARING SOLUTIONS LTD GEAR WORKS, BROOK STREET | BURY | BL9 6XX | Bury |  | Factory And Premises | industrial | 1 | 2080.2 | 22391 | GIA | 56000 |  | no-geocode | [33 empty] | 3.31 | 125 | [35 empty] | 9332554000
3728 | 25 | KITLING ROAD | PRESCOT | L34 9HN | Knowsley | CENTRAL ELECTRICAL LTD | Factory And Premises | industrial | 1 | 2080.06 | 22390 | GIA | 96500 | Kelco T1 / News International T1 / News International T2 / Palco T1 / Southdene T1 | inside-area | 0.73 | GILLMOSS GT1 / KIRKBY GT2 / SIMONSWOOD GT1 | KIRKBY | SPM |  | unknown-primary | [5 empty] | 0 | 0 | 0 | 0 |  | GILLMOSS GT1 / KIRKBY GT2 / SIMONSWOOD GT1 |  |  | 0 |  |  | 0 | 0 | 0 | [8 empty] | 3.31 | 125 | 67 | 4673802 | [9 empty] | Kirkby (_D) | KIRKBY | 4 | 514 | 514 | 400 | 0 | 0 | 2027-08 | 40023407 | General Industrial and Special Industrial Groups | 70961 | B | Grid Supplied Electricity | 4 |  | Air Conditioning | 2023-08-22 |  | 1 | FALSE | 53.4628 | -2.8529 | SPM-KELCO_T1_NEWS_INTERNATIONAL_T1_NEWS_INTERNATIONAL_T2_PALCO_T | 1588982000 | SP Energy Networks open data (API key): NDP SPM primary-group polygons + Capacity Heatmaps Information Model SPM + LTDS appendices 3/6 + NSHR
3729 | 25 | GND FLR INTERNATIONAL HOUSE, AVIATION PARK, FLINT ROAD | CHESTER | CH4 0GZ | Flintshire |  | Warehouse And Premises | industrial | 1 | 2074.22 | 22327 | GIA | 78000 | Saltney T1 | inside-area | 0.43 | CHESTER MAIN GT4 / CRANE BANK GT1 / GUILDEN SUTTON GT1 / SALTNEY G2A | CAPENHURST | SPM |  | unknown-primary | [5 empty] | 0 | 0 | 0 | 0 |  | CHESTER MAIN GT4 / CRANE BANK GT1 / GUILDEN SUTTON GT1 / SALTNEY G2A |  |  | 0 |  |  | 0 | 0 | 0 | [8 empty] | 3.3 | 52 | 25 | 545903 | [9 empty] | Capenhurst | CAPENHURST | 4 | 896.6 | 896.6 | 0 | 0 | 304 | 2029-10 | 10090461894 | B2 to B7 General Industrial and Special Industrial Groups | 686 | C | Grid Supplied Electricity | 3 |  | Heating and Natural Ventilation | 2018-04-26 |  | 0.67 | FALSE | 53.1869 | -2.9743 | SPM-SALTNEY_T1 | 6945865000 | SP Energy Networks open data (API key): NDP SPM primary-group polygons + Capacity Heatmaps Information Model SPM + LTDS appendices 3/6 + NSHR
3730 | 25 | GND FLR PEGASUS HOUSE, TILSON ROAD | MANCHESTER | M23 9PH | Manchester |  | Factory And Premises | industrial | 1 | 2060.8 | 22182 | GIA | 153000 | Ringway T1 | nearest-substation | 3.63 | ELWORTH GT1 / ELWORTH GT2 / KNUTSFORD GT1 / KNUTSFORD GT2 | CARRINGTON - FIDDLERS FERRY | SPM |  | unknown-primary | [5 empty] | 0 | 0 | 0 | 0 |  | ELWORTH GT1 / ELWORTH GT2 / KNUTSFORD GT1 / KNUTSFORD GT2 |  |  | 0 |  |  | 0 | 0 | 0 | [8 empty] | 3.27 | 124 | 120 | 5439407 | [9 empty] | Fiddlers Ferry | CARRINGTON | 5 | 2186.9 | 2186.9 | 0 | 0 | 930 | 2026-05 | [12 empty] | 53.3914 | -2.2931 | SPM-RINGWAY_T1 | 6157706000 | SP Energy Networks open data (API key): NDP SPM primary-group polygons + Capacity Heatmaps Information Model SPM + LTDS appendices 3/6 + NSHR
3731 | 25 | OASIS RECORDS MANAGEMENT 2, TONBRIDGE ROAD | ROMFORD | RM2 8TS | Havering |  | Warehouse And Premises | industrial | 1 | 2059.4 | 22167 | GIA | 250000 |  | no-geocode | [33 empty] | 3.27 | 51 | [35 empty] | 5937766000
3732 | 25 | UNIT B, KITLING ROAD | PRESCOT | L34 9JA | Knowsley |  | Warehouse And Premises | industrial | 1 | 2051.5 | 22082 | GIA | 107000 | Kelco T1 / News International T1 / News International T2 / Palco T1 / Southdene T1 | inside-area | 1.03 | GILLMOSS GT1 / KIRKBY GT2 / SIMONSWOOD GT1 | KIRKBY | SPM |  | unknown-primary | [5 empty] | 0 | 0 | 0 | 0 |  | GILLMOSS GT1 / KIRKBY GT2 / SIMONSWOOD GT1 |  |  | 0 |  |  | 0 | 0 | 0 | [8 empty] | 3.26 | 51 | 67 | 4674110 | [9 empty] | Kirkby (_D) | KIRKBY | 4 | 514 | 514 | 400 | 0 | 0 | 2027-08 | [12 empty] | 53.461 | -2.8564 | SPM-KELCO_T1_NEWS_INTERNATIONAL_T1_NEWS_INTERNATIONAL_T2_PALCO_T | 14849093000 | SP Energy Networks open data (API key): NDP SPM primary-group polygons + Capacity Heatmaps Information Model SPM + LTDS appendices 3/6 + NSHR
3733 | 25 | NO 314, BUILDING, MANCHESTER AIRPORT | MANCHESTER | M90 5EX | Manchester |  | Warehouse And Premises | industrial | 1 | 2026.81 | 21816 | GIA | 184000 | Ringway T1 | inside-area | 0.94 | ELWORTH GT1 / ELWORTH GT2 / KNUTSFORD GT1 / KNUTSFORD GT2 | CARRINGTON - FIDDLERS FERRY | SPM |  | unknown-primary | [5 empty] | 0 | 0 | 0 | 0 |  | ELWORTH GT1 / ELWORTH GT2 / KNUTSFORD GT1 / KNUTSFORD GT2 |  |  | 0 |  |  | 0 | 0 | 0 | [8 empty] | 3.22 | 51 | 120 | 5439773 | [9 empty] | Fiddlers Ferry | CARRINGTON | 5 | 2186.9 | 2186.9 | 0 | 0 | 930 | 2026-05 | 10090668044 | Storage or Distribution | 2003 | C | Grid Supplied Electricity | 3 |  | Heating and Natural Ventilation | 2024-01-18 |  | 0.5 | FALSE | 53.362 | -2.2916 | SPM-RINGWAY_T1 | 600569000 | SP Energy Networks open data (API key): NDP SPM primary-group polygons + Capacity Heatmaps Information Model SPM + LTDS appendices 3/6 + NSHR
3734 | 25 | F DUERR AND SONS LTD, DALLIMORE ROAD | MANCHESTER | M23 9NX | Manchester |  | Factory And Premises | industrial | 1 | 2010.6 | 21642 | GIA | 170000 | Ringway T1 | nearest-substation | 3.81 | ELWORTH GT1 / ELWORTH GT2 / KNUTSFORD GT1 / KNUTSFORD GT2 | CARRINGTON - FIDDLERS FERRY | SPM |  | unknown-primary | [5 empty] | 0 | 0 | 0 | 0 |  | ELWORTH GT1 / ELWORTH GT2 / KNUTSFORD GT1 / KNUTSFORD GT2 |  |  | 0 |  |  | 0 | 0 | 0 | [8 empty] | 3.2 | 121 | 120 | 5439947 | [9 empty] | Fiddlers Ferry | CARRINGTON | 5 | 2186.9 | 2186.9 | 0 | 0 | 930 | 2026-05 | [12 empty] | 53.3932 | -2.2945 | SPM-RINGWAY_T1 | 7549179000 | SP Energy Networks open data (API key): NDP SPM primary-group polygons + Capacity Heatmaps Information Model SPM + LTDS appendices 3/6 + NSHR
3735 | 25 | 4B, SUNBANK LANE, AIRPORT CITY | MANCHESTER | M90 5AD | Manchester |  | Warehouse And Premises | industrial | 1 | 2008.6 | 21620 | GIA | 159000 | Ringway T1 | inside-area | 0.86 | ELWORTH GT1 / ELWORTH GT2 / KNUTSFORD GT1 / KNUTSFORD GT2 | CARRINGTON - FIDDLERS FERRY | SPM |  | unknown-primary | [5 empty] | 0 | 0 | 0 | 0 |  | ELWORTH GT1 / ELWORTH GT2 / KNUTSFORD GT1 / KNUTSFORD GT2 |  |  | 0 |  |  | 0 | 0 | 0 | [8 empty] | 3.19 | 50 | 120 | 5439969 | [9 empty] | Fiddlers Ferry | CARRINGTON | 5 | 2186.9 | 2186.9 | 0 | 0 | 930 | 2026-05 | 10093687031 | B2 to B7 General Industrial and Special Industrial Groups | 135 | B | Grid Supplied Electricity | 5 | 1 | Heating and Natural Ventilation | 2016-12-22 |  | 1 | FALSE | 53.3589 | -2.2922 | SPM-RINGWAY_T1 | 10719196000 | SP Energy Networks open data (API key): NDP SPM primary-group polygons + Capacity Heatmaps Information Model SPM + LTDS appendices 3/6 + NSHR
3736 | 25 | CLARKS COACHBUILDERS BT94/4 | SUNDERLAND | SR2 9TZ | Sunderland |  | Workshop And Premises | industrial | 1 | 2001.84 | 21548 | GIA | 102000 |  | no-geocode | [33 empty] | 3.18 | 90 | [35 empty] | 357145094
3737 | 25 | UNIT L1, HAYDOCK CROSS, KILBUCK LANE | ST HELENS | WA11 9UX | St Helens |  | Warehouse And Premises | industrial | 1 | 2000.32 | 21531 | GIA | 149000 | Almatex T1 / St Helens Wwtw T1 / Watery La T2 / Ex Delta Metals T1 | nearest-substation | 4.09 | BOLD G2B / RAVENHEAD G1A2 / ST HELENS GT2A | RAINHILL | SPM |  | unknown-primary | [5 empty] | 0 | 0 | 0 | 0 |  | BOLD G2B / RAVENHEAD G1A2 / ST HELENS GT2A |  |  | 0 |  |  | 0 | 0 | 0 | [8 empty] | 3.18 | 50 | 70 | 5815177 | [9 empty] | Rainhill | RAINHILL | 1 | 85.5 | 85.5 | 0 | 0 | 57 | 2026-09 | [12 empty] | 53.4748 | -2.6481 | SPM-ALMATEX_T1_ST_HELENS_WWTW_T1_WATERY_LA_T2_EX_DELTA_METALS_T1 | 12235595000 | SP Energy Networks open data (API key): NDP SPM primary-group polygons + Capacity Heatmaps Information Model SPM + LTDS appendices 3/6 + NSHR
3738 | 25 | 4C, SUNBANK LANE, AIRPORT CITY | MANCHESTER | M90 5AD | Manchester |  | Warehouse And Premises | industrial | 1 | 1997 | 21496 | GIA | 192000 | Ringway T1 | inside-area | 0.86 | ELWORTH GT1 / ELWORTH GT2 / KNUTSFORD GT1 / KNUTSFORD GT2 | CARRINGTON - FIDDLERS FERRY | SPM |  | unknown-primary | [5 empty] | 0 | 0 | 0 | 0 |  | ELWORTH GT1 / ELWORTH GT2 / KNUTSFORD GT1 / KNUTSFORD GT2 |  |  | 0 |  |  | 0 | 0 | 0 | [8 empty] | 3.17 | 50 | 120 | 5440093 | [9 empty] | Fiddlers Ferry | CARRINGTON | 5 | 2186.9 | 2186.9 | 0 | 0 | 930 | 2026-05 | 10093687032 | B2 to B7 General Industrial and Special Industrial Groups | 134 | B | Grid Supplied Electricity | 5 | 1 | Heating and Natural Ventilation | 2016-12-22 |  | 1 | FALSE | 53.3589 | -2.2922 | SPM-RINGWAY_T1 | 10719207000 | SP Energy Networks open data (API key): NDP SPM primary-group polygons + Capacity Heatmaps Information Model SPM + LTDS appendices 3/6 + NSHR
3739 | 25 | HOPSON HOUSE, BREAKSPEAR ROAD | RUISLIP | HA4 7ZZ | Hillingdon |  | Warehouse And Premises | industrial | 1 | 1985.12 | 21368 | GIA | 126000 |  | no-geocode | [33 empty] | 3.15 | 50 | [35 empty] | 6653661000
3740 | 25 | UNIT H1, HAYDOCK CROSS, KILBUCK LANE | ST HELENS | WA11 9UX | St Helens |  | Warehouse And Premises | industrial | 1 | 1983 | 21345 | GIA | 130000 | Almatex T1 / St Helens Wwtw T1 / Watery La T2 / Ex Delta Metals T1 | nearest-substation | 4.09 | BOLD G2B / RAVENHEAD G1A2 / ST HELENS GT2A | RAINHILL | SPM |  | unknown-primary | [5 empty] | 0 | 0 | 0 | 0 |  | BOLD G2B / RAVENHEAD G1A2 / ST HELENS GT2A |  |  | 0 |  |  | 0 | 0 | 0 | [8 empty] | 3.15 | 50 | 70 | 5815363 | [9 empty] | Rainhill | RAINHILL | 1 | 85.5 | 85.5 | 0 | 0 | 57 | 2026-09 | [12 empty] | 53.4748 | -2.6481 | SPM-ALMATEX_T1_ST_HELENS_WWTW_T1_WATERY_LA_T2_EX_DELTA_METALS_T1 | 6622440000 | SP Energy Networks open data (API key): NDP SPM primary-group polygons + Capacity Heatmaps Information Model SPM + LTDS appendices 3/6 + NSHR
3741 | 25 | UNIT B1 ENNIS CLOSE ROUNDTHORN INDUSTRIAL ESTATE | MANCHESTER | M23 9LE | Manchester |  | Factory And Premises | industrial | 1 | 1974.4 | 21252 | GIA | 150000 | Ringway T1 | nearest-substation | 3.57 | ELWORTH GT1 / ELWORTH GT2 / KNUTSFORD GT1 / KNUTSFORD GT2 | CARRINGTON - FIDDLERS FERRY | SPM |  | unknown-primary | [5 empty] | 0 | 0 | 0 | 0 |  | ELWORTH GT1 / ELWORTH GT2 / KNUTSFORD GT1 / KNUTSFORD GT2 |  |  | 0 |  |  | 0 | 0 | 0 | [8 empty] | 3.14 | 118 | 120 | 5440337 | [9 empty] | Fiddlers Ferry | CARRINGTON | 5 | 2186.9 | 2186.9 | 0 | 0 | 930 | 2026-05 | 77045772 | General Industrial and Special Industrial Groups | 1929 | B | Natural Gas | 3 |  | Heating and Natural Ventilation | 2023-09-08 |  | 1 | FALSE | 53.3913 | -2.2969 | SPM-RINGWAY_T1 | 11107050000 | SP Energy Networks open data (API key): NDP SPM primary-group polygons + Capacity Heatmaps Information Model SPM + LTDS appendices 3/6 + NSHR
3742 | 25 | UNIT A, BAR END INDUSTRIAL ESTATE, BAR END ROAD | WINCHESTER | SO22 9NT | Winchester |  | Vehicle Repair Workshop And Premises | industrial | 1 | 1973.4 | 21241 | GIA | 178000 |  | no-geocode | [33 empty] | 3.14 | 89 | [35 empty] | 610507000
3743 | 25 | MENTHA & HALSALL 95A, LINAKER STREET | SOUTHPORT | PR8 5BU | Sefton |  | Workshop And Premises | industrial | 1 | 1959.51 | 21092 | GIA | 42500 | Ivy St (Southport) T1 / Kensington Rd T1 / Market St T1 / Southport T1 | inside-area | 0.99 | FORMBY GT2B / SOUTHPORT GT1 / SOUTHPORT GT2 | KIRKBY | SPM |  | unknown-primary | [5 empty] | 0 | 0 | 0 | 0 |  | FORMBY GT2B / SOUTHPORT GT1 / SOUTHPORT GT2 |  |  | 0 |  |  | 0 | 0 | 0 | [8 empty] | 3.11 | 88 | 28 | 1134795 | [9 empty] | Lister Drive | KIRKBY | 4 | 514 | 514 | 400 | 0 | 0 | 2027-08 | 41125221 | Offices and Workshop Businesses | 531 | D | Natural Gas | 3 |  | Heating and Natural Ventilation | 2026-02-11 |  | 0.5 | FALSE | 53.6386 | -3.0022 | SPM-IVY_ST_SOUTHPORT_T1_KENSINGTON_RD_T1_MARKET_ST_T1_SOUTHPORT_ | 2097062000 | SP Energy Networks open data (API key): NDP SPM primary-group polygons + Capacity Heatmaps Information Model SPM + LTDS appendices 3/6 + NSHR
3744 | 25 | ROYAL MAIL ALTRINCHAM DELIVERY OFFICE, WELMAN WAY | ALTRINCHAM | WA15 8AA | Trafford |  | Sorting Office & Premises | industrial | 1 | 1959.22 | 21089 | GIA | 175000 | Ringway T1 | nearest-substation | 3.66 | ELWORTH GT1 / ELWORTH GT2 / KNUTSFORD GT1 / KNUTSFORD GT2 | CARRINGTON - FIDDLERS FERRY | SPM |  | unknown-primary | [5 empty] | 0 | 0 | 0 | 0 |  | ELWORTH GT1 / ELWORTH GT2 / KNUTSFORD GT1 / KNUTSFORD GT2 |  |  | 0 |  |  | 0 | 0 | 0 | [8 empty] | 3.11 | 137 | 120 | 5440500 | [9 empty] | Fiddlers Ferry | CARRINGTON | 5 | 2186.9 | 2186.9 | 0 | 0 | 930 | 2026-05 | [12 empty] | 53.3858 | -2.3385 | SPM-RINGWAY_T1 | 2751614000 | SP Energy Networks open data (API key): NDP SPM primary-group polygons + Capacity Heatmaps Information Model SPM + LTDS appendices 3/6 + NSHR
3745 | 25 | BLAENTEG | CARMARTHEN | SA31 5LW | Carmarthenshire (1) |  | Warehouse And Premises | industrial | 1 | 1944.81 | 20934 | GIA | 58500 |  | no-geocode | [33 empty] | 3.09 | 49 | [35 empty] | 121711193
3746 | 25 | SYNERGY HEALTH, OVERBROOK COURT, OVERBROOK LANE | PRESCOT | L34 9FB | Knowsley |  | Factory And Premises | industrial | 1 | 1939.96 | 20882 | GIA | 148000 | Kelco T1 / News International T1 / News International T2 / Palco T1 / Southdene T1 | inside-area | 1.07 | GILLMOSS GT1 / KIRKBY GT2 / SIMONSWOOD GT1 | KIRKBY | SPM |  | unknown-primary | [5 empty] | 0 | 0 | 0 | 0 |  | GILLMOSS GT1 / KIRKBY GT2 / SIMONSWOOD GT1 |  |  | 0 |  |  | 0 | 0 | 0 | [8 empty] | 3.08 | 116 | 67 | 4675310 | [9 empty] | Kirkby (_D) | KIRKBY | 4 | 514 | 514 | 400 | 0 | 0 | 2027-08 | 40066652 | B1 Offices and Workshop businesses | 1787 | C | Natural Gas | 4 |  | Heating and Natural Ventilation | 2014-09-29 |  | 0.5 | FALSE | 53.4603 | -2.8562 | SPM-KELCO_T1_NEWS_INTERNATIONAL_T1_NEWS_INTERNATIONAL_T2_PALCO_T | 6957556000 | SP Energy Networks open data (API key): NDP SPM primary-group polygons + Capacity Heatmaps Information Model SPM + LTDS appendices 3/6 + NSHR
3747 | 25 | OAK HOUSE, OVERBROOK LANE, KNOWSLEY INDUSTRIAL PARK SOUTH | PRESCOT | L34 9FB | Knowsley |  | Warehouse And Premises | industrial | 1 | 1939.8 | 20880 | GIA | 163000 | Kelco T1 / News International T1 / News International T2 / Palco T1 / Southdene T1 | inside-area | 1.07 | GILLMOSS GT1 / KIRKBY GT2 / SIMONSWOOD GT1 | KIRKBY | SPM |  | unknown-primary | [5 empty] | 0 | 0 | 0 | 0 |  | GILLMOSS GT1 / KIRKBY GT2 / SIMONSWOOD GT1 |  |  | 0 |  |  | 0 | 0 | 0 | [8 empty] | 3.08 | 48 | 67 | 4675312 | [9 empty] | Kirkby (_D) | KIRKBY | 4 | 514 | 514 | 400 | 0 | 0 | 2027-08 | 40090512 | B8 Storage or Distribution | 3122 | B | Natural Gas | 3 | 2 | Heating and Natural Ventilation | 2021-08-17 |  | 1 | FALSE | 53.4603 | -2.8562 | SPM-KELCO_T1_NEWS_INTERNATIONAL_T1_NEWS_INTERNATIONAL_T2_PALCO_T | 5016961000 | SP Energy Networks open data (API key): NDP SPM primary-group polygons + Capacity Heatmaps Information Model SPM + LTDS appendices 3/6 + NSHR
3748 | 25 | 1, CROWLAND STREET | SOUTHPORT | PR9 7RJ | Sefton |  | Warehouse And Premises | industrial | 1 | 1929.91 | 20773 | GIA | 69000 | Ivy St (Southport) T1 / Kensington Rd T1 / Market St T1 / Southport T1 | inside-area | 1.29 | FORMBY GT2B / SOUTHPORT GT1 / SOUTHPORT GT2 | KIRKBY | SPM |  | unknown-primary | [5 empty] | 0 | 0 | 0 | 0 |  | FORMBY GT2B / SOUTHPORT GT1 / SOUTHPORT GT2 |  |  | 0 |  |  | 0 | 0 | 0 | [8 empty] | 3.07 | 48 | 28 | 1135114 | [9 empty] | Lister Drive | KIRKBY | 4 | 514 | 514 | 400 | 0 | 0 | 2027-08 | 41123684 | B2 to B7 General Industrial and Special Industrial Groups | 114 | E | Other | 3 |  | Unconditioned | 2015-04-30 |  | 1 | FALSE | 53.6406 | -2.9687 | SPM-IVY_ST_SOUTHPORT_T1_KENSINGTON_RD_T1_MARKET_ST_T1_SOUTHPORT_ | 395326134 | SP Energy Networks open data (API key): NDP SPM primary-group polygons + Capacity Heatmaps Information Model SPM + LTDS appendices 3/6 + NSHR
3749 | 25 | 277-279, WENNINGTON ROAD | SOUTHPORT | PR9 7TW | Sefton |  | Warehouse And Premises | industrial | 1 | 1929.09 | 20765 | GIA | 124000 | Ivy St (Southport) T1 / Kensington Rd T1 / Market St T1 / Southport T1 | inside-area | 1.39 | FORMBY GT2B / SOUTHPORT GT1 / SOUTHPORT GT2 | KIRKBY | SPM |  | unknown-primary | [5 empty] | 0 | 0 | 0 | 0 |  | FORMBY GT2B / SOUTHPORT GT1 / SOUTHPORT GT2 |  |  | 0 |  |  | 0 | 0 | 0 | [8 empty] | 3.07 | 48 | 28 | 1135122 | [9 empty] | Lister Drive | KIRKBY | 4 | 514 | 514 | 400 | 0 | 0 | 2027-08 | 41228597 | Offices and Workshop Businesses | 625 | B | Grid Supplied Electricity | 3 |  | Air Conditioning | 2022-11-01 |  | 1 | FALSE | 53.643 | -2.9687 | SPM-IVY_ST_SOUTHPORT_T1_KENSINGTON_RD_T1_MARKET_ST_T1_SOUTHPORT_ | 4923248000 | SP Energy Networks open data (API key): NDP SPM primary-group polygons + Capacity Heatmaps Information Model SPM + LTDS appendices 3/6 + NSHR
3750 | 25 | UNIT R, YEW TREE TRADING ESTATE, KILBUCK LANE | ST HELENS | WA11 9UX | St Helens |  | Workshop And Premises | industrial | 1 | 1922.7 | 20696 | GIA | 137000 | Almatex T1 / St Helens Wwtw T1 / Watery La T2 / Ex Delta Metals T1 | nearest-substation | 4.09 | BOLD G2B / RAVENHEAD G1A2 / ST HELENS GT2A | RAINHILL | SPM |  | unknown-primary | [5 empty] | 0 | 0 | 0 | 0 |  | BOLD G2B / RAVENHEAD G1A2 / ST HELENS GT2A |  |  | 0 |  |  | 0 | 0 | 0 | [8 empty] | 3.06 | 87 | 70 | 5816012 | [9 empty] | Rainhill | RAINHILL | 1 | 85.5 | 85.5 | 0 | 0 | 57 | 2026-09 | 39088220 | Offices and Workshop Businesses | 1924 | D | Natural Gas | 3 |  | Heating and Natural Ventilation | 2023-09-12 |  | 1 | FALSE | 53.4748 | -2.6481 | SPM-ALMATEX_T1_ST_HELENS_WWTW_T1_WATERY_LA_T2_EX_DELTA_METALS_T1 | 617974137 | SP Energy Networks open data (API key): NDP SPM primary-group polygons + Capacity Heatmaps Information Model SPM + LTDS appendices 3/6 + NSHR
3751 | 25 | UNISERVE AIR FREIGHT LTD ROUNDTHORN INDUSTRIAL ESTATE, CLAVERTON ROAD | MANCHESTER | M23 9TT | Manchester |  | Warehouse And Premises | industrial | 1 | 1916.6 | 20630 | GIA | 149000 | Ringway T1 | nearest-substation | 3.21 | ELWORTH GT1 / ELWORTH GT2 / KNUTSFORD GT1 / KNUTSFORD GT2 | CARRINGTON - FIDDLERS FERRY | SPM |  | unknown-primary | [5 empty] | 0 | 0 | 0 | 0 |  | ELWORTH GT1 / ELWORTH GT2 / KNUTSFORD GT1 / KNUTSFORD GT2 |  |  | 0 |  |  | 0 | 0 | 0 | [8 empty] | 3.05 | 48 | 120 | 5440959 | [9 empty] | Fiddlers Ferry | CARRINGTON | 5 | 2186.9 | 2186.9 | 0 | 0 | 930 | 2026-05 | [12 empty] | 53.388 | -2.2971 | SPM-RINGWAY_T1 | 7350632000 | SP Energy Networks open data (API key): NDP SPM primary-group polygons + Capacity Heatmaps Information Model SPM + LTDS appendices 3/6 + NSHR
3752 | 25 | UNIT 3B, GALLEON BOULEVARD, NEWTONS COURT, CROSSWAYS BUSINESS PARK | DARTFORD | DA1 6QL | Dartford |  | Warehouse And Premises | industrial | 1 | 1911.18 | 20572 | GIA | 212000 |  | no-geocode | [33 empty] | 3.04 | 48 | [35 empty] | 867126000
3753 | 25 | HELUKABEL, CLOISTER WAY, BRIDGES ROAD | ELLESMERE PORT | CH65 4EL | Cheshire West And Chester |  | Warehouse And Premises | industrial | 1 | 1905.57 | 20511 | GIA | 126000 | Burmah Oil T1 / Cabot Carbon T1 / Van Leer No 1 T1 | inside-area | 0.72 | ELLESMERE PORT GT2 / INCE LOCAL GT1 / INCE LOCAL GT2 | FRODSHAM - INCE | SPM |  | unknown-primary | [5 empty] | 0 | 0 | 0 | 0 |  | ELLESMERE PORT GT2 / INCE LOCAL GT1 / INCE LOCAL GT2 |  |  | 0 |  |  | 0 | 0 | 0 | [8 empty] | 3.03 | 48 | 9 | 230351 | [9 empty] | Capenhurst | FRODSHAM | 5 | 1090 | 1090 | 0 | 0 | 0 | 2029-04 | 10093485394 | General Industrial and Special Industrial Groups | 3163 | C | Grid Supplied Electricity | 3 |  | Heating and Natural Ventilation | 2024-02-25 |  | 0.5 | FALSE | 53.2784 | -2.8809 | SPM-BURMAH_OIL_T1_CABOT_CARBON_T1_VAN_LEER_NO_1_T1 | 11201295000 | SP Energy Networks open data (API key): NDP SPM primary-group polygons + Capacity Heatmaps Information Model SPM + LTDS appendices 3/6 + NSHR
3754 | 25 | UNIT O, HAYDOCK CROSS, KILBUCK LANE | ST HELENS | WA11 9UX | St Helens |  | Warehouse And Premises | industrial | 1 | 1900.2 | 20454 | GIA | 131000 | Almatex T1 / St Helens Wwtw T1 / Watery La T2 / Ex Delta Metals T1 | nearest-substation | 4.09 | BOLD G2B / RAVENHEAD G1A2 / ST HELENS GT2A | RAINHILL | SPM |  | unknown-primary | [5 empty] | 0 | 0 | 0 | 0 |  | BOLD G2B / RAVENHEAD G1A2 / ST HELENS GT2A |  |  | 0 |  |  | 0 | 0 | 0 | [8 empty] | 3.02 | 48 | 70 | 5816254 | [9 empty] | Rainhill | RAINHILL | 1 | 85.5 | 85.5 | 0 | 0 | 57 | 2026-09 | 39079163 | Storage or Distribution | 1879 | B | Grid Supplied Electricity | 3 |  | Heating and Natural Ventilation | 2024-12-21 |  | 1 | FALSE | 53.4748 | -2.6481 | SPM-ALMATEX_T1_ST_HELENS_WWTW_T1_WATERY_LA_T2_EX_DELTA_METALS_T1 | 14180658000 | SP Energy Networks open data (API key): NDP SPM primary-group polygons + Capacity Heatmaps Information Model SPM + LTDS appendices 3/6 + NSHR
3755 | 25 | UNITS B-D BANICO HOUSE, TILSON ROAD | MANCHESTER | M23 9GF | Manchester |  | Warehouse And Premises | industrial | 1 | 1896.63 | 20415 | GIA | 113000 | Ringway T1 | nearest-substation | 3.62 | ELWORTH GT1 / ELWORTH GT2 / KNUTSFORD GT1 / KNUTSFORD GT2 | CARRINGTON - FIDDLERS FERRY | SPM |  | unknown-primary | [5 empty] | 0 | 0 | 0 | 0 |  | ELWORTH GT1 / ELWORTH GT2 / KNUTSFORD GT1 / KNUTSFORD GT2 |  |  | 0 |  |  | 0 | 0 | 0 | [8 empty] | 3.01 | 47 | 120 | 5441174 | [9 empty] | Fiddlers Ferry | CARRINGTON | 5 | 2186.9 | 2186.9 | 0 | 0 | 930 | 2026-05 | 10023061492 | General Industrial and Special Industrial Groups | 2066 | B | Grid Supplied Electricity | 3 | 3 | Air Conditioning | 2026-08-20 |  | 0.5 | FALSE | 53.3911 | -2.2915 | SPM-RINGWAY_T1 | 12266305000 | SP Energy Networks open data (API key): NDP SPM primary-group polygons + Capacity Heatmaps Information Model SPM + LTDS appendices 3/6 + NSHR
3756 | 25 | 91A, KENSINGTON ROAD | SOUTHPORT | PR9 0RZ | Sefton |  | Workshop And Premises | industrial | 1 | 1885.82 | 20299 | GIA | 41000 | Ivy St (Southport) T1 / Kensington Rd T1 / Market St T1 / Southport T1 | inside-area | 0.86 | FORMBY GT2B / SOUTHPORT GT1 / SOUTHPORT GT2 | KIRKBY | SPM |  | unknown-primary | [5 empty] | 0 | 0 | 0 | 0 |  | FORMBY GT2B / SOUTHPORT GT1 / SOUTHPORT GT2 |  |  | 0 |  |  | 0 | 0 | 0 | [8 empty] | 3 | 85 | 28 | 1135588 | [9 empty] | Lister Drive | KIRKBY | 4 | 514 | 514 | 400 | 0 | 0 | 2027-08 | [12 empty] | 53.6446 | -2.9915 | SPM-IVY_ST_SOUTHPORT_T1_KENSINGTON_RD_T1_MARKET_ST_T1_SOUTHPORT_ | 367138134 | SP Energy Networks open data (API key): NDP SPM primary-group polygons + Capacity Heatmaps Information Model SPM + LTDS appendices 3/6 + NSHR
3757 | 25 | UNIT 2, THORNTON INDUSTRIAL ESTATE | MILFORD HAVEN | SA73 3RR | Pembrokeshire |  | Workshop And Premises | industrial | 1 | 1883.5 | 20274 | GIA | 45500 |  | no-geocode | [33 empty] | 2.99 | 85 | [35 empty] | 4716747000
3758 | 25 | UNITS B1 - B2, HORN HOUSE LANE | LIVERPOOL | L33 7YQ | Knowsley |  | Vehicle Repair Workshop And Premises | industrial | 1 | 1874.73 | 20179 | GIA | 65000 | Kelco T1 / News International T1 / News International T2 / Palco T1 / Southdene T1 | inside-area | 0.78 | GILLMOSS GT1 / KIRKBY GT2 / SIMONSWOOD GT1 | KIRKBY | SPM |  | unknown-primary | [5 empty] | 0 | 0 | 0 | 0 |  | GILLMOSS GT1 / KIRKBY GT2 / SIMONSWOOD GT1 |  |  | 0 |  |  | 0 | 0 | 0 | [8 empty] | 2.98 | 84 | 67 | 4676013 | [9 empty] | Kirkby (_D) | KIRKBY | 4 | 514 | 514 | 400 | 0 | 0 | 2027-08 | [12 empty] | 53.4697 | -2.8545 | SPM-KELCO_T1_NEWS_INTERNATIONAL_T1_NEWS_INTERNATIONAL_T2_PALCO_T | 5479228000 | SP Energy Networks open data (API key): NDP SPM primary-group polygons + Capacity Heatmaps Information Model SPM + LTDS appendices 3/6 + NSHR
3759 | 25 | CROSSWAYS BOULEVARD, CROSSWAYS BUSINESS PARK | DARTFORD | DA2 0QA | Dartford | MICRON | Works And Premises | industrial | 1 | 1874.61 | 20178 | GIA | 275000 |  | no-geocode | [33 empty] | 2.98 | 112 | [35 empty] | 1473949000
3760 | 24.8 | MORFA GELE, NORTH WALES BUSINESS PARK | ABERGELE | LL22 8LJ | Conwy |  | Offices And Premises | office | 1 | 1147.12 | 12347 | NIA | 96500 | Abergele T1 / Pensarn T1 | inside-area | 2.78 | HOLYWELL GT1 / RHYL GT1 / ST ASAPH GT2 / ST ASAPH GT4 | CONNAHS QUAY - PENTIR - ST ASAPH | SPM | 0.6 | primary | 0.647 | Green | 10 | 9.153 | thermal | 0.4 | 9.7 | 1.9 | 10.1 | -1.6 | HOLYWELL GT1 / RHYL GT1 / ST ASAPH GT2 / ST ASAPH GT4 | 22.4768 | GREEN | 0 |  |  | 0 | 0 | 0 | 10 |  |  |  |  | Green (Over 5% headroom) | 4278 | 35 | 1.82 | 80 | 10 | 226333 | [9 empty] | Connahs Quay / SASA | [8 empty] | 10024343461 | B1 Offices and Workshop businesses | 1518 | A | Natural Gas | 4 |  | Air Conditioning | 2013-08-09 |  | 1 | FALSE | 53.288 | -3.5972 | SPM-ABERGELE_T1_PENSARN_T1 | 8850425000 | SP Energy Networks open data (API key): NDP SPM primary-group polygons + Capacity Heatmaps Information Model SPM + LTDS appendices 3/6 + NSHR
3761 | 24.5 | CLEDFORD HOUSE, LONG LANE SOUTH | MIDDLEWICH | CW10 0DB | Cheshire East |  | Offices And Premises | office | 1 | 1043.55 | 11233 | NIA | 103000 | Cledford T1 | inside-area | 0.76 | ELWORTH GT1 / ELWORTH GT2 / KNUTSFORD GT1 / KNUTSFORD GT2 | CARRINGTON - FIDDLERS FERRY | SPM | 0.4 | primary | 0.414 | Green | 7.5 | 5.15 | thermal | 1.9 | 2.2 | 0 | 4.1 | 1.5 | ELWORTH GT1 / ELWORTH GT2 / KNUTSFORD GT1 / KNUTSFORD GT2 | 26.603 | GREEN | 0 |  |  | 0 | 0 | 0 | 7.5 |  |  |  |  | Green (Over 5% headroom) | 2852 | 25 | 1.66 | 73 | 4 | 71184 | [9 empty] | Frodsham | CARRINGTON | 5 | 2186.9 | 2186.9 | 0 | 0 | 930 | 2026-05 | [12 empty] | 53.182 | -2.4444 | SPM-CLEDFORD_T1 | 8247408000 | SP Energy Networks open data (API key): NDP SPM primary-group polygons + Capacity Heatmaps Information Model SPM + LTDS appendices 3/6 + NSHR
3762 | 24.4 | KNAUF INSULATION LTD, RAVENHEAD ROAD | ST HELENS | WA10 3LS | St Helens |  | Factory And Premises | industrial | 2 | 147495.66 | 1587629 | GIA | 3640000 | Lea Green T1 / Pilkingtons Ho T1 / Ravenhead Retail Pk T1 / Somerfield Distribution T1 | inside-area | 2.27 | BOLD G2B / RAVENHEAD G1A2 / ST HELENS GT2A | RAINHILL | SPM | 1.4 | primary | 1.3736 | Green | 20 | 18.6264 | thermal | 0 | 0 | 0 | 0 | -2.6 | BOLD G4B / RAVENHEAD G1A2 / ST HELENS GT2A | 20.6708 | GREEN | 0 |  |  | 0 | 0 | 0 | 20 |  |  |  |  | Green (Over 5% headroom) | 9982 | 1 | 234.38 | 8850 | 11 | 1236053 | [9 empty] | Rainhill | RAINHILL | 1 | 85.5 | 85.5 | 0 | 0 | 57 | 2026-09 | [12 empty] | 53.4422 | -2.7522 | SPM-LEA_GREEN_T1_PILKINGTONS_HO_T1_RAVENHEAD_RETAIL_PK_T1_SOMERF | 15062280000;15062280000 | SP Energy Networks open data (API key): NDP SPM primary-group polygons + Capacity Heatmaps Information Model SPM + LTDS appendices 3/6 + NSHR
3763 | 24.4 | PILKINGTON UK LTD WATSON STREET WORKS, WATSON STREET | ST HELENS | WA10 3JY | St Helens |  | Factory And Premises | industrial | 1 | 56577 | 608989 | GIA | 435000 | Lea Green T1 / Pilkingtons Ho T1 / Ravenhead Retail Pk T1 / Somerfield Distribution T1 | inside-area | 2.75 | BOLD G2B / RAVENHEAD G1A2 / ST HELENS GT2A | RAINHILL | SPM | 1.4 | primary | 1.3736 | Green | 20 | 18.6264 | thermal | 0 | 0 | 0 | 0 | -2.6 | BOLD G4B / RAVENHEAD G1A2 / ST HELENS GT2A | 20.6708 | GREEN | 0 |  |  | 0 | 0 | 0 | 20 |  |  |  |  | Green (Over 5% headroom) | 9982 | 2 | 89.91 | 3395 | 11 | 2214693 | [9 empty] | Rainhill | RAINHILL | 1 | 85.5 | 85.5 | 0 | 0 | 57 | 2026-09 | [12 empty] | 53.4481 | -2.7404 | SPM-LEA_GREEN_T1_PILKINGTONS_HO_T1_RAVENHEAD_RETAIL_PK_T1_SOMERF | 11996419000 | SP Energy Networks open data (API key): NDP SPM primary-group polygons + Capacity Heatmaps Information Model SPM + LTDS appendices 3/6 + NSHR
3764 | 24 | HINTON HOUSE, BIRCHWOOD PARK AVENUE | WARRINGTON | WA3 7BJ | Warrington |  | Offices And Premises | office | 1 | 23314.14 | 250951 | GIA | 1660000 | Orford T1 / Padgate T1 | nearest-substation | 3.36 | DALLAM GT1 / SANKEY BRIDGES GT1 / WARRINGTON GT3 | CARRINGTON - FIDDLERS FERRY | SPM | -1 | bsp | 1.185 | Green | 10 | 8.815 | thermal | 0 | 0 | 0 | 0 | -1.8 | DALLAM GT1 / SANKEY BRIDGES GT1 / WARRINGTON GT3 | -0.972 | RED | 0 |  |  | 0 | 0 | 0 | 10 |  |  |  |  | Green (Over 5% headroom) | 0 | 0 | 37.05 | 1632 | 57 | 2610436 | [9 empty] | Fiddlers Ferry | CARRINGTON | 5 | 2186.9 | 2186.9 | 0 | 0 | 930 | 2026-05 | [12 empty] | 53.4281 | -2.5312 | SPM-ORFORD_T1_PADGATE_T1 | 169728137 | SP Energy Networks open data (API key): NDP SPM primary-group polygons + Capacity Heatmaps Information Model SPM + LTDS appendices 3/6 + NSHR
3765 | 24 | 300, LONGBARN BOULEVARD | WARRINGTON | WA2 0XD | Warrington |  | Offices And Premises | office | 2 | 14300.96 | 153934 | NIA | 1902500 | Kingsland 33 T1 / Safeway T1 / Woolston T1 / Woolston T2 | inside-area | 1.83 | DALLAM GT1 / SANKEY BRIDGES GT1 / WARRINGTON GT3 | CARRINGTON - FIDDLERS FERRY | SPM | -1 | bsp | 11.614 | Green | 30 | 17.217 | thermal | 4.7 | 4 | 0 | 8.7 | 9.2 | DALLAM GT1 / SANKEY BRIDGES GT1 / WARRINGTON GT3 | -0.972 | RED | 0 |  |  | 0 | 0 | 0 | 30 |  |  |  |  | Green (Over 5% headroom) | 0 | 0 | 22.73 | 1001 | 76 | 5054805 | [9 empty] | Fiddlers Ferry | CARRINGTON | 5 | 2186.9 | 2186.9 | 0 | 0 | 930 | 2026-05 | 100012828849 | A1/A2 Retail and Financial/Professional services | 2068 | B | Grid Supplied Electricity | 5 | 2 | Air Conditioning | 2022-02-23 |  | 1 | FALSE | 53.4139 | -2.5403 | SPM-KINGSLAND_33_T1_SAFEWAY_T1_WOOLSTON_T1_WOOLSTON_T2 | 4236071000;7442063000 | SP Energy Networks open data (API key): NDP SPM primary-group polygons + Capacity Heatmaps Information Model SPM + LTDS appendices 3/6 + NSHR
3766 | 24 | LEACROFT ROAD | WARRINGTON | WA3 6SB | Warrington | TUCHENHAGEN U K LTD | Offices And Premises | office | 1 | 1754.03 | 18880 | NIA | 242000 | Kingsland 33 T1 / Safeway T1 / Woolston T1 / Woolston T2 | nearest-substation | 3.71 | DALLAM GT1 / SANKEY BRIDGES GT1 / WARRINGTON GT3 | CARRINGTON - FIDDLERS FERRY | SPM | -1 | bsp | 11.614 | Green | 30 | 17.217 | thermal | 4.7 | 4 | 0 | 8.7 | 9.2 | DALLAM GT1 / SANKEY BRIDGES GT1 / WARRINGTON GT3 | -0.972 | RED | 0 |  |  | 0 | 0 | 0 | 30 |  |  |  |  | Green (Over 5% headroom) | 0 | 0 | 2.79 | 123 | 76 | 5189859 | [9 empty] | Fiddlers Ferry | CARRINGTON | 5 | 2186.9 | 2186.9 | 0 | 0 | 930 | 2026-05 | 10008652400 | B8 Storage or Distribution | 10822 | D | Natural Gas | 3 | 2 | Air Conditioning | 2019-08-16 |  | 1 | FALSE | 53.4339 | -2.5065 | SPM-KINGSLAND_33_T1_SAFEWAY_T1_WOOLSTON_T1_WOOLSTON_T2 | 32825137 | SP Energy Networks open data (API key): NDP SPM primary-group polygons + Capacity Heatmaps Information Model SPM + LTDS appendices 3/6 + NSHR
3767 | 24 | HIGHWAYS AGENCY REGIONAL CONTROL CENTRE, ROB LANE | NEWTON-LE-WILLOWS | WA12 0DS | St Helens |  | Offices And Premises | office | 1 | 1727.4 | 18594 | NIA | 171000 | Boulevard T1 / Chapelford T1 / Hawleys La T1 / Westbrook T1 / Winwick Quay T1 | nearest-substation | 5.29 | DALLAM GT1 / SANKEY BRIDGES GT1 / WARRINGTON GT3 | CARRINGTON - FIDDLERS FERRY | SPM | -1 | bsp | 16.448 | Green | 37.5 | 21.052 | thermal | 0 | 0 | 0 | 0 | 12.5 | DALLAM GT1 / SANKEY BRIDGES GT1 / WARRINGTON GT3 | -0.972 | RED | 0 |  |  | 0 | 0 | 0 | 37.5 |  |  |  |  | Green (Over 5% headroom) | 0 | 0 | 2.75 | 121 | 53 | 4360435 | [9 empty] | Fiddlers Ferry | CARRINGTON | 5 | 2186.9 | 2186.9 | 0 | 0 | 930 | 2026-05 | [12 empty] | 53.4646 | -2.6161 | SPM-BOULEVARD_T1_CHAPELFORD_T1_HAWLEYS_LA_T1_WESTBROOK_T1_WINWIC | 4367814000 | SP Energy Networks open data (API key): NDP SPM primary-group polygons + Capacity Heatmaps Information Model SPM + LTDS appendices 3/6 + NSHR
3768 | 24 | 4, CINNAMON PARK, CRAB LANE | WARRINGTON | WA2 0XP | Warrington |  | Offices And Premises | office | 1 | 1702.3 | 18323 | NIA | 234000 | Orford T1 / Padgate T1 | inside-area | 2.05 | DALLAM GT1 / SANKEY BRIDGES GT1 / WARRINGTON GT3 | CARRINGTON - FIDDLERS FERRY | SPM | -1 | bsp | 1.185 | Green | 10 | 8.815 | thermal | 0 | 0 | 0 | 0 | -1.8 | DALLAM GT1 / SANKEY BRIDGES GT1 / WARRINGTON GT3 | -0.972 | RED | 0 |  |  | 0 | 0 | 0 | 10 |  |  |  |  | Green (Over 5% headroom) | 0 | 0 | 2.71 | 119 | 57 | 2843064 | [9 empty] | Fiddlers Ferry | CARRINGTON | 5 | 2186.9 | 2186.9 | 0 | 0 | 930 | 2026-05 | 200000978648 | B1 Offices and Workshop businesses | 1754 | C | Grid Supplied Electricity | 3 |  | Air Conditioning | 2015-09-16 |  | 1 | FALSE | 53.4152 | -2.5432 | SPM-ORFORD_T1_PADGATE_T1 | 1214928000 | SP Energy Networks open data (API key): NDP SPM primary-group polygons + Capacity Heatmaps Information Model SPM + LTDS appendices 3/6 + NSHR
3769 | 24 | NOLAN HOUSE 10, MERSEY STREET | WARRINGTON | WA1 2BL | Warrington |  | Offices And Premises | office | 1 | 1691.27 | 18205 | NIA | 214000 | Barbauld St T1 / Horrocks La T1 / Warrington Central T1 | inside-area | 0.29 | DALLAM GT1 / SANKEY BRIDGES GT1 / WARRINGTON GT3 | CARRINGTON - FIDDLERS FERRY | SPM | -1 | bsp | 10.664 | Green | 20 | 8.037 | thermal | 3.9 | 0.4 | 0 | 4.3 | 11 | DALLAM GT1 / SANKEY BRIDGES GT1 / WARRINGTON GT3 | -0.972 | RED | 0 |  |  | 0 | 0 | 0 | 20 |  |  |  |  | Green (Over 5% headroom) | 0 | 0 | 2.69 | 118 | 7 | 231899 | [9 empty] | Fiddlers Ferry | CARRINGTON | 5 | 2186.9 | 2186.9 | 0 | 0 | 930 | 2026-05 | 100012792948 | B1 Offices and Workshop businesses | 1765 | D | Natural Gas | 5 | 2 | Air Conditioning | 2016-03-03 |  | 1 | FALSE | 53.3867 | -2.5907 | SPM-BARBAULD_ST_T1_HORROCKS_LA_T1_WARRINGTON_CENTRAL_T1 | 909209000 | SP Energy Networks open data (API key): NDP SPM primary-group polygons + Capacity Heatmaps Information Model SPM + LTDS appendices 3/6 + NSHR
3770 | 24 | GOLDEN GATES HOUSING TRUST BANK PARK HOUSE, KENDRICK STREET | WARRINGTON | WA1 1UZ | Warrington |  | Offices And Premises | office | 1 | 1617 | 17405 | NIA | 235000 | Barbauld St T1 / Horrocks La T1 / Warrington Central T1 | inside-area | 0.63 | DALLAM GT1 / SANKEY BRIDGES GT1 / WARRINGTON GT3 | CARRINGTON - FIDDLERS FERRY | SPM | -1 | bsp | 10.664 | Green | 20 | 8.037 | thermal | 3.9 | 0.4 | 0 | 4.3 | 11 | DALLAM GT1 / SANKEY BRIDGES GT1 / WARRINGTON GT3 | -0.972 | RED | 0 |  |  | 0 | 0 | 0 | 20 |  |  |  |  | Green (Over 5% headroom) | 0 | 0 | 2.57 | 113 | 7 | 232699 | [9 empty] | Fiddlers Ferry | CARRINGTON | 5 | 2186.9 | 2186.9 | 0 | 0 | 930 | 2026-05 | 100012792857 | B1 Offices and Workshop businesses | 1917 | A | Grid Supplied Electricity | 5 |  | Air Conditioning | 2014-03-17 |  | 1 | FALSE | 53.3915 | -2.6002 | SPM-BARBAULD_ST_T1_HORROCKS_LA_T1_WARRINGTON_CENTRAL_T1 | 9160129000 | SP Energy Networks open data (API key): NDP SPM primary-group polygons + Capacity Heatmaps Information Model SPM + LTDS appendices 3/6 + NSHR
3771 | 24 | SONY ERICSSON 5TH FLR (EAST) CHADWICK HOUSE, CHADWICK PLACE, BIRCHWOOD PARK | WARRINGTON | WA3 6AE | Warrington |  | Offices And Premises | office | 1 | 1604.5 | 17271 | NIA | 224000 | Orford T1 / Padgate T1 | nearest-substation | 3.6 | DALLAM GT1 / SANKEY BRIDGES GT1 / WARRINGTON GT3 | CARRINGTON - FIDDLERS FERRY | SPM | -1 | bsp | 1.185 | Green | 10 | 8.815 | thermal | 0 | 0 | 0 | 0 | -1.8 | DALLAM GT1 / SANKEY BRIDGES GT1 / WARRINGTON GT3 | -0.972 | RED | 0 |  |  | 0 | 0 | 0 | 10 |  |  |  |  | Green (Over 5% headroom) | 0 | 0 | 2.55 | 112 | 57 | 2844116 | [9 empty] | Fiddlers Ferry | CARRINGTON | 5 | 2186.9 | 2186.9 | 0 | 0 | 930 | 2026-05 | [12 empty] | 53.426 | -2.5251 | SPM-ORFORD_T1_PADGATE_T1 | 5361732000 | SP Energy Networks open data (API key): NDP SPM primary-group polygons + Capacity Heatmaps Information Model SPM + LTDS appendices 3/6 + NSHR
3772 | 24 | 414 DARWIN HOUSE, FARADAY STREET, BIRCHWOOD PARK | WARRINGTON | WA3 6FW | Warrington |  | Offices And Premises | office | 1 | 1539.66 | 16573 | NIA | 159000 | Orford T1 / Padgate T1 | nearest-substation | 3.83 | DALLAM GT1 / SANKEY BRIDGES GT1 / WARRINGTON GT3 | CARRINGTON - FIDDLERS FERRY | SPM | -1 | bsp | 1.185 | Green | 10 | 8.815 | thermal | 0 | 0 | 0 | 0 | -1.8 | DALLAM GT1 / SANKEY BRIDGES GT1 / WARRINGTON GT3 | -0.972 | RED | 0 |  |  | 0 | 0 | 0 | 10 |  |  |  |  | Green (Over 5% headroom) | 0 | 0 | 2.45 | 108 | 57 | 2844814 | [9 empty] | Fiddlers Ferry | CARRINGTON | 5 | 2186.9 | 2186.9 | 0 | 0 | 930 | 2026-05 | [12 empty] | 53.4281 | -2.5229 | SPM-ORFORD_T1_PADGATE_T1 | 8264210000 | SP Energy Networks open data (API key): NDP SPM primary-group polygons + Capacity Heatmaps Information Model SPM + LTDS appendices 3/6 + NSHR
3773 | 24 | CLAREMONT HOUSE, KELVIN CLOSE | WARRINGTON | WA3 7PB | Warrington |  | Offices And Premises | office | 1 | 1466.35 | 15784 | GIA | 190000 | Orford T1 / Padgate T1 | nearest-substation | 3.6 | DALLAM GT1 / SANKEY BRIDGES GT1 / WARRINGTON GT3 | CARRINGTON - FIDDLERS FERRY | SPM | -1 | bsp | 1.185 | Green | 10 | 8.815 | thermal | 0 | 0 | 0 | 0 | -1.8 | DALLAM GT1 / SANKEY BRIDGES GT1 / WARRINGTON GT3 | -0.972 | RED | 0 |  |  | 0 | 0 | 0 | 10 |  |  |  |  | Green (Over 5% headroom) | 0 | 0 | 2.33 | 103 | 57 | 2845603 | [9 empty] | Fiddlers Ferry | CARRINGTON | 5 | 2186.9 | 2186.9 | 0 | 0 | 930 | 2026-05 | 10090372028 | Offices and Workshop Businesses | 1535 | A | Grid Supplied Electricity | 3 |  | Air Conditioning | 2022-07-07 |  | 1 | FALSE | 53.4308 | -2.5302 | SPM-ORFORD_T1_PADGATE_T1 | 14909953000 | SP Energy Networks open data (API key): NDP SPM primary-group polygons + Capacity Heatmaps Information Model SPM + LTDS appendices 3/6 + NSHR
3774 | 24 | 3RD FLOOR, FARADAY STREET, THOMSON HOUSE, BIRCHWOOD PARK | WARRINGTON | WA3 6GA | Warrington |  | Offices And Premises | office | 1 | 1446.1 | 15566 | NIA | 192000 | Kingsland 33 T1 / Safeway T1 / Woolston T1 / Woolston T2 | nearest-substation | 2.62 | DALLAM GT1 / SANKEY BRIDGES GT1 / WARRINGTON GT3 | CARRINGTON - FIDDLERS FERRY | SPM | -1 | bsp | 11.614 | Green | 30 | 17.217 | thermal | 4.7 | 4 | 0 | 8.7 | 9.2 | DALLAM GT1 / SANKEY BRIDGES GT1 / WARRINGTON GT3 | -0.972 | RED | 0 |  |  | 0 | 0 | 0 | 30 |  |  |  |  | Green (Over 5% headroom) | 0 | 0 | 2.3 | 101 | 76 | 5193173 | [9 empty] | Fiddlers Ferry | CARRINGTON | 5 | 2186.9 | 2186.9 | 0 | 0 | 930 | 2026-05 | 10013408846 | B1 Offices and Workshop businesses | 1669 | C | Grid Supplied Electricity | 3 |  | Air Conditioning | 2015-02-05 |  | 0.67 | FALSE | 53.4253 | -2.5237 | SPM-KINGSLAND_33_T1_SAFEWAY_T1_WOOLSTON_T1_WOOLSTON_T2 | 11382266000 | SP Energy Networks open data (API key): NDP SPM primary-group polygons + Capacity Heatmaps Information Model SPM + LTDS appendices 3/6 + NSHR
3775 | 24 | PT 2ND FLR CHADWICK HOUSE, CHADWICK PLACE, BIRCHWOOD PARK | WARRINGTON | WA3 6AT | Warrington |  | Offices And Premises | office | 1 | 1444.8 | 15552 | NIA | 192000 | Kingsland 33 T1 / Safeway T1 / Woolston T1 / Woolston T2 | nearest-substation | 2.62 | DALLAM GT1 / SANKEY BRIDGES GT1 / WARRINGTON GT3 | CARRINGTON - FIDDLERS FERRY | SPM | -1 | bsp | 11.614 | Green | 30 | 17.217 | thermal | 4.7 | 4 | 0 | 8.7 | 9.2 | DALLAM GT1 / SANKEY BRIDGES GT1 / WARRINGTON GT3 | -0.972 | RED | 0 |  |  | 0 | 0 | 0 | 30 |  |  |  |  | Green (Over 5% headroom) | 0 | 0 | 2.3 | 101 | 76 | 5193187 | [9 empty] | Fiddlers Ferry | CARRINGTON | 5 | 2186.9 | 2186.9 | 0 | 0 | 930 | 2026-05 | [12 empty] | 53.4253 | -2.5237 | SPM-KINGSLAND_33_T1_SAFEWAY_T1_WOOLSTON_T1_WOOLSTON_T2 | 14570098000 | SP Energy Networks open data (API key): NDP SPM primary-group polygons + Capacity Heatmaps Information Model SPM + LTDS appendices 3/6 + NSHR
3776 | 24 | EXCHANGE HOUSE, KELBURN COURT | WARRINGTON | WA3 6UT | Warrington |  | Offices And Premises | office | 1 | 1410.4 | 15181 | GIA | 201000 | Kingsland 33 T1 / Safeway T1 / Woolston T1 / Woolston T2 | nearest-substation | 3.13 | DALLAM GT1 / SANKEY BRIDGES GT1 / WARRINGTON GT3 | CARRINGTON - FIDDLERS FERRY | SPM | -1 | bsp | 11.614 | Green | 30 | 17.217 | thermal | 4.7 | 4 | 0 | 8.7 | 9.2 | DALLAM GT1 / SANKEY BRIDGES GT1 / WARRINGTON GT3 | -0.972 | RED | 0 |  |  | 0 | 0 | 0 | 30 |  |  |  |  | Green (Over 5% headroom) | 0 | 0 | 2.24 | 99 | 76 | 5193558 | [9 empty] | Fiddlers Ferry | CARRINGTON | 5 | 2186.9 | 2186.9 | 0 | 0 | 930 | 2026-05 | 10008653129 | B1 Offices and Workshop businesses | 1515 | B | Grid Supplied Electricity | 3 | 3 | Air Conditioning | 2017-04-30 |  | 1 | FALSE | 53.4296 | -2.5142 | SPM-KINGSLAND_33_T1_SAFEWAY_T1_WOOLSTON_T1_WOOLSTON_T2 | 12113174000 | SP Energy Networks open data (API key): NDP SPM primary-group polygons + Capacity Heatmaps Information Model SPM + LTDS appendices 3/6 + NSHR
3777 | 24 | EDS 510, BIRCHWOOD BOULEVARD | WARRINGTON | WA3 7QZ | Warrington |  | Offices And Premises | office | 1 | 1401.1 | 15081 | NIA | 204000 | Kingsland 33 T1 / Safeway T1 / Woolston T1 / Woolston T2 | inside-area | 1.38 | DALLAM GT1 / SANKEY BRIDGES GT1 / WARRINGTON GT3 | CARRINGTON - FIDDLERS FERRY | SPM | -1 | bsp | 11.614 | Green | 30 | 17.217 | thermal | 4.7 | 4 | 0 | 8.7 | 9.2 | DALLAM GT1 / SANKEY BRIDGES GT1 / WARRINGTON GT3 | -0.972 | RED | 0 |  |  | 0 | 0 | 0 | 30 |  |  |  |  | Green (Over 5% headroom) | 0 | 0 | 2.23 | 98 | 76 | 5193658 | [9 empty] | Fiddlers Ferry | CARRINGTON | 5 | 2186.9 | 2186.9 | 0 | 0 | 930 | 2026-05 | [12 empty] | 53.4124 | -2.5326 | SPM-KINGSLAND_33_T1_SAFEWAY_T1_WOOLSTON_T1_WOOLSTON_T2 | 5095352000 | SP Energy Networks open data (API key): NDP SPM primary-group polygons + Capacity Heatmaps Information Model SPM + LTDS appendices 3/6 + NSHR
3778 | 24 | PT GND FLR WASHINGTON HOUSE, BIRCHWOOD PARK | WARRINGTON | WA3 6GR | Warrington |  | Offices And Premises | office | 1 | 1393 | 14994 | GIA | 218000 | Orford T1 / Padgate T1 | nearest-substation | 3.46 | DALLAM GT1 / SANKEY BRIDGES GT1 / WARRINGTON GT3 | CARRINGTON - FIDDLERS FERRY | SPM | -1 | bsp | 1.185 | Green | 10 | 8.815 | thermal | 0 | 0 | 0 | 0 | -1.8 | DALLAM GT1 / SANKEY BRIDGES GT1 / WARRINGTON GT3 | -0.972 | RED | 0 |  |  | 0 | 0 | 0 | 10 |  |  |  |  | Green (Over 5% headroom) | 0 | 0 | 2.21 | 98 | 57 | 2846393 | [9 empty] | Fiddlers Ferry | CARRINGTON | 5 | 2186.9 | 2186.9 | 0 | 0 | 930 | 2026-05 | 200000979156 | Offices and Workshop Businesses | 5572 | B | Natural Gas | 3 | 3 | Air Conditioning | 2023-10-30 |  | 1 | FALSE | 53.4287 | -2.5301 | SPM-ORFORD_T1_PADGATE_T1 | 11215883000 | SP Energy Networks open data (API key): NDP SPM primary-group polygons + Capacity Heatmaps Information Model SPM + LTDS appendices 3/6 + NSHR
3779 | 24 | NORTH CHESHIRE HOUSE, KELVIN CLOSE | WARRINGTON | WA3 7PB | Warrington |  | Offices And Premises | office | 1 | 1387.7 | 14937 | NIA | 173000 | Orford T1 / Padgate T1 | nearest-substation | 3.6 | DALLAM GT1 / SANKEY BRIDGES GT1 / WARRINGTON GT3 | CARRINGTON - FIDDLERS FERRY | SPM | -1 | bsp | 1.185 | Green | 10 | 8.815 | thermal | 0 | 0 | 0 | 0 | -1.8 | DALLAM GT1 / SANKEY BRIDGES GT1 / WARRINGTON GT3 | -0.972 | RED | 0 |  |  | 0 | 0 | 0 | 10 |  |  |  |  | Green (Over 5% headroom) | 0 | 0 | 2.21 | 97 | 57 | 2846450 | [9 empty] | Fiddlers Ferry | CARRINGTON | 5 | 2186.9 | 2186.9 | 0 | 0 | 930 | 2026-05 | 100012805027 | B1 Offices and Workshop businesses | 565 | C | Natural Gas | 3 |  | Heating and Mechanical Ventilation | 2015-02-25 |  | 0.5 | FALSE | 53.4308 | -2.5302 | SPM-ORFORD_T1_PADGATE_T1 | 12156392000 | SP Energy Networks open data (API key): NDP SPM primary-group polygons + Capacity Heatmaps Information Model SPM + LTDS appendices 3/6 + NSHR
3780 | 24 | 1ST FLR THOMSON HOUSE, FARADAY STREET, BIRCHWOOD PARK | WARRINGTON | WA3 6GA | Warrington |  | Offices And Premises | office | 1 | 1365.3 | 14696 | GIA | 181000 | Kingsland 33 T1 / Safeway T1 / Woolston T1 / Woolston T2 | nearest-substation | 2.62 | DALLAM GT1 / SANKEY BRIDGES GT1 / WARRINGTON GT3 | CARRINGTON - FIDDLERS FERRY | SPM | -1 | bsp | 11.614 | Green | 30 | 17.217 | thermal | 4.7 | 4 | 0 | 8.7 | 9.2 | DALLAM GT1 / SANKEY BRIDGES GT1 / WARRINGTON GT3 | -0.972 | RED | 0 |  |  | 0 | 0 | 0 | 30 |  |  |  |  | Green (Over 5% headroom) | 0 | 0 | 2.17 | 96 | 76 | 5194043 | [9 empty] | Fiddlers Ferry | CARRINGTON | 5 | 2186.9 | 2186.9 | 0 | 0 | 930 | 2026-05 | 10013408846 | B1 Offices and Workshop businesses | 1669 | C | Grid Supplied Electricity | 3 |  | Air Conditioning | 2015-02-05 |  | 0.67 | FALSE | 53.4253 | -2.5237 | SPM-KINGSLAND_33_T1_SAFEWAY_T1_WOOLSTON_T1_WOOLSTON_T2 | 7130500000 | SP Energy Networks open data (API key): NDP SPM primary-group polygons + Capacity Heatmaps Information Model SPM + LTDS appendices 3/6 + NSHR
3781 | 24 | GND FLR 301, BRIDGEWATER PLACE, BIRCHWOOD PARK | WARRINGTON | WA3 6XF | Warrington |  | Offices And Premises | office | 1 | 1261 | 13573 | NIA | 229000 | Kingsland 33 T1 / Safeway T1 / Woolston T1 / Woolston T2 | nearest-substation | 2.32 | DALLAM GT1 / SANKEY BRIDGES GT1 / WARRINGTON GT3 | CARRINGTON - FIDDLERS FERRY | SPM | -1 | bsp | 11.614 | Green | 30 | 17.217 | thermal | 4.7 | 4 | 0 | 8.7 | 9.2 | DALLAM GT1 / SANKEY BRIDGES GT1 / WARRINGTON GT3 | -0.972 | RED | 0 |  |  | 0 | 0 | 0 | 30 |  |  |  |  | Green (Over 5% headroom) | 0 | 0 | 2 | 88 | 76 | 5195166 | [9 empty] | Fiddlers Ferry | CARRINGTON | 5 | 2186.9 | 2186.9 | 0 | 0 | 930 | 2026-05 | 10008654938 | B1 Offices and Workshop businesses | 4870 | B | Grid Supplied Electricity | 3 |  | Air Conditioning | 2020-01-20 |  | 1 | FALSE | 53.4226 | -2.5244 | SPM-KINGSLAND_33_T1_SAFEWAY_T1_WOOLSTON_T1_WOOLSTON_T2 | 12560775000 | SP Energy Networks open data (API key): NDP SPM primary-group polygons + Capacity Heatmaps Information Model SPM + LTDS appendices 3/6 + NSHR
3782 | 24 | MANCHESTER FLUID SYSTEM TECHNOLOGIES LTD, KELVIN CLOSE | WARRINGTON | WA3 7WF | Warrington |  | Offices And Premises | office | 1 | 1207.39 | 12996 | NIA | 112000 | Orford T1 / Padgate T1 | nearest-substation | 3.62 | DALLAM GT1 / SANKEY BRIDGES GT1 / WARRINGTON GT3 | CARRINGTON - FIDDLERS FERRY | SPM | -1 | bsp | 1.185 | Green | 10 | 8.815 | thermal | 0 | 0 | 0 | 0 | -1.8 | DALLAM GT1 / SANKEY BRIDGES GT1 / WARRINGTON GT3 | -0.972 | RED | 0 |  |  | 0 | 0 | 0 | 10 |  |  |  |  | Green (Over 5% headroom) | 0 | 0 | 1.92 | 85 | 57 | 2848391 | [9 empty] | Fiddlers Ferry | CARRINGTON | 5 | 2186.9 | 2186.9 | 0 | 0 | 930 | 2026-05 | [12 empty] | 53.4314 | -2.5303 | SPM-ORFORD_T1_PADGATE_T1 | 3912898000 | SP Energy Networks open data (API key): NDP SPM primary-group polygons + Capacity Heatmaps Information Model SPM + LTDS appendices 3/6 + NSHR
3783 | 24 | 1ST & 2ND & 3RD FLRS, WESTBROOK HOUSE, WESTBROOK CENTRE | WARRINGTON | WA5 8UH | Warrington |  | Offices And Premises | office | 1 | 1188.1 | 12789 | NIA | 113000 | Boulevard T1 / Chapelford T1 / Hawleys La T1 / Westbrook T1 / Winwick Quay T1 | inside-area | 2.41 | DALLAM GT1 / SANKEY BRIDGES GT1 / WARRINGTON GT3 | CARRINGTON - FIDDLERS FERRY | SPM | -1 | bsp | 16.448 | Green | 37.5 | 21.052 | thermal | 0 | 0 | 0 | 0 | 12.5 | DALLAM GT1 / SANKEY BRIDGES GT1 / WARRINGTON GT3 | -0.972 | RED | 0 |  |  | 0 | 0 | 0 | 37.5 |  |  |  |  | Green (Over 5% headroom) | 0 | 0 | 1.89 | 83 | 53 | 4366240 | [9 empty] | Fiddlers Ferry | CARRINGTON | 5 | 2186.9 | 2186.9 | 0 | 0 | 930 | 2026-05 | 10008653049 | B1 Offices and Workshop businesses | 719 | C | Natural Gas | 3 |  | Heating and Natural Ventilation | 2016-02-05 |  | 0.5 | FALSE | 53.4081 | -2.6313 | SPM-BOULEVARD_T1_CHAPELFORD_T1_HAWLEYS_LA_T1_WESTBROOK_T1_WINWIC | 14136370000 | SP Energy Networks open data (API key): NDP SPM primary-group polygons + Capacity Heatmaps Information Model SPM + LTDS appendices 3/6 + NSHR
3784 | 24 | PT 1ST FLR (RIGHT) ALLDAY HOUSE, WARRINGTON ROAD | WARRINGTON | WA3 6DB | Warrington |  | Offices And Premises | office | 1 | 1180 | 12701 | GIA | 185000 | Kingsland 33 T1 / Safeway T1 / Woolston T1 / Woolston T2 | nearest-substation | 1.86 | DALLAM GT1 / SANKEY BRIDGES GT1 / WARRINGTON GT3 | CARRINGTON - FIDDLERS FERRY | SPM | -1 | bsp | 11.614 | Green | 30 | 17.217 | thermal | 4.7 | 4 | 0 | 8.7 | 9.2 | DALLAM GT1 / SANKEY BRIDGES GT1 / WARRINGTON GT3 | -0.972 | RED | 0 |  |  | 0 | 0 | 0 | 30 |  |  |  |  | Green (Over 5% headroom) | 0 | 0 | 1.88 | 83 | 76 | 5196038 | [9 empty] | Fiddlers Ferry | CARRINGTON | 5 | 2186.9 | 2186.9 | 0 | 0 | 930 | 2026-05 | [12 empty] | 53.4183 | -2.5268 | SPM-KINGSLAND_33_T1_SAFEWAY_T1_WOOLSTON_T1_WOOLSTON_T2 | 14280563000 | SP Energy Networks open data (API key): NDP SPM primary-group polygons + Capacity Heatmaps Information Model SPM + LTDS appendices 3/6 + NSHR
3785 | 24 | GND FLR 610-613, BIRCHWOOD BOULEVARD | WARRINGTON | WA3 7QU | Warrington |  | Offices And Premises | office | 1 | 1157.56 | 12460 | NIA | 161000 | Kingsland 33 T1 / Safeway T1 / Woolston T1 / Woolston T2 | inside-area | 1.49 | DALLAM GT1 / SANKEY BRIDGES GT1 / WARRINGTON GT3 | CARRINGTON - FIDDLERS FERRY | SPM | -1 | bsp | 11.614 | Green | 30 | 17.217 | thermal | 4.7 | 4 | 0 | 8.7 | 9.2 | DALLAM GT1 / SANKEY BRIDGES GT1 / WARRINGTON GT3 | -0.972 | RED | 0 |  |  | 0 | 0 | 0 | 30 |  |  |  |  | Green (Over 5% headroom) | 0 | 0 | 1.84 | 81 | 76 | 5196279 | [9 empty] | Fiddlers Ferry | CARRINGTON | 5 | 2186.9 | 2186.9 | 0 | 0 | 930 | 2026-05 | 100012804990 | B1 Offices and Workshop businesses | 1762 | C | Grid Supplied Electricity | 3 |  | Air Conditioning | 2021-03-05 |  | 1 | FALSE | 53.4131 | -2.5339 | SPM-KINGSLAND_33_T1_SAFEWAY_T1_WOOLSTON_T1_WOOLSTON_T2 | 11365977000 | SP Energy Networks open data (API key): NDP SPM primary-group polygons + Capacity Heatmaps Information Model SPM + LTDS appendices 3/6 + NSHR
3786 | 24 | 21-23, BRIDGE ROAD | WARRINGTON | WA1 4AT | Warrington |  | Offices And Premises | office | 1 | 1143.16 | 12305 | NIA | 107000 | Kingsland 33 T1 / Safeway T1 / Woolston T1 / Woolston T2 | inside-area | 1.18 | DALLAM GT1 / SANKEY BRIDGES GT1 / WARRINGTON GT3 | CARRINGTON - FIDDLERS FERRY | SPM | -1 | bsp | 11.614 | Green | 30 | 17.217 | thermal | 4.7 | 4 | 0 | 8.7 | 9.2 | DALLAM GT1 / SANKEY BRIDGES GT1 / WARRINGTON GT3 | -0.972 | RED | 0 |  |  | 0 | 0 | 0 | 30 |  |  |  |  | Green (Over 5% headroom) | 0 | 0 | 1.82 | 80 | 76 | 5196434 | [9 empty] | Fiddlers Ferry | CARRINGTON | 5 | 2186.9 | 2186.9 | 0 | 0 | 930 | 2026-05 | [12 empty] | 53.3974 | -2.5379 | SPM-KINGSLAND_33_T1_SAFEWAY_T1_WOOLSTON_T1_WOOLSTON_T2 | 12595554000 | SP Energy Networks open data (API key): NDP SPM primary-group polygons + Capacity Heatmaps Information Model SPM + LTDS appendices 3/6 + NSHR
3787 | 24 | 21, RYLANDS STREET | WARRINGTON | WA1 1EJ | Warrington |  | Offices And Premises | office | 1 | 1095.6 | 11793 | NIA | 101000 | Barbauld St T1 / Horrocks La T1 / Warrington Central T1 | inside-area | 0.26 | DALLAM GT1 / SANKEY BRIDGES GT1 / WARRINGTON GT3 | CARRINGTON - FIDDLERS FERRY | SPM | -1 | bsp | 10.664 | Green | 20 | 8.037 | thermal | 3.9 | 0.4 | 0 | 4.3 | 11 | DALLAM GT1 / SANKEY BRIDGES GT1 / WARRINGTON GT3 | -0.972 | RED | 0 |  |  | 0 | 0 | 0 | 20 |  |  |  |  | Green (Over 5% headroom) | 0 | 0 | 1.74 | 77 | 7 | 238311 | [9 empty] | Fiddlers Ferry | CARRINGTON | 5 | 2186.9 | 2186.9 | 0 | 0 | 930 | 2026-05 | [12 empty] | 53.3879 | -2.5945 | SPM-BARBAULD_ST_T1_HORROCKS_LA_T1_WARRINGTON_CENTRAL_T1 | 9051796000 | SP Energy Networks open data (API key): NDP SPM primary-group polygons + Capacity Heatmaps Information Model SPM + LTDS appendices 3/6 + NSHR
3788 | 24 | 2ND FLR 304, BRIDGEWATER PLACE, BIRCHWOOD PARK | WARRINGTON | WA3 6XG | Warrington |  | Offices And Premises | office | 1 | 1092.27 | 11757 | NIA | 198000 | Kingsland 33 T1 / Safeway T1 / Woolston T1 / Woolston T2 | nearest-substation | 2.41 | DALLAM GT1 / SANKEY BRIDGES GT1 / WARRINGTON GT3 | CARRINGTON - FIDDLERS FERRY | SPM | -1 | bsp | 11.614 | Green | 30 | 17.217 | thermal | 4.7 | 4 | 0 | 8.7 | 9.2 | DALLAM GT1 / SANKEY BRIDGES GT1 / WARRINGTON GT3 | -0.972 | RED | 0 |  |  | 0 | 0 | 0 | 30 |  |  |  |  | Green (Over 5% headroom) | 0 | 0 | 1.74 | 76 | 76 | 5196982 | [9 empty] | Fiddlers Ferry | CARRINGTON | 5 | 2186.9 | 2186.9 | 0 | 0 | 930 | 2026-05 | 10094965000 | Offices and Workshop Businesses | 4035 | B | Grid Supplied Electricity | 3 |  | Heating and Natural Ventilation | 2025-12-05 |  | 1 | FALSE | 53.4235 | -2.5237 | SPM-KINGSLAND_33_T1_SAFEWAY_T1_WOOLSTON_T1_WOOLSTON_T2 | 9075578000 | SP Energy Networks open data (API key): NDP SPM primary-group polygons + Capacity Heatmaps Information Model SPM + LTDS appendices 3/6 + NSHR
3789 | 24 | 89, DEWHURST ROAD | WARRINGTON | WA3 7PG | Warrington |  | Offices And Premises | office | 1 | 1046.4 | 11263 | NIA | 129000 | Orford T1 / Padgate T1 | inside-area | 3.05 | DALLAM GT1 / SANKEY BRIDGES GT1 / WARRINGTON GT3 | CARRINGTON - FIDDLERS FERRY | SPM | -1 | bsp | 1.185 | Green | 10 | 8.815 | thermal | 0 | 0 | 0 | 0 | -1.8 | DALLAM GT1 / SANKEY BRIDGES GT1 / WARRINGTON GT3 | -0.972 | RED | 0 |  |  | 0 | 0 | 0 | 10 |  |  |  |  | Green (Over 5% headroom) | 0 | 0 | 1.66 | 73 | 57 | 2850124 | [9 empty] | Fiddlers Ferry | CARRINGTON | 5 | 2186.9 | 2186.9 | 0 | 0 | 930 | 2026-05 | 10008652317 | B1 Offices and Workshop businesses | 1073 | D | Grid Supplied Electricity | 3 |  | Air Conditioning | 2017-07-17 |  | 1 | FALSE | 53.4141 | -2.5275 | SPM-ORFORD_T1_PADGATE_T1 | 600635137 | SP Energy Networks open data (API key): NDP SPM primary-group polygons + Capacity Heatmaps Information Model SPM + LTDS appendices 3/6 + NSHR
3790 | 24 | UNIT 2 PHASE 3 DATEN PARK, KELBURN COURT | WARRINGTON | WA3 6PJ | Warrington |  | Offices And Premises | office | 1 | 1045.22 | 11251 | NIA | 142000 | Kingsland 33 T1 / Safeway T1 / Woolston T1 / Woolston T2 | nearest-substation | 3.42 | DALLAM GT1 / SANKEY BRIDGES GT1 / WARRINGTON GT3 | CARRINGTON - FIDDLERS FERRY | SPM | -1 | bsp | 11.614 | Green | 30 | 17.217 | thermal | 4.7 | 4 | 0 | 8.7 | 9.2 | DALLAM GT1 / SANKEY BRIDGES GT1 / WARRINGTON GT3 | -0.972 | RED | 0 |  |  | 0 | 0 | 0 | 30 |  |  |  |  | Green (Over 5% headroom) | 0 | 0 | 1.66 | 73 | 76 | 5197488 | [9 empty] | Fiddlers Ferry | CARRINGTON | 5 | 2186.9 | 2186.9 | 0 | 0 | 930 | 2026-05 | [12 empty] | 53.4317 | -2.5098 | SPM-KINGSLAND_33_T1_SAFEWAY_T1_WOOLSTON_T1_WOOLSTON_T2 | 651562137 | SP Energy Networks open data (API key): NDP SPM primary-group polygons + Capacity Heatmaps Information Model SPM + LTDS appendices 3/6 + NSHR
3791 | 24 | UNIT 1 & STORE, CRAB LANE | WARRINGTON | WA2 0SL | Warrington |  | Offices And Premises | office | 1 | 1044 | 11238 | NIA | 130000 | Orford T1 / Padgate T1 | inside-area | 1.55 | DALLAM GT1 / SANKEY BRIDGES GT1 / WARRINGTON GT3 | CARRINGTON - FIDDLERS FERRY | SPM | -1 | bsp | 1.185 | Green | 10 | 8.815 | thermal | 0 | 0 | 0 | 0 | -1.8 | DALLAM GT1 / SANKEY BRIDGES GT1 / WARRINGTON GT3 | -0.972 | RED | 0 |  |  | 0 | 0 | 0 | 10 |  |  |  |  | Green (Over 5% headroom) | 0 | 0 | 1.66 | 73 | 57 | 2850149 | [9 empty] | Fiddlers Ferry | CARRINGTON | 5 | 2186.9 | 2186.9 | 0 | 0 | 930 | 2026-05 | [12 empty] | 53.42 | -2.5553 | SPM-ORFORD_T1_PADGATE_T1 | 14643694000 | SP Energy Networks open data (API key): NDP SPM primary-group polygons + Capacity Heatmaps Information Model SPM + LTDS appendices 3/6 + NSHR
3792 | 24 | 4TH FLR EAST CHADWICK HOUSE, CHADWICK PLACE, BIRCHWOOD PARK | WARRINGTON | WA3 6AE | Warrington |  | Offices And Premises | office | 1 | 1029.81 | 11085 | NIA | 136000 | Orford T1 / Padgate T1 | nearest-substation | 3.6 | DALLAM GT1 / SANKEY BRIDGES GT1 / WARRINGTON GT3 | CARRINGTON - FIDDLERS FERRY | SPM | -1 | bsp | 1.185 | Green | 10 | 8.815 | thermal | 0 | 0 | 0 | 0 | -1.8 | DALLAM GT1 / SANKEY BRIDGES GT1 / WARRINGTON GT3 | -0.972 | RED | 0 |  |  | 0 | 0 | 0 | 10 |  |  |  |  | Green (Over 5% headroom) | 0 | 0 | 1.64 | 72 | 57 | 2850302 | [9 empty] | Fiddlers Ferry | CARRINGTON | 5 | 2186.9 | 2186.9 | 0 | 0 | 930 | 2026-05 | [12 empty] | 53.426 | -2.5251 | SPM-ORFORD_T1_PADGATE_T1 | 15054169000 | SP Energy Networks open data (API key): NDP SPM primary-group polygons + Capacity Heatmaps Information Model SPM + LTDS appendices 3/6 + NSHR
3793 | 24 | 4TH FLR EAST WING CHADWICK HOUSE, WARRINGTON ROAD | WARRINGTON | WA3 6AE | Warrington |  | Offices And Premises | office | 1 | 1029.81 | 11085 | NIA | 136000 | Orford T1 / Padgate T1 | nearest-substation | 3.6 | DALLAM GT1 / SANKEY BRIDGES GT1 / WARRINGTON GT3 | CARRINGTON - FIDDLERS FERRY | SPM | -1 | bsp | 1.185 | Green | 10 | 8.815 | thermal | 0 | 0 | 0 | 0 | -1.8 | DALLAM GT1 / SANKEY BRIDGES GT1 / WARRINGTON GT3 | -0.972 | RED | 0 |  |  | 0 | 0 | 0 | 10 |  |  |  |  | Green (Over 5% headroom) | 0 | 0 | 1.64 | 72 | 57 | 2850302 | [9 empty] | Fiddlers Ferry | CARRINGTON | 5 | 2186.9 | 2186.9 | 0 | 0 | 930 | 2026-05 | [12 empty] | 53.426 | -2.5251 | SPM-ORFORD_T1_PADGATE_T1 | 15137485000 | SP Energy Networks open data (API key): NDP SPM primary-group polygons + Capacity Heatmaps Information Model SPM + LTDS appendices 3/6 + NSHR
3794 | 24 | BIRKDALE HOUSE, KELVIN CLOSE | WARRINGTON | WA3 7PB | Warrington |  | Offices And Premises | office | 1 | 1007.96 | 10850 | NIA | 149000 | Orford T1 / Padgate T1 | nearest-substation | 3.6 | DALLAM GT1 / SANKEY BRIDGES GT1 / WARRINGTON GT3 | CARRINGTON - FIDDLERS FERRY | SPM | -1 | bsp | 1.185 | Green | 10 | 8.815 | thermal | 0 | 0 | 0 | 0 | -1.8 | DALLAM GT1 / SANKEY BRIDGES GT1 / WARRINGTON GT3 | -0.972 | RED | 0 |  |  | 0 | 0 | 0 | 10 |  |  |  |  | Green (Over 5% headroom) | 0 | 0 | 1.6 | 71 | 57 | 2850537 | [9 empty] | Fiddlers Ferry | CARRINGTON | 5 | 2186.9 | 2186.9 | 0 | 0 | 930 | 2026-05 | 100012828843 | B1 Offices and Workshop businesses | 1109 | D | Grid Supplied Electricity | 4 | 3 | Air Conditioning | 2017-01-20 |  | 1 | FALSE | 53.4308 | -2.5302 | SPM-ORFORD_T1_PADGATE_T1 | 11333170000 | SP Energy Networks open data (API key): NDP SPM primary-group polygons + Capacity Heatmaps Information Model SPM + LTDS appendices 3/6 + NSHR
3795 | 24 | 1ST FLR (WEST) CHADWICK HOUSE, CHADWICK PLACE, BIRCHWOOD PARK | WARRINGTON | WA3 6AE | Warrington |  | Offices And Premises | office | 1 | 1003.5 | 10802 | NIA | 139000 | Orford T1 / Padgate T1 | nearest-substation | 3.6 | DALLAM GT1 / SANKEY BRIDGES GT1 / WARRINGTON GT3 | CARRINGTON - FIDDLERS FERRY | SPM | -1 | bsp | 1.185 | Green | 10 | 8.815 | thermal | 0 | 0 | 0 | 0 | -1.8 | DALLAM GT1 / SANKEY BRIDGES GT1 / WARRINGTON GT3 | -0.972 | RED | 0 |  |  | 0 | 0 | 0 | 10 |  |  |  |  | Green (Over 5% headroom) | 0 | 0 | 1.59 | 70 | 57 | 2850585 | [9 empty] | Fiddlers Ferry | CARRINGTON | 5 | 2186.9 | 2186.9 | 0 | 0 | 930 | 2026-05 | [12 empty] | 53.426 | -2.5251 | SPM-ORFORD_T1_PADGATE_T1 | 13094378000 | SP Energy Networks open data (API key): NDP SPM primary-group polygons + Capacity Heatmaps Information Model SPM + LTDS appendices 3/6 + NSHR
3796 | 24 | UNIT 3-5 & 8, ANGLESEY BUSINESS CENTRE, BRYN CEFNI INDUSTRIAL ESTATE | LLANGEFNI | LL77 7XA | Isle Of Anglesey |  | Offices And Premises | office | 1 | 1513.68 | 16293 | NIA | 83500 | Llangefni Ind Est T1 / Llangefni Ind Est T2 | inside-area | 0.26 | AMLWCH GT1 / CAERGEILIOG GT1 | WYLFA | SPM | -1.9 | bsp | 5.792 | Green | 10 | 3.87 | thermal | 0.7 | 0.6 | 1.7 | 1.3 | 5.9 | AMLWCH GT1 / CAERGEILIOG GT1 / CAERGEILIOG GT2 | -1.909 | RED | 0 |  |  | 0 | 0 | 0 | 10 |  |  |  |  | Green (Over 5% headroom) | 0 | 0 | 2.41 | 106 | 1 | 85728 | [9 empty] | Pentir | WYLFA | 2 | 420 | 420 | 0 | 0 | 0 | 2028-10 | 10013458759 | B1 Offices and Workshop businesses | 1349 | D | Natural Gas | 3 | 12 | Heating and Mechanical Ventilation | 2013-02-13 |  | 1 | FALSE | 53.2494 | -4.3024 | SPM-LLANGEFNI_IND_EST_T1_LLANGEFNI_IND_EST_T2 | 14908789000 | SP Energy Networks open data (API key): NDP SPM primary-group polygons + Capacity Heatmaps Information Model SPM + LTDS appendices 3/6 + NSHR
3797 | 24 | TECHNOLOGY CENTRE - PEBOC LTD, INDUSTRIAL ESTATE ROAD | LLANGEFNI | LL77 7JA | Isle Of Anglesey |  | Offices And Premises | office | 1 | 1176.3 | 12662 | NIA | 54000 | Llangefni T1 | inside-area | 0.12 | AMLWCH GT1 / CAERGEILIOG GT1 | WYLFA | SPM | -1.9 | bsp | 3.54 | Green | 7.5 | 3.96 | thermal | 0 | 0 | 0 | 0 | 3 | AMLWCH GT1 / CAERGEILIOG GT1 / CAERGEILIOG GT2 | -1.909 | RED | 0 |  |  | 0 | 0 | 0 | 7.5 |  |  |  |  | Green (Over 5% headroom) | 0 | 0 | 1.87 | 82 | 12 | 449720 | [9 empty] | Pentir | WYLFA | 2 | 420 | 420 | 0 | 0 | 0 | 2028-10 | [12 empty] | 53.2537 | -4.3076 | SPM-LLANGEFNI_T1 | 7218547000 | SP Energy Networks open data (API key): NDP SPM primary-group polygons + Capacity Heatmaps Information Model SPM + LTDS appendices 3/6 + NSHR
3798 | 24 | TATTON HOUSE, WESTMERE DRIVE | CREWE | CW1 6ZD | Cheshire East |  | Offices And Premises | office | 1 | 1784.5 | 19208 | NIA | 248000 | Br Station T1 / Duchy Rd T1 / Electra Way T1 / Midland Rollmakers T1A / North Western Mills T1 | inside-area | 0.91 | COPPENHALL GT1 / CREWE GT1 / CREWE GT2A / CREWE GT4A / RADWAY GREEN GT1 / RADWAY GREEN GT2 / WHITCHURCH GT2 | CELLARHEAD | SPM | -3.2 | bsp | 12.265 | Green | 37.5 | 25.235 | thermal | 0 | 0 | 0 | 0 | 9.4 | COPPENHALL GT1 / CREWE GT1 / CREWE GT2A / CREWE GT4A / RADWAY GREEN GT1 / RADWAY GREEN GT2 / WHITCHURCH GT2 | -3.1663 | RED | 0 |  |  | 0 | 0 | 0 | 37.5 |  |  |  |  | Green (Over 5% headroom) | 0 | 0 | 2.84 | 125 | 82 | 6121009 | [9 empty] | Frodsham | CELLARHEAD | 5 | 1680 | 1680 | 0 | 0 | 20 | 2027-07 | 100012823939 | B1 Offices and Workshop businesses | 2035 | C | Natural Gas | 3 | 2 | Air Conditioning | 2021-02-17 |  | 1 | FALSE | 53.0904 | -2.4203 | SPM-BR_STATION_T1_DUCHY_RD_T1_ELECTRA_WAY_T1_MIDLAND_ROLLMAKERS_ | 7607409000 | SP Energy Networks open data (API key): NDP SPM primary-group polygons + Capacity Heatmaps Information Model SPM + LTDS appendices 3/6 + NSHR
3799 | 24 | BEVAN HOUSE & JOHN SNOW HOUSE BARONY HOSPITAL, BARONY ROAD | NANTWICH | CW5 5QU | Cheshire East |  | Offices And Premises | office | 1 | 1702.5 | 18326 | NIA | 145000 | Nantwich T1 | inside-area | 1.05 | COPPENHALL GT1 / CREWE GT1 / CREWE GT2A / CREWE GT4A / RADWAY GREEN GT1 / RADWAY GREEN GT2 / WHITCHURCH GT2 | CELLARHEAD | SPM | -3.2 | bsp | 1.103 | Green | 7.5 | 5.485 | thermal | 0.9 | 0.8 | 0 | 1.7 | 1.2 | COPPENHALL GT1 / CREWE GT1 / CREWE GT2A / CREWE GT4A / RADWAY GREEN GT1 / RADWAY GREEN GT2 / WHITCHURCH GT2 | -3.1663 | RED | 0 |  |  | 0 | 0 | 0 | 7.5 |  |  |  |  | Green (Over 5% headroom) | 0 | 0 | 2.71 | 119 | 5 | 305966 | [9 empty] | Frodsham | CELLARHEAD | 5 | 1680 | 1680 | 0 | 0 | 20 | 2027-07 | 10014455819 | C2 Residential Institutions - Hospitals and Care Homes | 241 | D | Natural Gas | 3 |  | Heating and Natural Ventilation | 2016-03-19 |  | 1 | FALSE | 53.0764 | -2.5181 | SPM-NANTWICH_T1 | 3428963000 | SP Energy Networks open data (API key): NDP SPM primary-group polygons + Capacity Heatmaps Information Model SPM + LTDS appendices 3/6 + NSHR
3800 | 24 | HEALTH SHIELD FRIENDLY SOCIETY, ELECTRA WAY | CREWE | CW1 6HS | Cheshire East |  | Offices And Premises | office | 1 | 1700.62 | 18305 | NIA | 204000 | Br Station T1 / Duchy Rd T1 / Electra Way T1 / Midland Rollmakers T1A / North Western Mills T1 | inside-area | 1.32 | COPPENHALL GT1 / CREWE GT1 / CREWE GT2A / CREWE GT4A / RADWAY GREEN GT1 / RADWAY GREEN GT2 / WHITCHURCH GT2 | CELLARHEAD | SPM | -3.2 | bsp | 12.265 | Green | 37.5 | 25.235 | thermal | 0 | 0 | 0 | 0 | 9.4 | COPPENHALL GT1 / CREWE GT1 / CREWE GT2A / CREWE GT4A / RADWAY GREEN GT1 / RADWAY GREEN GT2 / WHITCHURCH GT2 | -3.1663 | RED | 0 |  |  | 0 | 0 | 0 | 37.5 |  |  |  |  | Green (Over 5% headroom) | 0 | 0 | 2.7 | 119 | 82 | 6121912 | [9 empty] | Frodsham | CELLARHEAD | 5 | 1680 | 1680 | 0 | 0 | 20 | 2027-07 | 200002835875 | B1 Offices and Workshop businesses | 857 | C | Grid Supplied Electricity | 4 |  | Air Conditioning | 2015-03-17 |  | 1 | FALSE | 53.0915 | -2.4134 | SPM-BR_STATION_T1_DUCHY_RD_T1_ELECTRA_WAY_T1_MIDLAND_ROLLMAKERS_ | 10690879000 | SP Energy Networks open data (API key): NDP SPM primary-group polygons + Capacity Heatmaps Information Model SPM + LTDS appendices 3/6 + NSHR
3801 | 24 | SOMERFORD BOOTHS HALL | CONGLETON | CW12 2LY | Cheshire East |  | Offices And Premises | office | 1 | 1587.7 | 17090 | NIA | 122000 | Smallwood T1 | inside-area | 5.17 | COPPENHALL GT1 / CREWE GT1 / CREWE GT2A / CREWE GT4A / RADWAY GREEN GT1 / RADWAY GREEN GT2 / WHITCHURCH GT2 | CELLARHEAD | SPM | -3.2 | bsp | 1.982 | Green | 7.5 | 5.43 | thermal | 0.1 | 0.1 | 0.2 | 0.2 | 1.4 | COPPENHALL GT1 / CREWE GT1 / CREWE GT2A / CREWE GT4A / RADWAY GREEN GT1 / RADWAY GREEN GT2 / WHITCHURCH GT2 | -3.1663 | RED | 0 |  |  | 0 | 0 | 0 | 7.5 |  |  |  |  | Green (Over 5% headroom) | 0 | 0 | 2.52 | 111 | 61 | 2155886 | [9 empty] | Fiddlers Ferry | CELLARHEAD | 5 | 1680 | 1680 | 0 | 0 | 20 | 2027-07 | [12 empty] | 53.1898 | -2.2556 | SPM-SMALLWOOD_T1 | 5319327000 | SP Energy Networks open data (API key): NDP SPM primary-group polygons + Capacity Heatmaps Information Model SPM + LTDS appendices 3/6 + NSHR
3802 | 24 | GLADMAN HOUSE, BARN ROAD | CONGLETON | CW12 1LJ | Cheshire East |  | Offices And Premises | office | 1 | 1557.3 | 16763 | NIA | 222000 | Smallwood T1 | nearest-substation | 4.59 | COPPENHALL GT1 / CREWE GT1 / CREWE GT2A / CREWE GT4A / RADWAY GREEN GT1 / RADWAY GREEN GT2 / WHITCHURCH GT2 | CELLARHEAD | SPM | -3.2 | bsp | 1.982 | Green | 7.5 | 5.43 | thermal | 0.1 | 0.1 | 0.2 | 0.2 | 1.4 | COPPENHALL GT1 / CREWE GT1 / CREWE GT2A / CREWE GT4A / RADWAY GREEN GT1 / RADWAY GREEN GT2 / WHITCHURCH GT2 | -3.1663 | RED | 0 |  |  | 0 | 0 | 0 | 7.5 |  |  |  |  | Green (Over 5% headroom) | 0 | 0 | 2.47 | 109 | 61 | 2156213 | [9 empty] | Fiddlers Ferry | CELLARHEAD | 5 | 1680 | 1680 | 0 | 0 | 20 | 2027-07 | 10007642192 | A1/A2 Retail and Financial/Professional services | 1605 | C | Natural Gas | 4 | 17 | Heating and Mechanical Ventilation | 2011-06-15 |  | 0.5 | FALSE | 53.1693 | -2.2178 | SPM-SMALLWOOD_T1 | 8786320000 | SP Energy Networks open data (API key): NDP SPM primary-group polygons + Capacity Heatmaps Information Model SPM + LTDS appendices 3/6 + NSHR
3803 | 24 | DANE HOUSING (CONGLETON) LTD, WORRALL STREET | CONGLETON | CW12 1DT | Cheshire East |  | Offices And Premises | office | 1 | 1532.5 | 16496 | NIA | 160000 | Smallwood T1 | nearest-substation | 4.8 | COPPENHALL GT1 / CREWE GT1 / CREWE GT2A / CREWE GT4A / RADWAY GREEN GT1 / RADWAY GREEN GT2 / WHITCHURCH GT2 | CELLARHEAD | SPM | -3.2 | bsp | 1.982 | Green | 7.5 | 5.43 | thermal | 0.1 | 0.1 | 0.2 | 0.2 | 1.4 | COPPENHALL GT1 / CREWE GT1 / CREWE GT2A / CREWE GT4A / RADWAY GREEN GT1 / RADWAY GREEN GT2 / WHITCHURCH GT2 | -3.1663 | RED | 0 |  |  | 0 | 0 | 0 | 7.5 |  |  |  |  | Green (Over 5% headroom) | 0 | 0 | 2.44 | 107 | 61 | 2156480 | [9 empty] | Fiddlers Ferry | CELLARHEAD | 5 | 1680 | 1680 | 0 | 0 | 20 | 2027-07 | [12 empty] | 53.1644 | -2.209 | SPM-SMALLWOOD_T1 | 1103059000 | SP Energy Networks open data (API key): NDP SPM primary-group polygons + Capacity Heatmaps Information Model SPM + LTDS appendices 3/6 + NSHR
3804 | 24 | 2ND FLR, INFINITY HOUSE, MALLARD WAY | CREWE | CW1 6ZQ | Cheshire East |  | Offices And Premises | office | 1 | 1515.52 | 16313 | NIA | 223000 | Br Station T1 / Duchy Rd T1 / Electra Way T1 / Midland Rollmakers T1A / North Western Mills T1 | inside-area | 1.33 | COPPENHALL GT1 / CREWE GT1 / CREWE GT2A / CREWE GT4A / RADWAY GREEN GT1 / RADWAY GREEN GT2 / WHITCHURCH GT2 | CELLARHEAD | SPM | -3.2 | bsp | 12.265 | Green | 37.5 | 25.235 | thermal | 0 | 0 | 0 | 0 | 9.4 | COPPENHALL GT1 / CREWE GT1 / CREWE GT2A / CREWE GT4A / RADWAY GREEN GT1 / RADWAY GREEN GT2 / WHITCHURCH GT2 | -3.1663 | RED | 0 |  |  | 0 | 0 | 0 | 37.5 |  |  |  |  | Green (Over 5% headroom) | 0 | 0 | 2.41 | 106 | 82 | 6123904 | [9 empty] | Frodsham | CELLARHEAD | 5 | 1680 | 1680 | 0 | 0 | 20 | 2027-07 | 10093780368 | B1 Offices and Workshop businesses | 1974 | E | Natural Gas | 4 | 2 | Air Conditioning | 2018-04-07 |  | 1 | FALSE | 53.0908 | -2.4122 | SPM-BR_STATION_T1_DUCHY_RD_T1_ELECTRA_WAY_T1_MIDLAND_ROLLMAKERS_ | 13508166000 | SP Energy Networks open data (API key): NDP SPM primary-group polygons + Capacity Heatmaps Information Model SPM + LTDS appendices 3/6 + NSHR
3805 | 24 | GRD FLR THE ALPHA BUILDING STAPELEY HOUSE, LONDON ROAD | NANTWICH | CW5 7JW | Cheshire East |  | Offices And Premises | office | 1 | 1497.4 | 16118 | NIA | 156000 | Stapeley T1 | inside-area | 0.74 | COPPENHALL GT1 / CREWE GT1 / CREWE GT2A / CREWE GT4A / RADWAY GREEN GT1 / RADWAY GREEN GT2 / WHITCHURCH GT2 | CELLARHEAD | SPM | -3.2 | bsp | 2.301 | Green | 7.5 | 5.199 | thermal | 0 | 0 | 0 | 0 | 1.3 | COPPENHALL GT1 / CREWE GT1 / CREWE GT2A / CREWE GT4A / RADWAY GREEN GT1 / RADWAY GREEN GT2 / WHITCHURCH GT2 | -3.1663 | RED | 0 |  |  | 0 | 0 | 0 | 7.5 |  |  |  |  | Green (Over 5% headroom) | 0 | 0 | 2.38 | 105 | 2 | 28150 | [9 empty] | Frodsham | CELLARHEAD | 5 | 1680 | 1680 | 0 | 0 | 20 | 2027-07 | 10093782494 | B1 Offices and Workshop businesses | 1525 | B | Grid Supplied Electricity | 3 |  | Air Conditioning | 2021-05-13 |  | 1 | FALSE | 53.0518 | -2.4935 | SPM-STAPELEY_T1 | 7209758000 | SP Energy Networks open data (API key): NDP SPM primary-group polygons + Capacity Heatmaps Information Model SPM + LTDS appendices 3/6 + NSHR
3806 | 24 | MANNIN HOUSE, MACON WAY | CREWE | CW1 6RT | Cheshire East |  | Offices And Premises | office | 1 | 1371.1 | 14758 | NIA | 116000 | Br Station T1 / Duchy Rd T1 / Electra Way T1 / Midland Rollmakers T1A / North Western Mills T1 | inside-area | 1.12 | COPPENHALL GT1 / CREWE GT1 / CREWE GT2A / CREWE GT4A / RADWAY GREEN GT1 / RADWAY GREEN GT2 / WHITCHURCH GT2 | CELLARHEAD | SPM | -3.2 | bsp | 12.265 | Green | 37.5 | 25.235 | thermal | 0 | 0 | 0 | 0 | 9.4 | COPPENHALL GT1 / CREWE GT1 / CREWE GT2A / CREWE GT4A / RADWAY GREEN GT1 / RADWAY GREEN GT2 / WHITCHURCH GT2 | -3.1663 | RED | 0 |  |  | 0 | 0 | 0 | 37.5 |  |  |  |  | Green (Over 5% headroom) | 0 | 0 | 2.18 | 96 | 82 | 6125459 | [9 empty] | Frodsham | CELLARHEAD | 5 | 1680 | 1680 | 0 | 0 | 20 | 2027-07 | 200002835820 | B1 Offices and Workshop businesses | 1585 | D | Grid Supplied Electricity | 3 | 2 | Air Conditioning | 2015-04-13 |  | 1 | FALSE | 53.0939 | -2.4312 | SPM-BR_STATION_T1_DUCHY_RD_T1_ELECTRA_WAY_T1_MIDLAND_ROLLMAKERS_ | 8300404000 | SP Energy Networks open data (API key): NDP SPM primary-group polygons + Capacity Heatmaps Information Model SPM + LTDS appendices 3/6 + NSHR
3807 | 24 | ADLINGTON HOUSE, ALEXANDRIA WAY | CONGLETON | CW12 1LB | Cheshire East |  | Offices And Premises | office | 1 | 1342.5 | 14451 | NIA | 176000 | Smallwood T1 | inside-area | 4.61 | COPPENHALL GT1 / CREWE GT1 / CREWE GT2A / CREWE GT4A / RADWAY GREEN GT1 / RADWAY GREEN GT2 / WHITCHURCH GT2 | CELLARHEAD | SPM | -3.2 | bsp | 1.982 | Green | 7.5 | 5.43 | thermal | 0.1 | 0.1 | 0.2 | 0.2 | 1.4 | COPPENHALL GT1 / CREWE GT1 / CREWE GT2A / CREWE GT4A / RADWAY GREEN GT1 / RADWAY GREEN GT2 / WHITCHURCH GT2 | -3.1663 | RED | 0 |  |  | 0 | 0 | 0 | 7.5 |  |  |  |  | Green (Over 5% headroom) | 0 | 0 | 2.13 | 94 | 61 | 2158525 | [9 empty] | Fiddlers Ferry | CELLARHEAD | 5 | 1680 | 1680 | 0 | 0 | 20 | 2027-07 | 10094315738 | B1 Offices and Workshop businesses | 1550 | B | Grid Supplied Electricity | 4 |  | Air Conditioning | 2020-10-26 |  | 1 | FALSE | 53.1721 | -2.2213 | SPM-SMALLWOOD_T1 | 12295266000 | SP Energy Networks open data (API key): NDP SPM primary-group polygons + Capacity Heatmaps Information Model SPM + LTDS appendices 3/6 + NSHR
3808 | 24 | 1ST & 2ND FLOORS EMPEROR COURT, EMPEROR WAY, ELECTRA WAY | CREWE | CW1 6BD | Cheshire East |  | Offices And Premises | office | 1 | 1341.01 | 14434 | NIA | 192000 | Br Station T1 / Duchy Rd T1 / Electra Way T1 / Midland Rollmakers T1A / North Western Mills T1 | inside-area | 1.11 | COPPENHALL GT1 / CREWE GT1 / CREWE GT2A / CREWE GT4A / RADWAY GREEN GT1 / RADWAY GREEN GT2 / WHITCHURCH GT2 | CELLARHEAD | SPM | -3.2 | bsp | 12.265 | Green | 37.5 | 25.235 | thermal | 0 | 0 | 0 | 0 | 9.4 | COPPENHALL GT1 / CREWE GT1 / CREWE GT2A / CREWE GT4A / RADWAY GREEN GT1 / RADWAY GREEN GT2 / WHITCHURCH GT2 | -3.1663 | RED | 0 |  |  | 0 | 0 | 0 | 37.5 |  |  |  |  | Green (Over 5% headroom) | 0 | 0 | 2.13 | 94 | 82 | 6125783 | [9 empty] | Frodsham | CELLARHEAD | 5 | 1680 | 1680 | 0 | 0 | 20 | 2027-07 | 10014453032 | B1 Offices and Workshop businesses | 2299 | C | Grid Supplied Electricity | 3 | 3 | Air Conditioning | 2019-06-11 |  | 1 | FALSE | 53.0924 | -2.4196 | SPM-BR_STATION_T1_DUCHY_RD_T1_ELECTRA_WAY_T1_MIDLAND_ROLLMAKERS_ | 13206710000 | SP Energy Networks open data (API key): NDP SPM primary-group polygons + Capacity Heatmaps Information Model SPM + LTDS appendices 3/6 + NSHR
3809 | 24 | 35-37, HIGH STREET | CONGLETON | CW12 1AX | Cheshire East |  | Offices And Premises | office | 1 | 1013 | 10904 | NIA | 115000 | Smallwood T1 | nearest-substation | 4.54 | COPPENHALL GT1 / CREWE GT1 / CREWE GT2A / CREWE GT4A / RADWAY GREEN GT1 / RADWAY GREEN GT2 / WHITCHURCH GT2 | CELLARHEAD | SPM | -3.2 | bsp | 1.982 | Green | 7.5 | 5.43 | thermal | 0.1 | 0.1 | 0.2 | 0.2 | 1.4 | COPPENHALL GT1 / CREWE GT1 / CREWE GT2A / CREWE GT4A / RADWAY GREEN GT1 / RADWAY GREEN GT2 / WHITCHURCH GT2 | -3.1663 | RED | 0 |  |  | 0 | 0 | 0 | 7.5 |  |  |  |  | Green (Over 5% headroom) | 0 | 0 | 1.61 | 71 | 61 | 2162072 | [9 empty] | Fiddlers Ferry | CELLARHEAD | 5 | 1680 | 1680 | 0 | 0 | 20 | 2027-07 | [12 empty] | 53.1634 | -2.2125 | SPM-SMALLWOOD_T1 | 14668030000 | SP Energy Networks open data (API key): NDP SPM primary-group polygons + Capacity Heatmaps Information Model SPM + LTDS appendices 3/6 + NSHR
3810 | 22.9 | UNIT 1, MILVERNY WAY, RAVENHEAD RETAIL PARK | ST HELENS | WA9 1JF | St Helens | B & Q | Retail Warehouse And Premises | bigbox | 2 | 33787 | 363680 | GIA | 2140000 | Lea Green T1 / Pilkingtons Ho T1 / Ravenhead Retail Pk T1 / Somerfield Distribution T1 | inside-area | 2.34 | BOLD G2B / RAVENHEAD G1A2 / ST HELENS GT2A | RAINHILL | SPM | 1.4 | primary | 1.3736 | Green | 20 | 18.6264 | thermal | 0 | 0 | 0 | 0 | -2.6 | BOLD G4B / RAVENHEAD G1A2 / ST HELENS GT2A | 20.6708 | GREEN | 0 |  |  | 0 | 0 | 0 | 20 |  |  |  |  | Green (Over 5% headroom) | 9982 | 3 | 53.69 | 3041 | 11 | 2460002 | [9 empty] | Rainhill | RAINHILL | 1 | 85.5 | 85.5 | 0 | 0 | 57 | 2026-09 | 39077497 | A1/A2 Retail and Financial/Professional services | 11248 | B | Natural Gas | 3 | 2 | Heating and Natural Ventilation | 2019-05-28 |  | 1 | FALSE | 53.4442 | -2.7332 | SPM-LEA_GREEN_T1_PILKINGTONS_HO_T1_RAVENHEAD_RETAIL_PK_T1_SOMERF | 1692393000;1692393000 | SP Energy Networks open data (API key): NDP SPM primary-group polygons + Capacity Heatmaps Information Model SPM + LTDS appendices 3/6 + NSHR
3811 | 22.5 | THE HUT GROUP LTD, SKYLINE DRIVE | WARRINGTON | WA5 3TP | Warrington |  | Warehouse And Premises | industrial | 1 | 103672.45 | 1115920 | GIA | 4870000 | North West Water Campus T1 / North West Water Campus T2 / Omega T1 / Omega T2 / Orion Boulevard T1 | inside-area | 1.02 | DALLAM GT1 / SANKEY BRIDGES GT1 / WARRINGTON GT3 | CARRINGTON - FIDDLERS FERRY | SPM | -1 | bsp | 25.011 | Green | 40 | 14.989 | thermal | 0 | 0 | 0 | 0 | 23.5 | DALLAM GT1 / SANKEY BRIDGES GT1 / WARRINGTON GT3 | -0.972 | RED | 0 |  |  | 0 | 0 | 0 | 40 |  |  |  |  | Green (Over 5% headroom) | 0 | 0 | 164.75 | 2592 | 11 | 4016140 | [9 empty] | Fiddlers Ferry | CARRINGTON | 5 | 2186.9 | 2186.9 | 0 | 0 | 930 | 2026-05 | 10092995844 | General Industrial and Special Industrial Groups | 63917 | B | Natural Gas | 4 |  | Heating and Natural Ventilation | 2026-04-08 |  | 1 | FALSE | 53.4119 | -2.6595 | SPM-NORTH_WEST_WATER_CAMPUS_T1_NORTH_WEST_WATER_CAMPUS_T2_OMEGA_ | 9624191000 | SP Energy Networks open data (API key): NDP SPM primary-group polygons + Capacity Heatmaps Information Model SPM + LTDS appendices 3/6 + NSHR
3812 | 22.5 | UNIT 1, ORION BOULEVARD | WARRINGTON | WA5 3TY | Warrington |  | Warehouse And Premises | industrial | 1 | 98195.98 | 1056972 | GIA | 3620000 | North West Water Campus T1 / North West Water Campus T2 / Omega T1 / Omega T2 / Orion Boulevard T1 | inside-area | 0.87 | DALLAM GT1 / SANKEY BRIDGES GT1 / WARRINGTON GT3 | CARRINGTON - FIDDLERS FERRY | SPM | -1 | bsp | 25.011 | Green | 40 | 14.989 | thermal | 0 | 0 | 0 | 0 | 23.5 | DALLAM GT1 / SANKEY BRIDGES GT1 / WARRINGTON GT3 | -0.972 | RED | 0 |  |  | 0 | 0 | 0 | 40 |  |  |  |  | Green (Over 5% headroom) | 0 | 0 | 156.04 | 2455 | 11 | 4075088 | [9 empty] | Fiddlers Ferry | CARRINGTON | 5 | 2186.9 | 2186.9 | 0 | 0 | 930 | 2026-05 | 10092997195 | B8 Storage or Distribution | 33301 | A | Natural Gas | 5 |  | Heating and Natural Ventilation | 2016-11-23 |  | 1 | FALSE | 53.4096 | -2.6581 | SPM-NORTH_WEST_WATER_CAMPUS_T1_NORTH_WEST_WATER_CAMPUS_T2_OMEGA_ | 11240255000 | SP Energy Networks open data (API key): NDP SPM primary-group polygons + Capacity Heatmaps Information Model SPM + LTDS appendices 3/6 + NSHR
3813 | 22.5 | UNIT 12, YEW TREE WAY, STONE CROSS PARK | WARRINGTON | WA3 3JD | Wigan |  | Cold Store And Premises; Cold Stores And Premises; Factory And Premises; Warehouse And Premises | industrial | 5 | 87570.24 | 942597 | GIA | 5795000 | Boulevard T1 / Chapelford T1 / Hawleys La T1 / Westbrook T1 / Winwick Quay T1 | nearest-substation | 5.78 | DALLAM GT1 / SANKEY BRIDGES GT1 / WARRINGTON GT3 | CARRINGTON - FIDDLERS FERRY | SPM | -1 | bsp | 16.448 | Green | 37.5 | 21.052 | thermal | 0 | 0 | 0 | 0 | 12.5 | DALLAM GT1 / SANKEY BRIDGES GT1 / WARRINGTON GT3 | -0.972 | RED | 0 |  |  | 0 | 0 | 0 | 37.5 |  |  |  |  | Green (Over 5% headroom) | 0 | 0 | 139.16 | 10508 | 53 | 3436432 | [9 empty] | Fiddlers Ferry | CARRINGTON | 5 | 2186.9 | 2186.9 | 0 | 0 | 930 | 2026-05 | [12 empty] | 53.4698 | -2.5911 | SPM-BOULEVARD_T1_CHAPELFORD_T1_HAWLEYS_LA_T1_WESTBROOK_T1_WINWIC | 6152728000;13285888000;6152161000;6152161000;14234621000 | SP Energy Networks open data (API key): NDP SPM primary-group polygons + Capacity Heatmaps Information Model SPM + LTDS appendices 3/6 + NSHR
3814 | 22.5 | TRAVIS PERKINS, LOCKHEED ROAD | WARRINGTON | WA5 4AH | Warrington |  | Warehouse And Premises | industrial | 1 | 67301.81 | 724430 | GIA | 4290000 | North West Water Campus T1 / North West Water Campus T2 / Omega T1 / Omega T2 / Orion Boulevard T1 | inside-area | 1.3 | DALLAM GT1 / SANKEY BRIDGES GT1 / WARRINGTON GT3 | CARRINGTON - FIDDLERS FERRY | SPM | -1 | bsp | 25.011 | Green | 40 | 14.989 | thermal | 0 | 0 | 0 | 0 | 23.5 | DALLAM GT1 / SANKEY BRIDGES GT1 / WARRINGTON GT3 | -0.972 | RED | 0 |  |  | 0 | 0 | 0 | 40 |  |  |  |  | Green (Over 5% headroom) | 0 | 0 | 106.95 | 1683 | 11 | 4407630 | [9 empty] | Fiddlers Ferry | CARRINGTON | 5 | 2186.9 | 2186.9 | 0 | 0 | 930 | 2026-05 | [12 empty] | 53.4154 | -2.6613 | SPM-NORTH_WEST_WATER_CAMPUS_T1_NORTH_WEST_WATER_CAMPUS_T2_OMEGA_ | 9106360000 | SP Energy Networks open data (API key): NDP SPM primary-group polygons + Capacity Heatmaps Information Model SPM + LTDS appendices 3/6 + NSHR
3815 | 22.5 | 6, KINGSLAND GRANGE | WARRINGTON | WA1 4RW | Warrington | MARKS & SPENCERS | Factory And Premises; Telecommunications Switching Centre And Premises; Warehouse And Premises; Workshop And Premises | industrial | 15 | 63539.51 | 683933 | GIA | 4352000 | Orford T1 / Padgate T1 | inside-area | 2.62 | DALLAM GT1 / SANKEY BRIDGES GT1 / WARRINGTON GT3 | CARRINGTON - FIDDLERS FERRY | SPM | -1 | bsp | 1.185 | Green | 10 | 8.815 | thermal | 0 | 0 | 0 | 0 | -1.8 | DALLAM GT1 / SANKEY BRIDGES GT1 / WARRINGTON GT3 | -0.972 | RED | 0 |  |  | 0 | 0 | 0 | 10 |  |  |  |  | Green (Over 5% headroom) | 0 | 0 | 100.97 | 3812 | 57 | 2177454 | [9 empty] | Fiddlers Ferry | CARRINGTON | 5 | 2186.9 | 2186.9 | 0 | 0 | 930 | 2026-05 | [12 empty] | 53.4087 | -2.5341 | SPM-ORFORD_T1_PADGATE_T1 | 170607137;170606137;648906137;170608137;170611137;76769137;12390236000;634184137;10713482000;481273000;170609137;189318000;76778137;1758646000;1525272000 | SP Energy Networks open data (API key): NDP SPM primary-group polygons + Capacity Heatmaps Information Model SPM + LTDS appendices 3/6 + NSHR
3816 | 22.5 | ASDA, SKYLINE DRIVE | WARRINGTON | WA5 3TP | Warrington |  | Warehouse And Premises | industrial | 1 | 46151.34 | 496768 | GIA | 2160000 | North West Water Campus T1 / North West Water Campus T2 / Omega T1 / Omega T2 / Orion Boulevard T1 | inside-area | 1.02 | DALLAM GT1 / SANKEY BRIDGES GT1 / WARRINGTON GT3 | CARRINGTON - FIDDLERS FERRY | SPM | -1 | bsp | 25.011 | Green | 40 | 14.989 | thermal | 0 | 0 | 0 | 0 | 23.5 | DALLAM GT1 / SANKEY BRIDGES GT1 / WARRINGTON GT3 | -0.972 | RED | 0 |  |  | 0 | 0 | 0 | 40 |  |  |  |  | Green (Over 5% headroom) | 0 | 0 | 73.34 | 1154 | 11 | 4635292 | [9 empty] | Fiddlers Ferry | CARRINGTON | 5 | 2186.9 | 2186.9 | 0 | 0 | 930 | 2026-05 | 10090372957 | Storage or Distribution | 50200 | B | Natural Gas | 4 |  | Heating and Mechanical Ventilation | 2026-07-17 |  | 1 | FALSE | 53.4119 | -2.6595 | SPM-NORTH_WEST_WATER_CAMPUS_T1_NORTH_WEST_WATER_CAMPUS_T2_OMEGA_ | 10126836000 | SP Energy Networks open data (API key): NDP SPM primary-group polygons + Capacity Heatmaps Information Model SPM + LTDS appendices 3/6 + NSHR
3817 | 22.5 | SAFEWAY FOOD STORES LTD, HARDWICK GRANGE | WARRINGTON | WA1 4RJ | Warrington |  | Warehouse And Premises | industrial | 1 | 42477.65 | 457225 | GIA | 2480000 | Kingsland 33 T1 / Safeway T1 / Woolston T1 / Woolston T2 | inside-area | 0.28 | DALLAM GT1 / SANKEY BRIDGES GT1 / WARRINGTON GT3 | CARRINGTON - FIDDLERS FERRY | SPM | -1 | bsp | 11.614 | Green | 30 | 17.217 | thermal | 4.7 | 4 | 0 | 8.7 | 9.2 | DALLAM GT1 / SANKEY BRIDGES GT1 / WARRINGTON GT3 | -0.972 | RED | 0 |  |  | 0 | 0 | 0 | 30 |  |  |  |  | Green (Over 5% headroom) | 0 | 0 | 67.5 | 1062 | 76 | 4751514 | [9 empty] | Fiddlers Ferry | CARRINGTON | 5 | 2186.9 | 2186.9 | 0 | 0 | 930 | 2026-05 | [12 empty] | 53.4042 | -2.5227 | SPM-KINGSLAND_33_T1_SAFEWAY_T1_WOOLSTON_T1_WOOLSTON_T2 | 592286137 | SP Energy Networks open data (API key): NDP SPM primary-group polygons + Capacity Heatmaps Information Model SPM + LTDS appendices 3/6 + NSHR
3818 | 22.5 | 16, CHESFORD GRANGE | WARRINGTON | WA1 4RQ | Warrington | COLD SHIELD LTD | Factory And Premises; Specialist Vehicle Repair Workshop And Premises; Warehouse And Premises; Workshop And Premises | industrial | 12 | 39293.28 | 422949 | GIA | 2829500 | Kingsland 33 T1 / Safeway T1 / Woolston T1 / Woolston T2 | inside-area | 0.28 | DALLAM GT1 / SANKEY BRIDGES GT1 / WARRINGTON GT3 | CARRINGTON - FIDDLERS FERRY | SPM | -1 | bsp | 11.614 | Green | 30 | 17.217 | thermal | 4.7 | 4 | 0 | 8.7 | 9.2 | DALLAM GT1 / SANKEY BRIDGES GT1 / WARRINGTON GT3 | -0.972 | RED | 0 |  |  | 0 | 0 | 0 | 30 |  |  |  |  | Green (Over 5% headroom) | 0 | 0 | 62.44 | 2358 | 76 | 4785790 | [9 empty] | Fiddlers Ferry | CARRINGTON | 5 | 2186.9 | 2186.9 | 0 | 0 | 930 | 2026-05 | 100012793582 | Storage or Distribution | 2105 | C | Natural Gas | 3 |  | Heating and Natural Ventilation | 2022-09-12 |  | 1 | FALSE | 53.3999 | -2.5189 | SPM-KINGSLAND_33_T1_SAFEWAY_T1_WOOLSTON_T1_WOOLSTON_T2 | 75597137;170539137;11909296000;607360137;3888170000;8618066000;9002836000;1678594000;2150497000;2546936000;7229600000;2546938000 | SP Energy Networks open data (API key): NDP SPM primary-group polygons + Capacity Heatmaps Information Model SPM + LTDS appendices 3/6 + NSHR
3819 | 22.5 | 48 GRANGE INDUSTRIAL ESTATE, HARDWICK GRANGE | WARRINGTON | WA1 4RF | Warrington |  | Warehouse And Premises | industrial | 1 | 38127.31 | 410399 | GIA | 1780000 | Kingsland 33 T1 / Safeway T1 / Woolston T1 / Woolston T2 | inside-area | 0.4 | DALLAM GT1 / SANKEY BRIDGES GT1 / WARRINGTON GT3 | CARRINGTON - FIDDLERS FERRY | SPM | -1 | bsp | 11.614 | Green | 30 | 17.217 | thermal | 4.7 | 4 | 0 | 8.7 | 9.2 | DALLAM GT1 / SANKEY BRIDGES GT1 / WARRINGTON GT3 | -0.972 | RED | 0 |  |  | 0 | 0 | 0 | 30 |  |  |  |  | Green (Over 5% headroom) | 0 | 0 | 60.59 | 953 | 76 | 4798340 | [9 empty] | Fiddlers Ferry | CARRINGTON | 5 | 2186.9 | 2186.9 | 0 | 0 | 930 | 2026-05 | 100012793692 | Storage or Distribution | 26149 | A | Grid Supplied Electricity | 4 | 2 | Mixed-mode with Mechanical Ventilation | 2025-01-23 |  | 1 | FALSE | 53.4036 | -2.5269 | SPM-KINGSLAND_33_T1_SAFEWAY_T1_WOOLSTON_T1_WOOLSTON_T2 | 14527722000 | SP Energy Networks open data (API key): NDP SPM primary-group polygons + Capacity Heatmaps Information Model SPM + LTDS appendices 3/6 + NSHR
3820 | 22.5 | HAWLEYS LANE | WARRINGTON | WA2 8JP | Warrington | EDDIE STOBART LTD; FLANGEFITT STAINLESS LTD | Warehouse And Premises | industrial | 2 | 37324.8 | 401760 | GIA | 1706000 | Bewsey T1 / Owen St T1 / Rodney St T1 / Rylands Eldon St T1 | inside-area | 1.61 | DALLAM GT1 / SANKEY BRIDGES GT1 / WARRINGTON GT3 | CARRINGTON - FIDDLERS FERRY | SPM | -1 | bsp | 11.377 | Green | 30 | 17.123 | thermal | 6 | 12.4 | 3 | 18.4 | 8.7 | DALLAM GT1 / SANKEY BRIDGES GT1 / WARRINGTON GT3 | -0.972 | RED | 0 |  |  | 0 | 0 | 0 | 30 |  |  |  |  | Green (Over 5% headroom) | 0 | 0 | 59.31 | 933 | 39 | 2221655 | [9 empty] | Fiddlers Ferry | CARRINGTON | 5 | 2186.9 | 2186.9 | 0 | 0 | 930 | 2026-05 | 200000973870 | A1/A2 Retail and Financial/Professional services | 706 | B | Natural Gas | 3 |  | Heating and Natural Ventilation | 2017-06-08 |  | 1 | FALSE | 53.408 | -2.5981 | SPM-BEWSEY_T1_OWEN_ST_T1_RODNEY_ST_T1_RYLANDS_ELDON_ST_T1 | 621503137;623286137 | SP Energy Networks open data (API key): NDP SPM primary-group polygons + Capacity Heatmaps Information Model SPM + LTDS appendices 3/6 + NSHR
3821 | 22.5 | DALLAM LANE | WARRINGTON | WA2 7NT | Warrington | MSAS GLOBAL LOGISTICS | Warehouse And Premises | industrial | 1 | 35779.5 | 385127 | GIA | 2140000 | Bewsey T1 / Owen St T1 / Rodney St T1 / Rylands Eldon St T1 | inside-area | 1.07 | DALLAM GT1 / SANKEY BRIDGES GT1 / WARRINGTON GT3 | CARRINGTON - FIDDLERS FERRY | SPM | -1 | bsp | 11.377 | Green | 30 | 17.123 | thermal | 6 | 12.4 | 3 | 18.4 | 8.7 | DALLAM GT1 / SANKEY BRIDGES GT1 / WARRINGTON GT3 | -0.972 | RED | 0 |  |  | 0 | 0 | 0 | 30 |  |  |  |  | Green (Over 5% headroom) | 0 | 0 | 56.86 | 894 | 39 | 2238288 | [9 empty] | Fiddlers Ferry | CARRINGTON | 5 | 2186.9 | 2186.9 | 0 | 0 | 930 | 2026-05 | 10094964738 | B1 Offices and Workshop businesses | 3400 | A | Other | 5 |  | Heating and Natural Ventilation | 2023-03-23 |  | 1 | FALSE | 53.3951 | -2.5977 | SPM-BEWSEY_T1_OWEN_ST_T1_RODNEY_ST_T1_RYLANDS_ELDON_ST_T1 | 1594989000 | SP Energy Networks open data (API key): NDP SPM primary-group polygons + Capacity Heatmaps Information Model SPM + LTDS appendices 3/6 + NSHR
3822 | 22.5 | UNIT 3, FAIRCHILD ROAD | WARRINGTON | WA5 3TZ | Warrington |  | Warehouse And Premises | industrial | 1 | 30739.88 | 330881 | GIA | 2310000 | North West Water Campus T1 / North West Water Campus T2 / Omega T1 / Omega T2 / Orion Boulevard T1 | inside-area | 0.52 | DALLAM GT1 / SANKEY BRIDGES GT1 / WARRINGTON GT3 | CARRINGTON - FIDDLERS FERRY | SPM | -1 | bsp | 25.011 | Green | 40 | 14.989 | thermal | 0 | 0 | 0 | 0 | 23.5 | DALLAM GT1 / SANKEY BRIDGES GT1 / WARRINGTON GT3 | -0.972 | RED | 0 |  |  | 0 | 0 | 0 | 40 |  |  |  |  | Green (Over 5% headroom) | 0 | 0 | 48.85 | 768 | 11 | 4801179 | [9 empty] | Fiddlers Ferry | CARRINGTON | 5 | 2186.9 | 2186.9 | 0 | 0 | 930 | 2026-05 | 10092997451 | B8 Storage or Distribution | 11319 | A | Natural Gas | 5 | 2 | Air Conditioning | 2017-07-05 |  | 0.5 | FALSE | 53.412 | -2.6507 | SPM-NORTH_WEST_WATER_CAMPUS_T1_NORTH_WEST_WATER_CAMPUS_T2_OMEGA_ | 14247343000 | SP Energy Networks open data (API key): NDP SPM primary-group polygons + Capacity Heatmaps Information Model SPM + LTDS appendices 3/6 + NSHR
3823 | 22.5 | 22, LEACROFT ROAD | WARRINGTON | WA3 6PJ | Warrington |  | Cold Store And Premises; Warehouse And Premises | industrial | 5 | 29317.04 | 315566 | GIA | 1643500 | Kingsland 33 T1 / Safeway T1 / Woolston T1 / Woolston T2 | nearest-substation | 3.42 | DALLAM GT1 / SANKEY BRIDGES GT1 / WARRINGTON GT3 | CARRINGTON - FIDDLERS FERRY | SPM | -1 | bsp | 11.614 | Green | 30 | 17.217 | thermal | 4.7 | 4 | 0 | 8.7 | 9.2 | DALLAM GT1 / SANKEY BRIDGES GT1 / WARRINGTON GT3 | -0.972 | RED | 0 |  |  | 0 | 0 | 0 | 30 |  |  |  |  | Green (Over 5% headroom) | 0 | 0 | 46.59 | 3518 | 76 | 4893173 | [9 empty] | Fiddlers Ferry | CARRINGTON | 5 | 2186.9 | 2186.9 | 0 | 0 | 930 | 2026-05 | [12 empty] | 53.4317 | -2.5098 | SPM-KINGSLAND_33_T1_SAFEWAY_T1_WOOLSTON_T1_WOOLSTON_T2 | 2167030000;2167032000;13568064000;169972137;169971137 | SP Energy Networks open data (API key): NDP SPM primary-group polygons + Capacity Heatmaps Information Model SPM + LTDS appendices 3/6 + NSHR
3824 | 22.5 | UNIT 6, LOCKHEED ROAD | WARRINGTON | WA5 4AH | Warrington | HERMES | Warehouse And Premises; Workshop And Premises | industrial | 3 | 28047.22 | 301897 | GIA | 2012500 | North West Water Campus T1 / North West Water Campus T2 / Omega T1 / Omega T2 / Orion Boulevard T1 | inside-area | 1.3 | DALLAM GT1 / SANKEY BRIDGES GT1 / WARRINGTON GT3 | CARRINGTON - FIDDLERS FERRY | SPM | -1 | bsp | 25.011 | Green | 40 | 14.989 | thermal | 0 | 0 | 0 | 0 | 23.5 | DALLAM GT1 / SANKEY BRIDGES GT1 / WARRINGTON GT3 | -0.972 | RED | 0 |  |  | 0 | 0 | 0 | 40 |  |  |  |  | Green (Over 5% headroom) | 0 | 0 | 44.57 | 1262 | 11 | 4830163 | [9 empty] | Fiddlers Ferry | CARRINGTON | 5 | 2186.9 | 2186.9 | 0 | 0 | 930 | 2026-05 | 10092999688 | B8 Storage or Distribution | 528 | B | Grid Supplied Electricity | 5 |  | Air Conditioning | 2019-07-30 |  | 1 | FALSE | 53.4154 | -2.6613 | SPM-NORTH_WEST_WATER_CAMPUS_T1_NORTH_WEST_WATER_CAMPUS_T2_OMEGA_ | 13565737000;9074061000;11389972000 | SP Energy Networks open data (API key): NDP SPM primary-group polygons + Capacity Heatmaps Information Model SPM + LTDS appendices 3/6 + NSHR
3825 | 22.5 | BENTLEY MOTORS, PYMS LANE | CREWE | CW1 3PL | Cheshire East |  | Factory And Premises | industrial | 1 | 200173.83 | 2154651 | GIA | 6200000 | Rolls Royce T1 / Rolls Royce T2 / Rolls Royce T3 | inside-area | 0.18 | COPPENHALL GT1 / CREWE GT1 / CREWE GT2A / CREWE GT4A / RADWAY GREEN GT1 / RADWAY GREEN GT2 / WHITCHURCH GT2 | CELLARHEAD | SPM | -3.2 | bsp | 3.2428 | Green | 15 | 11.7572 | thermal | 0 | 0 | 0 | 0 | 1.7 | COPPENHALL GT1 / CREWE GT1 / CREWE GT2A / CREWE GT4A / RADWAY GREEN GT1 / RADWAY GREEN GT2 / WHITCHURCH GT2 | -3.1663 | RED | 0 |  |  | 0 | 0 | 0 | 15 |  |  |  |  | Green (Over 5% headroom) | 0 | 0 | 318.09 | 12010 | 4 | 608876 | [9 empty] | Frodsham | CELLARHEAD | 5 | 1680 | 1680 | 0 | 0 | 20 | 2027-07 | [12 empty] | 53.1059 | -2.4722 | SPM-ROLLS_ROYCE_T1_ROLLS_ROYCE_T2_ROLLS_ROYCE_T3 | 14578691000 | SP Energy Networks open data (API key): NDP SPM primary-group polygons + Capacity Heatmaps Information Model SPM + LTDS appendices 3/6 + NSHR
3826 | 22.5 | BOUGHEY DISTRIBUTION LTD, NANTWICH ROAD | NANTWICH | CW5 6RS | Cheshire East |  | Warehouse And Premises | industrial | 1 | 86052.27 | 926258 | GIA | 1920000 | Cheshire Green T1 / Nwf T1 | inside-area | 0.3 | COPPENHALL GT1 / CREWE GT1 / CREWE GT2A / CREWE GT4A / RADWAY GREEN GT1 / RADWAY GREEN GT2 / WHITCHURCH GT2 | CELLARHEAD | SPM | -3.2 | bsp | 4.509 | Green | 10 | 5.491 | thermal | 0 | 0 | 0 | 0 | 4.1 | COPPENHALL GT1 / CREWE GT1 / CREWE GT2A / CREWE GT4A / RADWAY GREEN GT1 / RADWAY GREEN GT2 / WHITCHURCH GT2 | -3.1663 | RED | 0 |  |  | 0 | 0 | 0 | 10 |  |  |  |  | Green (Over 5% headroom) | 0 | 0 | 136.74 | 2151 | 7 | 512305 | [9 empty] | Frodsham | CELLARHEAD | 5 | 1680 | 1680 | 0 | 0 | 20 | 2027-07 | [12 empty] | 53.1159 | -2.5975 | SPM-CHESHIRE_GREEN_T1_NWF_T1 | 13706454000 | SP Energy Networks open data (API key): NDP SPM primary-group polygons + Capacity Heatmaps Information Model SPM + LTDS appendices 3/6 + NSHR
3827 | 22.5 | UNIT 5, CREWE COMMERCIAL PARK, JACK MILLS WAY | CREWE | CW2 5UT | Cheshire East |  | Warehouse And Premises | industrial | 2 | 70390.1 | 757672 | GIA | 5090000 | Br Station T1 / Duchy Rd T1 / Electra Way T1 / Midland Rollmakers T1A / North Western Mills T1 | inside-area | 0.89 | COPPENHALL GT1 / CREWE GT1 / CREWE GT2A / CREWE GT4A / RADWAY GREEN GT1 / RADWAY GREEN GT2 / WHITCHURCH GT2 | CELLARHEAD | SPM | -3.2 | bsp | 12.265 | Green | 37.5 | 25.235 | thermal | 0 | 0 | 0 | 0 | 9.4 | COPPENHALL GT1 / CREWE GT1 / CREWE GT2A / CREWE GT4A / RADWAY GREEN GT1 / RADWAY GREEN GT2 / WHITCHURCH GT2 | -3.1663 | RED | 0 |  |  | 0 | 0 | 0 | 37.5 |  |  |  |  | Green (Over 5% headroom) | 0 | 0 | 111.86 | 1760 | 82 | 5382545 | [9 empty] | Frodsham | CELLARHEAD | 5 | 1680 | 1680 | 0 | 0 | 20 | 2027-07 | [12 empty] | 53.0766 | -2.4337 | SPM-BR_STATION_T1_DUCHY_RD_T1_ELECTRA_WAY_T1_MIDLAND_ROLLMAKERS_ | 13627169000;13727387000 | SP Energy Networks open data (API key): NDP SPM primary-group polygons + Capacity Heatmaps Information Model SPM + LTDS appendices 3/6 + NSHR
3828 | 22.5 | BOMBARDIER TRANSPORTATION, WEST STREET | CREWE | CW1 3JB | Cheshire East |  | Factory And Premises | industrial | 1 | 36419.7 | 392018 | GIA | 790000 | Rolls Royce T1 / Rolls Royce T2 / Rolls Royce T3 | inside-area | 0.89 | COPPENHALL GT1 / CREWE GT1 / CREWE GT2A / CREWE GT4A / RADWAY GREEN GT1 / RADWAY GREEN GT2 / WHITCHURCH GT2 | CELLARHEAD | SPM | -3.2 | bsp | 3.2428 | Green | 15 | 11.7572 | thermal | 0 | 0 | 0 | 0 | 1.7 | COPPENHALL GT1 / CREWE GT1 / CREWE GT2A / CREWE GT4A / RADWAY GREEN GT1 / RADWAY GREEN GT2 / WHITCHURCH GT2 | -3.1663 | RED | 0 |  |  | 0 | 0 | 0 | 15 |  |  |  |  | Green (Over 5% headroom) | 0 | 0 | 57.87 | 2185 | 4 | 2371509 | [9 empty] | Frodsham | CELLARHEAD | 5 | 1680 | 1680 | 0 | 0 | 20 | 2027-07 | [12 empty] | 53.0997 | -2.4607 | SPM-ROLLS_ROYCE_T1_ROLLS_ROYCE_T2_ROLLS_ROYCE_T3 | 10102367000 | SP Energy Networks open data (API key): NDP SPM primary-group polygons + Capacity Heatmaps Information Model SPM + LTDS appendices 3/6 + NSHR
3829 | 22.5 | AO - OMEGA BUILDING, WESTON ROAD | CREWE | CW1 6BW | Cheshire East |  | Warehouse And Premises | industrial | 1 | 36138.6 | 388992 | GIA | 2240000 | Br Station T1 / Duchy Rd T1 / Electra Way T1 / Midland Rollmakers T1A / North Western Mills T1 | inside-area | 0.17 | COPPENHALL GT1 / CREWE GT1 / CREWE GT2A / CREWE GT4A / RADWAY GREEN GT1 / RADWAY GREEN GT2 / WHITCHURCH GT2 | CELLARHEAD | SPM | -3.2 | bsp | 12.265 | Green | 37.5 | 25.235 | thermal | 0 | 0 | 0 | 0 | 9.4 | COPPENHALL GT1 / CREWE GT1 / CREWE GT2A / CREWE GT4A / RADWAY GREEN GT1 / RADWAY GREEN GT2 / WHITCHURCH GT2 | -3.1663 | RED | 0 |  |  | 0 | 0 | 0 | 37.5 |  |  |  |  | Green (Over 5% headroom) | 0 | 0 | 57.43 | 903 | 82 | 5751225 | [9 empty] | Frodsham | CELLARHEAD | 5 | 1680 | 1680 | 0 | 0 | 20 | 2027-07 | 10014460247 | Storage or Distribution | 36894 | B | Natural Gas | 4 |  | Heating and Natural Ventilation | 2023-06-27 |  | 1 | FALSE | 53.0838 | -2.4261 | SPM-BR_STATION_T1_DUCHY_RD_T1_ELECTRA_WAY_T1_MIDLAND_ROLLMAKERS_ | 13206697000 | SP Energy Networks open data (API key): NDP SPM primary-group polygons + Capacity Heatmaps Information Model SPM + LTDS appendices 3/6 + NSHR
3830 | 22.5 | ROWLINSON GROUP LIMITED UNITS 1-2, GREEN LANE | NANTWICH | CW5 6BN | Cheshire East |  | Factory And Premises | industrial | 1 | 35416.66 | 381221 | GIA | 900000 | Acton T1 | inside-area | 4.45 | COPPENHALL GT1 / CREWE GT1 / CREWE GT2A / CREWE GT4A / RADWAY GREEN GT1 / RADWAY GREEN GT2 / WHITCHURCH GT2 | CELLARHEAD | SPM | -3.2 | bsp | 2.399 | Green | 7.5 | 4.667 | thermal | 0.4 | 1 | 0 | 1.4 | 2.2 | COPPENHALL GT1 / CREWE GT1 / CREWE GT2A / CREWE GT4A / RADWAY GREEN GT1 / RADWAY GREEN GT2 / WHITCHURCH GT2 | -3.1663 | RED | 0 |  |  | 0 | 0 | 0 | 7.5 |  |  |  |  | Green (Over 5% headroom) | 0 | 0 | 56.28 | 2125 | 11 | 346909 | [9 empty] | Frodsham | CELLARHEAD | 5 | 1680 | 1680 | 0 | 0 | 20 | 2027-07 | [12 empty] | 53.1094 | -2.5913 | SPM-ACTON_T1 | 8839492000 | SP Energy Networks open data (API key): NDP SPM primary-group polygons + Capacity Heatmaps Information Model SPM + LTDS appendices 3/6 + NSHR
3831 | 22.5 | EXPERT LOGISTICS, WESTON ROAD | CREWE | CW1 6BF | Cheshire East |  | Warehouse And Premises | industrial | 1 | 33411.7 | 359640 | GIA | 2100000 | Br Station T1 / Duchy Rd T1 / Electra Way T1 / Midland Rollmakers T1A / North Western Mills T1 | inside-area | 0.56 | COPPENHALL GT1 / CREWE GT1 / CREWE GT2A / CREWE GT4A / RADWAY GREEN GT1 / RADWAY GREEN GT2 / WHITCHURCH GT2 | CELLARHEAD | SPM | -3.2 | bsp | 12.265 | Green | 37.5 | 25.235 | thermal | 0 | 0 | 0 | 0 | 9.4 | COPPENHALL GT1 / CREWE GT1 / CREWE GT2A / CREWE GT4A / RADWAY GREEN GT1 / RADWAY GREEN GT2 / WHITCHURCH GT2 | -3.1663 | RED | 0 |  |  | 0 | 0 | 0 | 37.5 |  |  |  |  | Green (Over 5% headroom) | 0 | 0 | 53.09 | 835 | 82 | 5780577 | [9 empty] | Frodsham | CELLARHEAD | 5 | 1680 | 1680 | 0 | 0 | 20 | 2027-07 | [12 empty] | 53.0845 | -2.4203 | SPM-BR_STATION_T1_DUCHY_RD_T1_ELECTRA_WAY_T1_MIDLAND_ROLLMAKERS_ | 8152349000 | SP Energy Networks open data (API key): NDP SPM primary-group polygons + Capacity Heatmaps Information Model SPM + LTDS appendices 3/6 + NSHR
3832 | 22.5 | NORTH WESTERN MILLS, GRESTY ROAD | CREWE | CW2 6EP | Cheshire East | MORNING FOODS LTD | Workshop And Premises | industrial | 1 | 31732.4 | 341564 | GIA | 940000 | Br Station T1 / Duchy Rd T1 / Electra Way T1 / Midland Rollmakers T1A / North Western Mills T1 | inside-area | 0.5 | COPPENHALL GT1 / CREWE GT1 / CREWE GT2A / CREWE GT4A / RADWAY GREEN GT1 / RADWAY GREEN GT2 / WHITCHURCH GT2 | CELLARHEAD | SPM | -3.2 | bsp | 12.265 | Green | 37.5 | 25.235 | thermal | 0 | 0 | 0 | 0 | 9.4 | COPPENHALL GT1 / CREWE GT1 / CREWE GT2A / CREWE GT4A / RADWAY GREEN GT1 / RADWAY GREEN GT2 / WHITCHURCH GT2 | -3.1663 | RED | 0 |  |  | 0 | 0 | 0 | 37.5 |  |  |  |  | Green (Over 5% headroom) | 0 | 0 | 50.43 | 1428 | 82 | 5798653 | [9 empty] | Frodsham | CELLARHEAD | 5 | 1680 | 1680 | 0 | 0 | 20 | 2027-07 | [12 empty] | 53.0821 | -2.4355 | SPM-BR_STATION_T1_DUCHY_RD_T1_ELECTRA_WAY_T1_MIDLAND_ROLLMAKERS_ | 7803767000 | SP Energy Networks open data (API key): NDP SPM primary-group polygons + Capacity Heatmaps Information Model SPM + LTDS appendices 3/6 + NSHR
3833 | 22.5 | TWYFORD BATHROOMS, LAWTON ROAD | STOKE-ON-TRENT | ST7 2DF | Cheshire East |  | Warehouse And Premises | industrial | 1 | 30070.5 | 323676 | GIA | 1580000 | Twyfords T1 | inside-area | 0.44 | COPPENHALL GT1 / CREWE GT1 / CREWE GT2A / CREWE GT4A / RADWAY GREEN GT1 / RADWAY GREEN GT2 / WHITCHURCH GT2 | CELLARHEAD | SPM | -3.2 | bsp | 3.08 | Green | 7.5 | 3.02 | thermal | 1.4 | 0 | 0 | 1.4 | 4 | COPPENHALL GT1 / CREWE GT1 / CREWE GT2A / CREWE GT4A / RADWAY GREEN GT1 / RADWAY GREEN GT2 / WHITCHURCH GT2 | -3.1663 | RED | 0 |  |  | 0 | 0 | 0 | 7.5 |  |  |  |  | Green (Over 5% headroom) | 0 | 0 | 47.78 | 752 | 6 | 276906 | [9 empty] | Frodsham | CELLARHEAD | 5 | 1680 | 1680 | 0 | 0 | 20 | 2027-07 | [12 empty] | 53.0958 | -2.2917 | SPM-TWYFORDS_T1 | 10893617000 | SP Energy Networks open data (API key): NDP SPM primary-group polygons + Capacity Heatmaps Information Model SPM + LTDS appendices 3/6 + NSHR
3834 | 22.5 | UNIT 10 ORION PARK, UNIVERSITY WAY | CREWE | CW1 6NG | Cheshire East |  | Warehouse And Premises | industrial | 8 | 28437.73 | 306101 | GIA | 2061000 | Br Station T1 / Duchy Rd T1 / Electra Way T1 / Midland Rollmakers T1A / North Western Mills T1 | inside-area | 1.24 | COPPENHALL GT1 / CREWE GT1 / CREWE GT2A / CREWE GT4A / RADWAY GREEN GT1 / RADWAY GREEN GT2 / WHITCHURCH GT2 | CELLARHEAD | SPM | -3.2 | bsp | 12.265 | Green | 37.5 | 25.235 | thermal | 0 | 0 | 0 | 0 | 9.4 | COPPENHALL GT1 / CREWE GT1 / CREWE GT2A / CREWE GT4A / RADWAY GREEN GT1 / RADWAY GREEN GT2 / WHITCHURCH GT2 | -3.1663 | RED | 0 |  |  | 0 | 0 | 0 | 37.5 |  |  |  |  | Green (Over 5% headroom) | 0 | 0 | 45.19 | 711 | 82 | 5834116 | [9 empty] | Frodsham | CELLARHEAD | 5 | 1680 | 1680 | 0 | 0 | 20 | 2027-07 | 10014011976 | Storage or Distribution | 3369 | B | Grid Supplied Electricity | 3 | 2 | Air Conditioning | 2022-07-04 |  | 1 | FALSE | 53.0865 | -2.4107 | SPM-BR_STATION_T1_DUCHY_RD_T1_ELECTRA_WAY_T1_MIDLAND_ROLLMAKERS_ | 5718802000;5641342000;10201785000;12067478000;6887227000;6120409000;6887231000;5499698000 | SP Energy Networks open data (API key): NDP SPM primary-group polygons + Capacity Heatmaps Information Model SPM + LTDS appendices 3/6 + NSHR
3835 | 22.5 | AIRBAGS INTERNATIONAL LTD, VIKING WAY | CONGLETON | CW12 1LJ | Cheshire East |  | Factory And Premises | industrial | 1 | 28088.98 | 302347 | GIA | 1180000 | Smallwood T1 | nearest-substation | 4.59 | COPPENHALL GT1 / CREWE GT1 / CREWE GT2A / CREWE GT4A / RADWAY GREEN GT1 / RADWAY GREEN GT2 / WHITCHURCH GT2 | CELLARHEAD | SPM | -3.2 | bsp | 1.982 | Green | 7.5 | 5.43 | thermal | 0.1 | 0.1 | 0.2 | 0.2 | 1.4 | COPPENHALL GT1 / CREWE GT1 / CREWE GT2A / CREWE GT4A / RADWAY GREEN GT1 / RADWAY GREEN GT2 / WHITCHURCH GT2 | -3.1663 | RED | 0 |  |  | 0 | 0 | 0 | 7.5 |  |  |  |  | Green (Over 5% headroom) | 0 | 0 | 44.64 | 1685 | 61 | 1870629 | [9 empty] | Fiddlers Ferry | CELLARHEAD | 5 | 1680 | 1680 | 0 | 0 | 20 | 2027-07 | [12 empty] | 53.1693 | -2.2178 | SPM-SMALLWOOD_T1 | 1233531000 | SP Energy Networks open data (API key): NDP SPM primary-group polygons + Capacity Heatmaps Information Model SPM + LTDS appendices 3/6 + NSHR
3836 | 21 |  | NANTWICH | CW5 7QB | Cheshire East | BRIDGEMERE NURSERIES LTD | Garden Centre And Premises | bigbox | 1 | 51890.52 | 558544 | NIA | 780000 | Audlem T1 | inside-area | 5.26 | COPPENHALL GT1 / CREWE GT1 / CREWE GT2A / CREWE GT4A / RADWAY GREEN GT1 / RADWAY GREEN GT2 / WHITCHURCH GT2 | CELLARHEAD | SPM | -3.2 | bsp | 3.84 | Green | 7.5 | 3.56 | thermal | 0.1 | 0 | 0 | 0.1 | 3.6 | COPPENHALL GT1 / CREWE GT1 / CREWE GT2A / CREWE GT4A / RADWAY GREEN GT1 / RADWAY GREEN GT2 / WHITCHURCH GT2 | -3.1663 | RED | 0 |  |  | 0 | 0 | 0 | 7.5 |  |  |  |  | Green (Over 5% headroom) | 0 | 0 | 82.46 | 4670 | 1 | 14506 | [9 empty] | Frodsham | CELLARHEAD | 5 | 1680 | 1680 | 0 | 0 | 20 | 2027-07 | [12 empty] | 52.9914 | -2.4106 | SPM-AUDLEM_T1 | 105470133 | SP Energy Networks open data (API key): NDP SPM primary-group polygons + Capacity Heatmaps Information Model SPM + LTDS appendices 3/6 + NSHR
3837 | 20 | TESCO STORES LTD, FAIRHILLS INDUSTRIAL ESTATE, WOODROW WAY | MANCHESTER | M44 6BL | Salford |  | Superstore And Premises | bigbox | 1 | 9716.52 | 104588 | GIA | 1580000 | Lymm T1 / Whiteleggs La T1 | nearest-substation | 7.91 | SANKEY BRIDGES GT3 / WARRINGTON GT5 | CARRINGTON - FIDDLERS FERRY | SPM | -3.6 | primary | -3.623 | Red | 10 | 8.623 | thermal | 10 | 3 | 0 | 13 | -0.4 | SANKEY BRIDGES GT3 / WARRINGTON GT5 | 2.392 | AMBER | 0 |  |  | 0 | 0 | 0 | 10 |  |  |  |  | Red (More than 5% overloaded) | 0 | 0 | 15.44 | 874 | 68 | 4229307 | [9 empty] | Fiddlers Ferry | CARRINGTON | 5 | 2186.9 | 2186.9 | 0 | 0 | 930 | 2026-05 | 100012712816 | Retail/Financial and Professional Services | 11451 | C | Natural Gas | 4 |  | Heating and Mechanical Ventilation | 2024-06-10 |  | 1 | FALSE | 53.438 | -2.4228 | SPM-LYMM_T1_WHITELEGGS_LA_T1 | 14391189000 | SP Energy Networks open data (API key): NDP SPM primary-group polygons + Capacity Heatmaps Information Model SPM + LTDS appendices 3/6 + NSHR
3838 | 20 | TESCO EXTRA, STELEY WAY, CABLES RETAIL PARK | PRESCOT | L34 5NQ | Knowsley |  | Superstore And Premises | bigbox | 1 | 13435.13 | 144614 | GIA | 1390000 | Bedburn Dv T1 / Bluebell La T1 / Brookbridge T1 / Eccleston T1 | inside-area | 1.32 | GATEACRE GT1 / HUYTON GT1 / KIRKBY GT3 / PRESCOT GT1A | RAINHILL | SPM |  | unknown-primary | [5 empty] | 0 | 0 | 0 | 0 |  | GATEACRE GT1 / HUYTON GT1 / KIRKBY GT3 / PRESCOT GT1A |  |  | 0 |  |  | 0 | 0 | 0 | [8 empty] | 21.35 | 1209 | 7 | 427028 | [9 empty] | Kirkby (_D) | RAINHILL | 1 | 85.5 | 85.5 | 0 | 0 | 57 | 2026-09 | 40080186 | A1/A2 Retail and Financial/Professional services | 14708 | B | Natural Gas | 3 |  | Air Conditioning | 2020-09-01 |  | 0.8 | FALSE | 53.4264 | -2.8013 | SPM-BEDBURN_DV_T1_BLUEBELL_LA_T1_BROOKBRIDGE_T1_ECCLESTON_T1 | 10588659000 | SP Energy Networks open data (API key): NDP SPM primary-group polygons + Capacity Heatmaps Information Model SPM + LTDS appendices 3/6 + NSHR
3839 | 20 | J SAINSBURY, STATION ROAD | DIDCOT | OX11 8TG | South Oxfordshire |  | Superstore And Premises | bigbox | 2 | 12602.04 | 135647 | GIA | 2980000 |  | no-geocode | [33 empty] | 20.03 | 1134 | [35 empty] | 14629166000;14629166000
3840 | 20 | ASDA, HUNTS CROSS SHOPPING CENTRE, SPEKE HALL ROAD | LIVERPOOL | L24 9SB | Liverpool |  | Superstore And Premises | bigbox | 1 | 12054.66 | 129755 | GIA | 1550000 |  | no-geocode | [33 empty] | 19.16 | 1085 | [35 empty] | 11293246000
3841 | 20 | TESCO, BIDSTON LINK ROAD | PRENTON | CH43 7ZZ | Wirral |  | Superstore And Premises | bigbox | 1 | 11645.1 | 125347 | GIA | 1690000 |  | no-geocode | [33 empty] | 18.51 | 1048 | [35 empty] | 15053244000
3842 | 20 | DERWEN GARDEN CENTRE | WELSHPOOL | SY21 9PZ | Powys 1 (Montgomeryshire) |  | Garden Centre Cafe And Premises (Part Exempt) | bigbox | 1 | 10948.23 | 117846 | NIA | 125000 | Welshpool T1 | inside-area | 1.57 | LEGACY LOCAL GT2 / NEWTOWN GT2 / OSWESTRY GT8 / WELSHPOOL GT1 | LEGACY | SPM |  | unknown-primary | [5 empty] | 0 | 0 | 0 | 0 |  | LEGACY LOCAL GT2 / NEWTOWN GT2 / OSWESTRY GT8 / WELSHPOOL GT1 |  |  | 0 |  |  | 0 | 0 | 0 | [8 empty] | 17.4 | 985 | 6 | 226238 | [9 empty] | Legacy | LEGACY | 5 | 1714 | 1714 | 0 | 0 | 0 | 2024-08 | [12 empty] | 52.6937 | -3.1308 | SPM-WELSHPOOL_T1 | 492840206 | SP Energy Networks open data (API key): NDP SPM primary-group polygons + Capacity Heatmaps Information Model SPM + LTDS appendices 3/6 + NSHR
3843 | 20 | TESCO EXTRA, VERNON WAY | CREWE | CW1 2DD | Cheshire East |  | Superstore And Premises | bigbox | 1 | 9095.3 | 97901 | GIA | 1520000 | Civic Centre T1 / Claughton Ave T1 / Electricity St T1 | inside-area | 0.6 | COPPENHALL GT1 / CREWE GT1 / CREWE GT2A / CREWE GT4A / RADWAY GREEN GT1 / RADWAY GREEN GT2 / WHITCHURCH GT2 | CELLARHEAD | SPM |  | unknown-primary | [5 empty] | 0 | 0 | 0 | 0 |  | COPPENHALL GT1 / CREWE GT1 / CREWE GT2A / CREWE GT4A / RADWAY GREEN GT1 / RADWAY GREEN GT2 / WHITCHURCH GT2 |  |  | 0 |  |  | 0 | 0 | 0 | [8 empty] | 14.45 | 819 | 15 | 431388 | [9 empty] | Frodsham | CELLARHEAD | 5 | 1680 | 1680 | 0 | 0 | 20 | 2027-07 | 100012823906 | A1/A2 Retail and Financial/Professional services | 9823 | B | Natural Gas | 4 |  | Air Conditioning | 2021-05-07 |  | 1 | FALSE | 53.0947 | -2.4375 | SPM-CIVIC_CENTRE_T1_CLAUGHTON_AVE_T1_ELECTRICITY_ST_T1 | 12971121000 | SP Energy Networks open data (API key): NDP SPM primary-group polygons + Capacity Heatmaps Information Model SPM + LTDS appendices 3/6 + NSHR
3844 | 20 | ARCADIA GARDEN CENTRE, STOKESLEY ROAD | MIDDLESBROUGH | TS8 0EN | Hambleton |  | Garden Centre And Premises | bigbox | 1 | 8912.63 | 95935 | NIA | 216000 |  | no-geocode | [33 empty] | 14.16 | 802 | [35 empty] | 207093105
3845 | 20 | UNITS 3-5, ST JAMES RETAIL PARK, STAMFORDHAM ROAD | NEWCASTLE UPON TYNE | NE5 2SG | Newcastle Upon Tyne |  | Retail Warehouse And Premises | bigbox | 2 | 8754.19 | 94229 | GIA | 820000 |  | no-geocode | [33 empty] | 13.91 | 788 | [35 empty] | 9270132000;5561730000
3846 | 20 | ASDA SUPERSTORE, VICTORIA CENTRE | CREWE | CW1 2PU | Cheshire East |  | Superstore And Premises | bigbox | 1 | 8184 | 88092 | GIA | 1270000 | Civic Centre T1 / Claughton Ave T1 / Electricity St T1 | inside-area | 0.85 | COPPENHALL GT1 / CREWE GT1 / CREWE GT2A / CREWE GT4A / RADWAY GREEN GT1 / RADWAY GREEN GT2 / WHITCHURCH GT2 | CELLARHEAD | SPM |  | unknown-primary | [5 empty] | 0 | 0 | 0 | 0 |  | COPPENHALL GT1 / CREWE GT1 / CREWE GT2A / CREWE GT4A / RADWAY GREEN GT1 / RADWAY GREEN GT2 / WHITCHURCH GT2 |  |  | 0 |  |  | 0 | 0 | 0 | [8 empty] | 13.01 | 737 | 15 | 441197 | [9 empty] | Frodsham | CELLARHEAD | 5 | 1680 | 1680 | 0 | 0 | 20 | 2027-07 | [12 empty] | 53.0997 | -2.4425 | SPM-CIVIC_CENTRE_T1_CLAUGHTON_AVE_T1_ELECTRICITY_ST_T1 | 8986340000 | SP Energy Networks open data (API key): NDP SPM primary-group polygons + Capacity Heatmaps Information Model SPM + LTDS appendices 3/6 + NSHR
3847 | 20 | TESCO, ALTRINCHAM ROAD | MANCHESTER | M23 9TJ | Manchester |  | Superstore And Premises | bigbox | 1 | 7818.97 | 84163 | GIA | 1660000 | Ringway T1 | nearest-substation | 4.54 | ELWORTH GT1 / ELWORTH GT2 / KNUTSFORD GT1 / KNUTSFORD GT2 | CARRINGTON - FIDDLERS FERRY | SPM |  | unknown-primary | [5 empty] | 0 | 0 | 0 | 0 |  | ELWORTH GT1 / ELWORTH GT2 / KNUTSFORD GT1 / KNUTSFORD GT2 |  |  | 0 |  |  | 0 | 0 | 0 | [8 empty] | 12.43 | 704 | 120 | 5377426 | [9 empty] | Fiddlers Ferry | CARRINGTON | 5 | 2186.9 | 2186.9 | 0 | 0 | 930 | 2026-05 | [12 empty] | 53.4002 | -2.2987 | SPM-RINGWAY_T1 | 14990995000 | SP Energy Networks open data (API key): NDP SPM primary-group polygons + Capacity Heatmaps Information Model SPM + LTDS appendices 3/6 + NSHR
3848 | 20 | GARDEN CENTRE, GREEN LANE | ALTRINCHAM | WA15 8QL | Trafford |  | Garden Centre And Premises | bigbox | 1 | 7718.8 | 83084 | NIA | 119000 | Ringway T1 | nearest-substation | 2.81 | ELWORTH GT1 / ELWORTH GT2 / KNUTSFORD GT1 / KNUTSFORD GT2 | CARRINGTON - FIDDLERS FERRY | SPM |  | unknown-primary | [5 empty] | 0 | 0 | 0 | 0 |  | ELWORTH GT1 / ELWORTH GT2 / KNUTSFORD GT1 / KNUTSFORD GT2 |  |  | 0 |  |  | 0 | 0 | 0 | [8 empty] | 12.27 | 695 | 120 | 5378505 | [9 empty] | Fiddlers Ferry | CARRINGTON | 5 | 2186.9 | 2186.9 | 0 | 0 | 930 | 2026-05 | [12 empty] | 53.3824 | -2.3236 | SPM-RINGWAY_T1 | 196444116 | SP Energy Networks open data (API key): NDP SPM primary-group polygons + Capacity Heatmaps Information Model SPM + LTDS appendices 3/6 + NSHR
3849 | 20 | ASDA CENTRAL 12 SHOPPING PARK, DERBY ROAD | SOUTHPORT | PR9 0TY | Sefton |  | Superstore And Premises | bigbox | 1 | 7546.3 | 81228 | GIA | 1300000 | Ivy St (Southport) T1 / Kensington Rd T1 / Market St T1 / Southport T1 | inside-area | 1.23 | FORMBY GT2B / SOUTHPORT GT1 / SOUTHPORT GT2 | KIRKBY | SPM |  | unknown-primary | [5 empty] | 0 | 0 | 0 | 0 |  | FORMBY GT2B / SOUTHPORT GT1 / SOUTHPORT GT2 |  |  | 0 |  |  | 0 | 0 | 0 | [8 empty] | 11.99 | 679 | 28 | 1074659 | [9 empty] | Lister Drive | KIRKBY | 4 | 514 | 514 | 400 | 0 | 0 | 2027-08 | [12 empty] | 53.6464 | -2.9982 | SPM-IVY_ST_SOUTHPORT_T1_KENSINGTON_RD_T1_MARKET_ST_T1_SOUTHPORT_ | 8988721000 | SP Energy Networks open data (API key): NDP SPM primary-group polygons + Capacity Heatmaps Information Model SPM + LTDS appendices 3/6 + NSHR
3850 | 20 | MORRISONS SUPERMARKET, GREENALLS AVENUE | WARRINGTON | WA4 6RN | Warrington |  | Superstore And Premises | bigbox | 1 | 7460.35 | 80302 | GIA | 1350000 | British Aluminium Latchford T1 / Greenhall Whitley T1 / Latchford T1 / Latchford T2 / Thames Board Mill T1 | inside-area | 1.27 | SANKEY BRIDGES GT3 / WARRINGTON GT5 | CARRINGTON - FIDDLERS FERRY | SPM |  | unknown-primary | [5 empty] | 0 | 0 | 0 | 0 |  | SANKEY BRIDGES GT3 / WARRINGTON GT5 |  |  | 0 |  |  | 0 | 0 | 0 | [8 empty] | 11.86 | 671 | 25 | 991615 | [9 empty] | Fiddlers Ferry | CARRINGTON | 5 | 2186.9 | 2186.9 | 0 | 0 | 930 | 2026-05 | 100012806358 | Retail/Financial and Professional Services | 7666 | C | Natural Gas | 4 |  | Heating and Mechanical Ventilation | 2026-06-19 |  | 0.67 | FALSE | 53.3735 | -2.5857 | SPM-BRITISH_ALUMINIUM_LATCHFORD_T1_GREENHALL_WHITLEY_T1_LATCHFOR | 14778476000 | SP Energy Networks open data (API key): NDP SPM primary-group polygons + Capacity Heatmaps Information Model SPM + LTDS appendices 3/6 + NSHR
3851 | 20 | SAINSBURY'S UNIT 7, MEOLS COP CENTRE, FOUL LANE | SOUTHPORT | PR9 7RG | Sefton |  | Superstore And Premises | bigbox | 1 | 7099.79 | 76421 | GIA | 1340000 | Ivy St (Southport) T1 / Kensington Rd T1 / Market St T1 / Southport T1 | inside-area | 1.26 | FORMBY GT2B / SOUTHPORT GT1 / SOUTHPORT GT2 | KIRKBY | SPM |  | unknown-primary | [5 empty] | 0 | 0 | 0 | 0 |  | FORMBY GT2B / SOUTHPORT GT1 / SOUTHPORT GT2 |  |  | 0 |  |  | 0 | 0 | 0 | [8 empty] | 11.28 | 639 | 28 | 1079466 | [9 empty] | Lister Drive | KIRKBY | 4 | 514 | 514 | 400 | 0 | 0 | 2027-08 | 41129134 | Retail/Financial and Professional Services | 1878 | A | Grid Supplied Electricity | 3 |  | Air Conditioning | 2026-03-19 |  | 0.75 | FALSE | 53.6352 | -2.9687 | SPM-IVY_ST_SOUTHPORT_T1_KENSINGTON_RD_T1_MARKET_ST_T1_SOUTHPORT_ | 14641430000 | SP Energy Networks open data (API key): NDP SPM primary-group polygons + Capacity Heatmaps Information Model SPM + LTDS appendices 3/6 + NSHR
3852 | 20 | DEANS GARDEN CENTRE, SEAMER ROAD | SCARBOROUGH | YO14 2DT | Scarborough |  | Garden Centre And Premises | bigbox | 1 | 7030.6 | 75677 | NIA | 104000 |  | no-geocode | [33 empty] | 11.17 | 633 | [35 empty] | 171663108
3853 | 20 | TESCO, PRESTATYN SHOPPING PARK, NANT HALL ROAD | PRESTATYN | LL19 9BJ | Denbighshire |  | Superstore And Premises | bigbox | 1 | 6816.23 | 73369 | GIA | 1140000 | Church La T1 / Nant Hall T1 / Prestatyn T1 | inside-area | 1.36 | HOLYWELL GT1 / RHYL GT1 / ST ASAPH GT2 / ST ASAPH GT4 | CONNAHS QUAY - PENTIR - ST ASAPH | SPM |  | unknown-primary | [5 empty] | 0 | 0 | 0 | 0 |  | HOLYWELL GT1 / RHYL GT1 / ST ASAPH GT2 / ST ASAPH GT4 |  |  | 0 |  |  | 0 | 0 | 0 | [8 empty] | 10.83 | 613 | 2 | 38856 | [9 empty] | Connahs Quay / SASA | [8 empty] | 10023751895 | Retail/Financial and Professional Services | 6915 | C | Natural Gas | 4 | 3 | Heating and Mechanical Ventilation | 2025-04-08 |  | 1 | FALSE | 53.3365 | -3.4041 | SPM-CHURCH_LA_T1_NANT_HALL_T1_PRESTATYN_T1 | 8591160000 | SP Energy Networks open data (API key): NDP SPM primary-group polygons + Capacity Heatmaps Information Model SPM + LTDS appendices 3/6 + NSHR
3854 | 20 | MORRISONS SUPERMARKET, BAXTERS LANE | ST HELENS | WA9 3DH | St Helens |  | Superstore And Premises | bigbox | 1 | 6736.3 | 72509 | GIA | 1290000 | Almatex T1 / St Helens Wwtw T1 / Watery La T2 / Ex Delta Metals T1 | inside-area | 1.72 | BOLD G2B / RAVENHEAD G1A2 / ST HELENS GT2A | RAINHILL | SPM |  | unknown-primary | [5 empty] | 0 | 0 | 0 | 0 |  | BOLD G2B / RAVENHEAD G1A2 / ST HELENS GT2A |  |  | 0 |  |  | 0 | 0 | 0 | [8 empty] | 10.7 | 606 | 70 | 5764199 | [9 empty] | Rainhill | RAINHILL | 1 | 85.5 | 85.5 | 0 | 0 | 57 | 2026-09 | 39081575 | Retail/Financial and Professional Services | 6695 | C | Natural Gas | 3 |  | Heating and Mechanical Ventilation | 2024-09-30 |  | 1 | FALSE | 53.4419 | -2.7134 | SPM-ALMATEX_T1_ST_HELENS_WWTW_T1_WATERY_LA_T2_EX_DELTA_METALS_T1 | 14773437000 | SP Energy Networks open data (API key): NDP SPM primary-group polygons + Capacity Heatmaps Information Model SPM + LTDS appendices 3/6 + NSHR
3855 | 20 | MORRISONS SUPERMARKET WINTER GARDENS, LORD STREET | SOUTHPORT | PR8 1RN | Sefton |  | Superstore And Premises | bigbox | 1 | 6585 | 70880 | GIA | 1260000 | Ivy St (Southport) T1 / Kensington Rd T1 / Market St T1 / Southport T1 | inside-area | 1.84 | FORMBY GT2B / SOUTHPORT GT1 / SOUTHPORT GT2 | KIRKBY | SPM |  | unknown-primary | [5 empty] | 0 | 0 | 0 | 0 |  | FORMBY GT2B / SOUTHPORT GT1 / SOUTHPORT GT2 |  |  | 0 |  |  | 0 | 0 | 0 | [8 empty] | 10.46 | 593 | 28 | 1085007 | [9 empty] | Lister Drive | KIRKBY | 4 | 514 | 514 | 400 | 0 | 0 | 2027-08 | [12 empty] | 53.6454 | -3.0118 | SPM-IVY_ST_SOUTHPORT_T1_KENSINGTON_RD_T1_MARKET_ST_T1_SOUTHPORT_ | 14794706000 | SP Energy Networks open data (API key): NDP SPM primary-group polygons + Capacity Heatmaps Information Model SPM + LTDS appendices 3/6 + NSHR
3856 | 20 | WICKES BUILDING SUPPIES LTD AT HEOL Y GORS OFF, CARMARTHEN ROAD | SWANSEA | SA7 8LD | Swansea |  | Retail Warehouse And Premises | bigbox | 1 | 6433.26 | 69247 | GIA | 450000 |  | no-geocode | [33 empty] | 10.22 | 579 | [35 empty] | 4350280000
3857 | 20 | 2, BELLEROPHON WAY | ST HELENS | WA11 0GT | St Helens |  | Superstore And Premises | bigbox | 1 | 6110.99 | 65778 | GIA | 1230000 | Almatex T1 / St Helens Wwtw T1 / Watery La T2 / Ex Delta Metals T1 | nearest-substation | 2.5 | BOLD G2B / RAVENHEAD G1A2 / ST HELENS GT2A | RAINHILL | SPM |  | unknown-primary | [5 empty] | 0 | 0 | 0 | 0 |  | BOLD G2B / RAVENHEAD G1A2 / ST HELENS GT2A |  |  | 0 |  |  | 0 | 0 | 0 | [8 empty] | 9.71 | 550 | 70 | 5770930 | [9 empty] | Rainhill | RAINHILL | 1 | 85.5 | 85.5 | 0 | 0 | 57 | 2026-09 | 39087618 | A1/A2 Retail and Financial/Professional services | 5206 | C | Natural Gas | 3 |  | Air Conditioning | 2019-01-24 |  | 1 | FALSE | 53.4649 | -2.6656 | SPM-ALMATEX_T1_ST_HELENS_WWTW_T1_WATERY_LA_T2_EX_DELTA_METALS_T1 | 13291213000 | SP Energy Networks open data (API key): NDP SPM primary-group polygons + Capacity Heatmaps Information Model SPM + LTDS appendices 3/6 + NSHR
3858 | 20 | MORRISONS SUPERMARKET, CLAYLANDS DRIVE | PAIGNTON | TQ4 0ZZ | Torbay |  | Superstore And Premises | bigbox | 1 | 5975.76 | 64322 | GIA | 1130000 |  | no-geocode | [33 empty] | 9.5 | 538 | [35 empty] | 14792123000
3859 | 20 | MORRISONS SUPERMARKET, HIGH STREET | CHESTER | CH4 8SE | Flintshire |  | Superstore And Premises | bigbox | 1 | 5944.9 | 63990 | GIA | 1150000 | Saltney T1 | inside-area | 3.19 | CHESTER MAIN GT4 / CRANE BANK GT1 / GUILDEN SUTTON GT1 / SALTNEY G2A | CAPENHURST | SPM |  | unknown-primary | [5 empty] | 0 | 0 | 0 | 0 |  | CHESTER MAIN GT4 / CRANE BANK GT1 / GUILDEN SUTTON GT1 / SALTNEY G2A |  |  | 0 |  |  | 0 | 0 | 0 | [8 empty] | 9.45 | 535 | 25 | 504240 | [9 empty] | Capenhurst | CAPENHURST | 4 | 896.6 | 896.6 | 0 | 0 | 304 | 2029-10 | [12 empty] | 53.1794 | -2.9215 | SPM-SALTNEY_T1 | 14780965000 | SP Energy Networks open data (API key): NDP SPM primary-group polygons + Capacity Heatmaps Information Model SPM + LTDS appendices 3/6 + NSHR
3860 | 20 | 1, SWAN WALK | MANCHESTER | M22 5HZ | Manchester |  | Superstore And Premises | bigbox | 1 | 5901.5 | 63523 | GIA | 820000 | Ringway T1 | nearest-substation | 3.54 | ELWORTH GT1 / ELWORTH GT2 / KNUTSFORD GT1 / KNUTSFORD GT2 | CARRINGTON - FIDDLERS FERRY | SPM |  | unknown-primary | [5 empty] | 0 | 0 | 0 | 0 |  | ELWORTH GT1 / ELWORTH GT2 / KNUTSFORD GT1 / KNUTSFORD GT2 |  |  | 0 |  |  | 0 | 0 | 0 | [8 empty] | 9.38 | 531 | 120 | 5398066 | [9 empty] | Fiddlers Ferry | CARRINGTON | 5 | 2186.9 | 2186.9 | 0 | 0 | 930 | 2026-05 | [12 empty] | 53.3786 | -2.2624 | SPM-RINGWAY_T1 | 8995371000 | SP Energy Networks open data (API key): NDP SPM primary-group polygons + Capacity Heatmaps Information Model SPM + LTDS appendices 3/6 + NSHR
3861 | 20 | MORRISONS 282, OUTLAND ROAD | PLYMOUTH | PL2 5TB | Plymouth |  | Superstore And Premises | bigbox | 1 | 5629.47 | 60595 | GIA | 1250000 |  | no-geocode | [33 empty] | 8.95 | 507 | [35 empty] | 11252743000
3862 | 20 | UNIT 4 BROOKWAY RETAIL PARK, ALTRINCHAM ROAD | MANCHESTER | M23 1DN | Manchester |  | Retail Warehouse And Premises | bigbox | 2 | 5303.8 | 57090 | GIA | 695000 | Ringway T1 | nearest-substation | 4.86 | ELWORTH GT1 / ELWORTH GT2 / KNUTSFORD GT1 / KNUTSFORD GT2 | CARRINGTON - FIDDLERS FERRY | SPM |  | unknown-primary | [5 empty] | 0 | 0 | 0 | 0 |  | ELWORTH GT1 / ELWORTH GT2 / KNUTSFORD GT1 / KNUTSFORD GT2 |  |  | 0 |  |  | 0 | 0 | 0 | [8 empty] | 8.43 | 477 | 120 | 5404499 | [9 empty] | Fiddlers Ferry | CARRINGTON | 5 | 2186.9 | 2186.9 | 0 | 0 | 930 | 2026-05 | [12 empty] | 53.4006 | -2.2798 | SPM-RINGWAY_T1 | 834942000;3211607000 | SP Energy Networks open data (API key): NDP SPM primary-group polygons + Capacity Heatmaps Information Model SPM + LTDS appendices 3/6 + NSHR
3863 | 20 | UNIT 1 VICTORIA RETAIL PARK, VICTORIA ROAD | RUISLIP | HA4 1ZZ | Hillingdon |  | Retail Warehouse And Premises | bigbox | 1 | 4885.5 | 52587 | GIA | 935000 |  | no-geocode | [33 empty] | 7.76 | 440 | [35 empty] | 578076065
3864 | 20 | VIRGIN ACTIVE, THE ARENA, BENNETSFIELD ROAD | HAYES | UB7 8ZZ | Hillingdon |  | Leisure Centre And Premises | bigbox | 1 | 4488 | 48308 | GIA | 505000 |  | no-geocode | [33 empty] | 7.13 | 359 | [35 empty] | 5507727000
3865 | 20 | DW SPORTS 16A, TOWCESTER ROAD | NORTHAMPTON | NN4 1EE | Northampton |  | Leisure Centre And Premises | bigbox | 1 | 4473.8 | 48156 | GIA | 335000 |  | no-geocode | [33 empty] | 7.11 | 358 | [35 empty] | 7171606000
3866 | 20 | UNITS 1-2, CENTRAL 12 SHOPPING PARK, DERBY ROAD | SOUTHPORT | PR9 0TY | Sefton |  | Retail Warehouse And Premises | bigbox | 2 | 4465.7 | 48068 | GIA | 562500 | Ivy St (Southport) T1 / Kensington Rd T1 / Market St T1 / Southport T1 | inside-area | 1.23 | FORMBY GT2B / SOUTHPORT GT1 / SOUTHPORT GT2 | KIRKBY | SPM |  | unknown-primary | [5 empty] | 0 | 0 | 0 | 0 |  | FORMBY GT2B / SOUTHPORT GT1 / SOUTHPORT GT2 |  |  | 0 |  |  | 0 | 0 | 0 | [8 empty] | 7.1 | 402 | 28 | 1107819 | [9 empty] | Lister Drive | KIRKBY | 4 | 514 | 514 | 400 | 0 | 0 | 2027-08 | [12 empty] | 53.6464 | -2.9982 | SPM-IVY_ST_SOUTHPORT_T1_KENSINGTON_RD_T1_MARKET_ST_T1_SOUTHPORT_ | 14909751000;4567623000 | SP Energy Networks open data (API key): NDP SPM primary-group polygons + Capacity Heatmaps Information Model SPM + LTDS appendices 3/6 + NSHR
3867 | 20 | GREAT MILLS LTD, HOUNDSTONE BUSINESS PARK | YEOVIL | BA20 8RT | South Somerset |  | Retail Warehouse And Premises | bigbox | 1 | 4360.43 | 46935 | GIA | 460000 |  | no-geocode | [33 empty] | 6.93 | 392 | [35 empty] | 193782186
3868 | 20 | MEOLS COP ROAD | SOUTHPORT | PR8 5JT | Sefton | B & Q STORES | Retail Warehouse And Premises | bigbox | 1 | 4239.2 | 45630 | GIA | 450000 | Ivy St (Southport) T1 / Kensington Rd T1 / Market St T1 / Southport T1 | inside-area | 1.01 | FORMBY GT2B / SOUTHPORT GT1 / SOUTHPORT GT2 | KIRKBY | SPM |  | unknown-primary | [5 empty] | 0 | 0 | 0 | 0 |  | FORMBY GT2B / SOUTHPORT GT1 / SOUTHPORT GT2 |  |  | 0 |  |  | 0 | 0 | 0 | [8 empty] | 6.74 | 382 | 28 | 1110257 | [9 empty] | Lister Drive | KIRKBY | 4 | 514 | 514 | 400 | 0 | 0 | 2027-08 | [12 empty] | 53.6357 | -2.9724 | SPM-IVY_ST_SOUTHPORT_T1_KENSINGTON_RD_T1_MARKET_ST_T1_SOUTHPORT_ | 413581134 | SP Energy Networks open data (API key): NDP SPM primary-group polygons + Capacity Heatmaps Information Model SPM + LTDS appendices 3/6 + NSHR
3869 | 20 | THE RANGE, FIRS LANE | FOLKESTONE | CT17 4QE | Folkestone & Hythe |  | Retail Warehouse And Premises | bigbox | 1 | 4141.9 | 44583 | GIA | 360000 |  | no-geocode | [33 empty] | 6.58 | 373 | [35 empty] | 9535435000
3870 | 20 | DAVID HOLMES BMW KINGS REACH BUSINESS PARK, YEW STREET | STOCKPORT | SK4 2TZ | Stockport |  | Car Showroom And Premises | bigbox | 1 | 4127.6 | 44429 | GIA | 525000 |  | no-geocode | [33 empty] | 6.56 | 371 | [35 empty] | 5177934000
3871 | 20 | HOWARTH TIMBER BUILDING SUPPLIES, VILLIERS STREET | BURY | BL9 6XX | Bury |  | Builders Merchants; Builders Merchants And Premises | bigbox | 2 | 4019 | 43260 | GIA | 206000 |  | no-geocode | [33 empty] | 6.39 | 362 | [35 empty] | 9453977000;9453977000
3872 | 20 | 273, BALLARDS LANE | LONDON | N3 8NR | Barnet |  | Superstore And Premises | bigbox | 1 | 3932.34 | 42327 | GIA | 1230000 |  | no-geocode | [33 empty] | 6.25 | 354 | [35 empty] | 8925870000
3873 | 20 | STANS SUPERSTORE | OSWESTRY | SY11 3PE | Shropshire |  | Superstore And Premises | bigbox | 1 | 3908.8 | 42074 | GIA | 173000 | Coney Green T1 / Oswestry T2 / Oswestry T1 | inside-area | 3.18 | LEGACY LOCAL GT2 / NEWTOWN GT2 / OSWESTRY GT8 / WELSHPOOL GT1 | LEGACY | SPM |  | unknown-primary | [5 empty] | 0 | 0 | 0 | 0 |  | LEGACY LOCAL GT2 / NEWTOWN GT2 / OSWESTRY GT8 / WELSHPOOL GT1 |  |  | 0 |  |  | 0 | 0 | 0 | [8 empty] | 6.21 | 352 | 15 | 548383 | [9 empty] | Legacy | LEGACY | 5 | 1714 | 1714 | 0 | 0 | 0 | 2024-08 | [12 empty] | 52.8974 | -3.036 | SPM-CONEY_GREEN_T1_OSWESTRY_T2_OSWESTRY_T1 | 198507234 | SP Energy Networks open data (API key): NDP SPM primary-group polygons + Capacity Heatmaps Information Model SPM + LTDS appendices 3/6 + NSHR
3874 | 20 | GATHERLEY ROAD | RICHMOND | DL10 7TF | Richmondshire | CATTERICK CAMPING & CARAVAN LTD | Showroom And Premises | bigbox | 1 | 3888.14 | 41852 | GIA | 205000 |  | no-geocode | [33 empty] | 6.18 | 350 | [35 empty] | 91311105
3875 | 20 | GO OUTDOORS, RIVER LANE | CHESTER | CH4 8RF | Flintshire |  | Retail Warehouse And Premises | bigbox | 1 | 3812.21 | 41034 | GIA | 267500 | Saltney T1 | inside-area | 2.29 | CHESTER MAIN GT4 / CRANE BANK GT1 / GUILDEN SUTTON GT1 / SALTNEY G2A | CAPENHURST | SPM |  | unknown-primary | [5 empty] | 0 | 0 | 0 | 0 |  | CHESTER MAIN GT4 / CRANE BANK GT1 / GUILDEN SUTTON GT1 / SALTNEY G2A |  |  | 0 |  |  | 0 | 0 | 0 | [8 empty] | 6.06 | 343 | 25 | 527196 | [9 empty] | Capenhurst | CAPENHURST | 4 | 896.6 | 896.6 | 0 | 0 | 304 | 2029-10 | 10013706422 | Retail/Financial and Professional Services | 4417 | B | Natural Gas | 3 | 2 | Heating and Natural Ventilation | 2023-09-18 |  | 1 | FALSE | 53.1798 | -2.9352 | SPM-SALTNEY_T1 | 8296505000 | SP Energy Networks open data (API key): NDP SPM primary-group polygons + Capacity Heatmaps Information Model SPM + LTDS appendices 3/6 + NSHR
3876 | 20 | SAINSBURYS, BLACK GATE ROAD | OSWESTRY | SY11 1JA | Shropshire |  | Superstore And Premises | bigbox | 1 | 3805.6 | 40963 | GIA | 735000 | Coney Green T1 / Oswestry T2 / Oswestry T1 | inside-area | 2.02 | LEGACY LOCAL GT2 / NEWTOWN GT2 / OSWESTRY GT8 / WELSHPOOL GT1 | LEGACY | SPM |  | unknown-primary | [5 empty] | 0 | 0 | 0 | 0 |  | LEGACY LOCAL GT2 / NEWTOWN GT2 / OSWESTRY GT8 / WELSHPOOL GT1 |  |  | 0 |  |  | 0 | 0 | 0 | [8 empty] | 6.05 | 343 | 15 | 549494 | [9 empty] | Legacy | LEGACY | 5 | 1714 | 1714 | 0 | 0 | 0 | 2024-08 | [12 empty] | 52.8666 | -3.043 | SPM-CONEY_GREEN_T1_OSWESTRY_T2_OSWESTRY_T1 | 14722705000 | SP Energy Networks open data (API key): NDP SPM primary-group polygons + Capacity Heatmaps Information Model SPM + LTDS appendices 3/6 + NSHR
3877 | 20 | MORRISONS PLC, CHATSWORTH ROAD | LEEDS | LS8 1QW | Leeds |  | Superstore And Premises | bigbox | 1 | 3794.39 | 40842 | GIA | 670000 |  | no-geocode | [33 empty] | 6.03 | 341 | [35 empty] | 7435060000
3878 | 20 | WHITAKERS GARDEN CENTRE, MANCHESTER ROAD | PRESCOT | L34 1AD | Knowsley |  | Garden Centre And Premises | bigbox | 1 | 3761.58 | 40489 | NIA | 120000 |  | no-geocode | [33 empty] | 5.98 | 339 | [35 empty] | 14727994000
3879 | 20 | MORRISONS SUPERMARKET, SMITHFIELD ROAD | DENBIGH | LL16 3RQ | Denbighshire |  | Superstore And Premises | bigbox | 1 | 3465.1 | 37298 | GIA | 505000 | Bryn Stanley T1 / Denbigh T1 | inside-area | 2.2 | HOLYWELL GT1 / RHYL GT1 / ST ASAPH GT2 / ST ASAPH GT4 | CONNAHS QUAY - PENTIR - ST ASAPH | SPM |  | unknown-primary | [5 empty] | 0 | 0 | 0 | 0 |  | HOLYWELL GT1 / RHYL GT1 / ST ASAPH GT2 / ST ASAPH GT4 |  |  | 0 |  |  | 0 | 0 | 0 | [8 empty] | 5.51 | 312 | 5 | 90339 | [9 empty] | Connahs Quay / SASA | [8 empty] | 100100945238 | Retail/Financial and Professional Services | 3561 | D | Natural Gas | 3 |  | Heating and Mechanical Ventilation | 2024-08-15 |  | 1 | FALSE | 53.1817 | -3.4248 | SPM-BRYN_STANLEY_T1_DENBIGH_T1 | 14791679000 | SP Energy Networks open data (API key): NDP SPM primary-group polygons + Capacity Heatmaps Information Model SPM + LTDS appendices 3/6 + NSHR
3880 | 20 | TESCO, SOUTHEND ROAD | WOODFORD GREEN | IG8 8ZZ | Redbridge |  | Superstore And Premises | bigbox | 1 | 3417.04 | 36781 | GIA | 1120000 |  | no-geocode | [33 empty] | 5.43 | 308 | [35 empty] | 11982645000
3881 | 20 | COLOUR SUPPLIES LTD, WHITTINGTON ROAD | OSWESTRY | SY11 1HZ | Shropshire |  | Retail Warehouse And Premises | bigbox | 1 | 3412.9 | 36736 | GIA | 94000 | Coney Green T1 / Oswestry T2 / Oswestry T1 | inside-area | 2.01 | LEGACY LOCAL GT2 / NEWTOWN GT2 / OSWESTRY GT8 / WELSHPOOL GT1 | LEGACY | SPM |  | unknown-primary | [5 empty] | 0 | 0 | 0 | 0 |  | LEGACY LOCAL GT2 / NEWTOWN GT2 / OSWESTRY GT8 / WELSHPOOL GT1 |  |  | 0 |  |  | 0 | 0 | 0 | [8 empty] | 5.42 | 307 | 15 | 553721 | [9 empty] | Legacy | LEGACY | 5 | 1714 | 1714 | 0 | 0 | 0 | 2024-08 | [12 empty] | 52.8664 | -3.0427 | SPM-CONEY_GREEN_T1_OSWESTRY_T2_OSWESTRY_T1 | 3421599000 | SP Energy Networks open data (API key): NDP SPM primary-group polygons + Capacity Heatmaps Information Model SPM + LTDS appendices 3/6 + NSHR
3882 | 20 | ADJ 290, SOUTHPORT ROAD | ORMSKIRK | PR8 5LF | West Lancashire |  | Garden Centre And Premises | bigbox | 1 | 3392 | 36511 | NIA | 49250 | Ivy St (Southport) T1 / Kensington Rd T1 / Market St T1 / Southport T1 | nearest-substation | 3.26 | FORMBY GT2B / SOUTHPORT GT1 / SOUTHPORT GT2 | KIRKBY | SPM |  | unknown-primary | [5 empty] | 0 | 0 | 0 | 0 |  | FORMBY GT2B / SOUTHPORT GT1 / SOUTHPORT GT2 |  |  | 0 |  |  | 0 | 0 | 0 | [8 empty] | 5.39 | 305 | 28 | 1119376 | [9 empty] | Lister Drive | KIRKBY | 4 | 514 | 514 | 400 | 0 | 0 | 2027-08 | [12 empty] | 53.6185 | -2.9495 | SPM-IVY_ST_SOUTHPORT_T1_KENSINGTON_RD_T1_MARKET_ST_T1_SOUTHPORT_ | 185271126 | SP Energy Networks open data (API key): NDP SPM primary-group polygons + Capacity Heatmaps Information Model SPM + LTDS appendices 3/6 + NSHR
3883 | 20 | BRISTOL AUDI, LYSANDER ROAD, CRIBBS CAUSEWAY | BRISTOL | BS10 2DU | South Gloucestershire |  | Car Showroom And Premises | bigbox | 1 | 3321.58 | 35753 | GIA | 770000 |  | no-geocode | [33 empty] | 5.28 | 299 | [35 empty] | 7479804000
3884 | 20 | UNIT 1A & 1B, ALBAN RETAIL PARK, HAWLEYS LANE | WARRINGTON | WA5 8TW | Warrington |  | Retail Warehouse And Premises | bigbox | 1 | 3288.5 | 35397 | GIA | 427500 |  | no-geocode | [33 empty] | 5.23 | 296 | [35 empty] | 5314869000
3885 | 20 | SAINSBURYS SUPERMARKETS LTD, BROOK STREET | NESTON | CH64 9XJ | Cheshire West And Chester |  | Superstore And Premises | bigbox | 1 | 3275.49 | 35257 | GIA | 735000 | Buildwas Rd T1 / Morgan Refractories T1 / Neston Main T1 | inside-area | 0.55 | HESWALL GT1 / HOYLAKE GT2 / PRENTON GRID GT3 | BIRKENHEAD | SPM |  | unknown-primary | [5 empty] | 0 | 0 | 0 | 0 |  | HESWALL GT1 / HOYLAKE GT2 / PRENTON GRID GT3 |  |  | 0 |  |  | 0 | 0 | 0 | [8 empty] | 5.21 | 295 | 5 | 543422 | [9 empty] | Connahs Quay / SASA | BIRKENHEAD | 0 | 0 | 0 | 0 | 0 | 90 | [13 empty] | 53.2901 | -3.0634 | SPM-BUILDWAS_RD_T1_MORGAN_REFRACTORIES_T1_NESTON_MAIN_T1 | 14566272000 | SP Energy Networks open data (API key): NDP SPM primary-group polygons + Capacity Heatmaps Information Model SPM + LTDS appendices 3/6 + NSHR
3886 | 20 | UNIT 1, PENDA RETAIL PARK, SALOP ROAD | OSWESTRY | SY11 2RL | Shropshire |  | Retail Warehouse And Premises | bigbox | 1 | 3243.2 | 34909 | GIA | 235000 | Coney Green T1 / Oswestry T2 / Oswestry T1 | inside-area | 2.94 | LEGACY LOCAL GT2 / NEWTOWN GT2 / OSWESTRY GT8 / WELSHPOOL GT1 | LEGACY | SPM |  | unknown-primary | [5 empty] | 0 | 0 | 0 | 0 |  | LEGACY LOCAL GT2 / NEWTOWN GT2 / OSWESTRY GT8 / WELSHPOOL GT1 |  |  | 0 |  |  | 0 | 0 | 0 | [8 empty] | 5.15 | 292 | 15 | 555548 | [9 empty] | Legacy | LEGACY | 5 | 1714 | 1714 | 0 | 0 | 0 | 2024-08 | 10007021175 | A1/A2 Retail and Financial/Professional services | 3119 | B | Natural Gas | 3 |  | Heating and Natural Ventilation | 2016-07-20 |  | 1 | FALSE | 52.8556 | -3.0486 | SPM-CONEY_GREEN_T1_OSWESTRY_T2_OSWESTRY_T1 | 3524239000 | SP Energy Networks open data (API key): NDP SPM primary-group polygons + Capacity Heatmaps Information Model SPM + LTDS appendices 3/6 + NSHR
3887 | 20 | B & Q, PIT LANE | STOKE-ON-TRENT | ST17 1TT | Newcastle Under Lyme |  | Retail Warehouse And Premises | bigbox | 1 | 3234.47 | 34816 | GIA | 99500 |  | no-geocode | [33 empty] | 5.14 | 291 | [35 empty] | 851731000
3888 | 20 | 7-9, BRYMPTON WAY, LYNX TRADING ESTATE | YEOVIL | BA20 8HP | South Somerset |  | Retail Warehouse And Premises | bigbox | 1 | 3218.75 | 34646 | GIA | 370000 |  | no-geocode | [33 empty] | 5.11 | 290 | [35 empty] | 285603186
3889 | 20 | LIVING WELL HEALTH & LEISURE CLUB, YORK BUSINESS PARK, WHITE ROSE CLOSE, MILLFIELD LANE | YORK | YO2 7NY | City Of York |  | Leisure Centre And Premises | bigbox | 1 | 3181.2 | 34242 | GIA | 282500 |  | no-geocode | [33 empty] | 5.06 | 254 | [35 empty] | 1796656000
3890 | 20 | TENPIN BOWLING UNIT 1 PHOENIX LEISURE PARK, DUNWOODY WAY | CREWE | CW1 3AJ | Cheshire East |  | Bowling Alley And Premises | bigbox | 1 | 3034.5 | 32663 | GIA | 219000 | Civic Centre T1 / Claughton Ave T1 / Electricity St T1 | inside-area | 0.43 | COPPENHALL GT1 / CREWE GT1 / CREWE GT2A / CREWE GT4A / RADWAY GREEN GT1 / RADWAY GREEN GT2 / WHITCHURCH GT2 | CELLARHEAD | SPM |  | unknown-primary | [5 empty] | 0 | 0 | 0 | 0 |  | COPPENHALL GT1 / CREWE GT1 / CREWE GT2A / CREWE GT4A / RADWAY GREEN GT1 / RADWAY GREEN GT2 / WHITCHURCH GT2 |  |  | 0 |  |  | 0 | 0 | 0 | [8 empty] | 4.82 | 243 | 15 | 496626 | [9 empty] | Frodsham | CELLARHEAD | 5 | 1680 | 1680 | 0 | 0 | 20 | 2027-07 | 10023727853 | General Assembly and Leisure, Night Clubs, and Theatres | 2093 | B | Grid Supplied Electricity | 4 | 2 | Heating and Mechanical Ventilation | 2023-11-30 |  | 1 | FALSE | 53.0959 | -2.4435 | SPM-CIVIC_CENTRE_T1_CLAUGHTON_AVE_T1_ELECTRICITY_ST_T1 | 14246156000 | SP Energy Networks open data (API key): NDP SPM primary-group polygons + Capacity Heatmaps Information Model SPM + LTDS appendices 3/6 + NSHR
3891 | 20 | HOME BARGAINS, PRESCOT PARKWAY | PRESCOT | L34 1AA | Knowsley |  | Retail Warehouse And Premises | bigbox | 1 | 2902.47 | 31242 | GIA | 272500 | Bedburn Dv T1 / Bluebell La T1 / Brookbridge T1 / Eccleston T1 | inside-area | 1.36 | GATEACRE GT1 / HUYTON GT1 / KIRKBY GT3 / PRESCOT GT1A | RAINHILL | SPM |  | unknown-primary | [5 empty] | 0 | 0 | 0 | 0 |  | GATEACRE GT1 / HUYTON GT1 / KIRKBY GT3 / PRESCOT GT1A |  |  | 0 |  |  | 0 | 0 | 0 | [8 empty] | 4.61 | 261 | 7 | 540400 | [9 empty] | Kirkby (_D) | RAINHILL | 1 | 85.5 | 85.5 | 0 | 0 | 57 | 2026-09 | [12 empty] | 53.4226 | -2.8037 | SPM-BEDBURN_DV_T1_BLUEBELL_LA_T1_BROOKBRIDGE_T1_ECCLESTON_T1 | 11466807000 | SP Energy Networks open data (API key): NDP SPM primary-group polygons + Capacity Heatmaps Information Model SPM + LTDS appendices 3/6 + NSHR
3892 | 20 | UNIT 2, DOROTHY FLUDE RETAIL PARK, MILL STREET | CREWE | CW2 7DT | Cheshire East |  | Retail Warehouse And Premises | bigbox | 1 | 2898.2 | 31196 | GIA | 337500 | Civic Centre T1 / Claughton Ave T1 / Electricity St T1 | inside-area | 0.39 | COPPENHALL GT1 / CREWE GT1 / CREWE GT2A / CREWE GT4A / RADWAY GREEN GT1 / RADWAY GREEN GT2 / WHITCHURCH GT2 | CELLARHEAD | SPM |  | unknown-primary | [5 empty] | 0 | 0 | 0 | 0 |  | COPPENHALL GT1 / CREWE GT1 / CREWE GT2A / CREWE GT4A / RADWAY GREEN GT1 / RADWAY GREEN GT2 / WHITCHURCH GT2 |  |  | 0 |  |  | 0 | 0 | 0 | [8 empty] | 4.61 | 261 | 15 | 498093 | [9 empty] | Frodsham | CELLARHEAD | 5 | 1680 | 1680 | 0 | 0 | 20 | 2027-07 | [12 empty] | 53.0925 | -2.4397 | SPM-CIVIC_CENTRE_T1_CLAUGHTON_AVE_T1_ELECTRICITY_ST_T1 | 13371227000 | SP Energy Networks open data (API key): NDP SPM primary-group polygons + Capacity Heatmaps Information Model SPM + LTDS appendices 3/6 + NSHR
3893 | 20 | HOME BARGAINS STORE, GASWORKS LANE | PRESTATYN | LL17 7SE | Denbighshire |  | Retail Warehouse And Premises | bigbox | 1 | 2850.16 | 30679 | GIA | 407500 |  | no-geocode | [33 empty] | 4.53 | 257 | [35 empty] | 14112007000
3894 | 20 | 2, TURNPIKE CLOSE | NORWICH | NR3 5BD | Norwich |  | Retail Warehouse And Premises | bigbox | 1 | 2822.42 | 30380 | GIA | 470000 |  | no-geocode | [33 empty] | 4.49 | 254 | [35 empty] | 10728608000
3895 | 20 | DUNELM, FORGE STREET | CREWE | CW1 2DU | Cheshire East |  | Retail Warehouse And Premises | bigbox | 1 | 2802.74 | 30168 | GIA | 332500 | Civic Centre T1 / Claughton Ave T1 / Electricity St T1 | inside-area | 0.59 | COPPENHALL GT1 / CREWE GT1 / CREWE GT2A / CREWE GT4A / RADWAY GREEN GT1 / RADWAY GREEN GT2 / WHITCHURCH GT2 | CELLARHEAD | SPM |  | unknown-primary | [5 empty] | 0 | 0 | 0 | 0 |  | COPPENHALL GT1 / CREWE GT1 / CREWE GT2A / CREWE GT4A / RADWAY GREEN GT1 / RADWAY GREEN GT2 / WHITCHURCH GT2 |  |  | 0 |  |  | 0 | 0 | 0 | [8 empty] | 4.45 | 252 | 15 | 499121 | [9 empty] | Frodsham | CELLARHEAD | 5 | 1680 | 1680 | 0 | 0 | 20 | 2027-07 | 100012595314 | A1/A2 Retail and Financial/Professional services | 4012 | B | Grid Supplied Electricity | 3 |  | Air Conditioning | 2020-07-16 |  | 1 | FALSE | 53.096 | -2.4393 | SPM-CIVIC_CENTRE_T1_CLAUGHTON_AVE_T1_ELECTRICITY_ST_T1 | 4218697000 | SP Energy Networks open data (API key): NDP SPM primary-group polygons + Capacity Heatmaps Information Model SPM + LTDS appendices 3/6 + NSHR
3896 | 20 | UNIT B, VALE GATE RETAIL PARK, CULVERHOUSE CROSS | CARDIFF | CF5 5RT | Vale Of Glamorgan |  | Retail Warehouse And Premises | bigbox | 1 | 2783.48 | 29961 | GIA | 322500 |  | no-geocode | [33 empty] | 4.42 | 251 | [35 empty] | 224835192
3897 | 20 | UNIT 1, DENBIGH SHOPPING PARK, PARC SIOPA DINBYCH, STATION ROAD | DENBIGH | LL16 3AL | Denbighshire |  | Retail Warehouse And Premises | bigbox | 1 | 2685 | 28901 | GIA | 305000 | Bryn Stanley T1 / Denbigh T1 | inside-area | 3.3 | HOLYWELL GT1 / RHYL GT1 / ST ASAPH GT2 / ST ASAPH GT4 | CONNAHS QUAY - PENTIR - ST ASAPH | SPM |  | unknown-primary | [5 empty] | 0 | 0 | 0 | 0 |  | HOLYWELL GT1 / RHYL GT1 / ST ASAPH GT2 / ST ASAPH GT4 |  |  | 0 |  |  | 0 | 0 | 0 | [8 empty] | 4.27 | 242 | 5 | 98736 | [9 empty] | Connahs Quay / SASA | [20 empty] | 53.1882 | -3.4122 | SPM-BRYN_STANLEY_T1_DENBIGH_T1 | 11235556000 | SP Energy Networks open data (API key): NDP SPM primary-group polygons + Capacity Heatmaps Information Model SPM + LTDS appendices 3/6 + NSHR
3898 | 20 | WEST CORNWALL SHOPPING PARK, MARSH LANE | HAYLE | TR27 5LZ | Cornwall | MARKS & SPENCER | Retail Warehouse And Premises | bigbox | 1 | 2674.9 | 28792 | GIA | 595000 |  | no-geocode | [33 empty] | 4.25 | 241 | [35 empty] | 8996143000
3899 | 20 | BOG FARM, STATION ROAD | WIGTON | CA7 9XA | Allerdale |  | Builders Merchant And Premises | bigbox | 1 | 2599.94 | 27985 | GIA | 59000 |  | no-geocode | [33 empty] | 4.13 | 234 | [21 empty] | General Industrial and Special Industrial Groups | 1398 | C | Grid Supplied Electricity | 3 |  | Heating and Natural Ventilation | 2024-03-26 |  | 1 | FALSE |  |  |  | 8306287000
3900 | 20 | UNIT 10, ALTRINCHAM RETAIL PARK, GEORGE RICHARDS WAY | ALTRINCHAM | WA1 5GR | Trafford |  | Retail Warehouse And Premises | bigbox | 1 | 2563.7 | 27595 | GIA | 320000 |  | no-geocode | [33 empty] | 4.07 | 231 | [35 empty] | 269315116
3901 | 20 | BANNATYNES HEALTH CLUB 2, MORRISON AVENUE | LONDON | E4 1ZZ | Waltham Forest |  | Leisure Centre And Premises | bigbox | 1 | 2546.84 | 27414 | GIA | 260000 |  | no-geocode | [33 empty] | 4.05 | 204 | [35 empty] | 2446985000
3902 | 20 | UNIT 1, PRESTATYN SHOPPING PARK, NANT HALL ROAD | PRESTATYN | LL19 9BJ | Denbighshire | MARKS AND SPENCER | Retail Warehouse And Premises | bigbox | 1 | 2542.35 | 27366 | GIA | 465000 | Church La T1 / Nant Hall T1 / Prestatyn T1 | inside-area | 1.36 | HOLYWELL GT1 / RHYL GT1 / ST ASAPH GT2 / ST ASAPH GT4 | CONNAHS QUAY - PENTIR - ST ASAPH | SPM |  | unknown-primary | [5 empty] | 0 | 0 | 0 | 0 |  | HOLYWELL GT1 / RHYL GT1 / ST ASAPH GT2 / ST ASAPH GT4 |  |  | 0 |  |  | 0 | 0 | 0 | [8 empty] | 4.04 | 229 | 2 | 84859 | [9 empty] | Connahs Quay / SASA | [8 empty] | 10023751896 | A1/A2 Retail and Financial/Professional services | 4724 | B | Natural Gas | 4 |  | Air Conditioning | 2013-10-04 |  | 1 | FALSE | 53.3365 | -3.4041 | SPM-CHURCH_LA_T1_NANT_HALL_T1_PRESTATYN_T1 | 8591311000 | SP Energy Networks open data (API key): NDP SPM primary-group polygons + Capacity Heatmaps Information Model SPM + LTDS appendices 3/6 + NSHR
3903 | 20 | 149-157, HARROW ROAD | LONDON | W9 6NA | Westminster City |  | Builders Merchants & Premises | bigbox | 1 | 2541.54 | 27357 | GIA | 352500 |  | no-geocode | [33 empty] | 4.04 | 229 | [35 empty] | 398730088
3904 | 20 | MEGABOWL, FESTIVAL PARK | STOKE-ON-TRENT | ST1 4TT | Stoke On Trent |  | Bowling Alley And Premises | bigbox | 1 | 2524 | 27168 | GIA | 205000 |  | no-geocode | [33 empty] | 4.01 | 202 | [35 empty] | 2375065000
3905 | 20 | MORRISONS, STATION ROAD | OSWESTRY | SY11 1RA | Shropshire |  | Superstore And Premises | bigbox | 1 | 2521.59 | 27142 | GIA | 350000 | Coney Green T1 / Oswestry T2 / Oswestry T1 | inside-area | 2.64 | LEGACY LOCAL GT2 / NEWTOWN GT2 / OSWESTRY GT8 / WELSHPOOL GT1 | LEGACY | SPM |  | unknown-primary | [5 empty] | 0 | 0 | 0 | 0 |  | LEGACY LOCAL GT2 / NEWTOWN GT2 / OSWESTRY GT8 / WELSHPOOL GT1 |  |  | 0 |  |  | 0 | 0 | 0 | [8 empty] | 4.01 | 227 | 15 | 563315 | [9 empty] | Legacy | LEGACY | 5 | 1714 | 1714 | 0 | 0 | 0 | 2024-08 | [12 empty] | 52.8624 | -3.0502 | SPM-CONEY_GREEN_T1_OSWESTRY_T2_OSWESTRY_T1 | 6902679000 | SP Energy Networks open data (API key): NDP SPM primary-group polygons + Capacity Heatmaps Information Model SPM + LTDS appendices 3/6 + NSHR
3906 | 20 | BOOTHS, THE SQUARE, HALE ROAD | ALTRINCHAM | WA15 8ST | Trafford |  | Superstore And Premises | bigbox | 1 | 2520.5 | 27130 | GIA | 655000 | Ringway T1 | nearest-substation | 1.2 | ELWORTH GT1 / ELWORTH GT2 / KNUTSFORD GT1 / KNUTSFORD GT2 | CARRINGTON - FIDDLERS FERRY | SPM |  | unknown-primary | [5 empty] | 0 | 0 | 0 | 0 |  | ELWORTH GT1 / ELWORTH GT2 / KNUTSFORD GT1 / KNUTSFORD GT2 |  |  | 0 |  |  | 0 | 0 | 0 | [8 empty] | 4.01 | 227 | 120 | 5434459 | [9 empty] | Fiddlers Ferry | CARRINGTON | 5 | 2186.9 | 2186.9 | 0 | 0 | 930 | 2026-05 | [12 empty] | 53.3689 | -2.3145 | SPM-RINGWAY_T1 | 13216163000 | SP Energy Networks open data (API key): NDP SPM primary-group polygons + Capacity Heatmaps Information Model SPM + LTDS appendices 3/6 + NSHR
3907 | 20 | UNITS C&D, VALE GATE RETAIL PARK, CULVERHOUSE CROSS | CARDIFF | CF5 5RT | Vale Of Glamorgan |  | Retail Warehouse And Premises | bigbox | 1 | 2499.96 | 26909 | GIA | 295000 |  | no-geocode | [33 empty] | 3.97 | 225 | [35 empty] | 15022512000
3908 | 20 | UNIT 6 ASHRIDGE MANOR FARM FOREST ROAD | WOKINGHAM | RG40 5QH | Wokingham |  | Garden Centre And Premises | bigbox | 1 | 2493.64 | 26841 | GIA | 38500 |  | no-geocode | [33 empty] | 3.96 | 224 | [35 empty] | 14737924000
3909 | 20 | ERITH & CO, STATION APPROACH, CRICKLEWOOD BROADWAY | LONDON | NW2 5LD | Barnet |  | Builders Merchant And Premises | bigbox | 1 | 2492.35 | 26827 | GIA | 342500 |  | no-geocode | [33 empty] | 3.96 | 224 | [35 empty] | 408731053
3910 | 20 | STATION YARD, LLANELWEDD | BUILTH WELLS | LD2 3 | Powys 2 (Radnorshire) |  | Builders Merchants | bigbox | 1 | 2400.7 | 25841 | GIA | 48750 |  | no-geocode | [33 empty] | 3.81 | 216 | [35 empty] | 315163195
3911 | 20 | THE BRAND CENTRE UNIT 1, HAREFIELD ROAD | UXBRIDGE | UB8 1ZZ | Hillingdon |  | Retail Warehouse And Premises | bigbox | 1 | 2376 | 25575 | GIA | 497500 |  | no-geocode | [33 empty] | 3.78 | 214 | [35 empty] | 588817065
3912 | 20 | THORNCLIFFE BUILDING SUPPLIES LTD ALLT-Y-GRAIG, MELIDEN ROAD | RHYL | LL18 6DE | Denbighshire |  | Builders Merchants And Premises | bigbox | 1 | 2354.75 | 25346 | GIA | 105000 | Graig Fawr T1 | inside-area | 2.76 | HOLYWELL GT1 / RHYL GT1 / ST ASAPH GT2 / ST ASAPH GT4 | CONNAHS QUAY - PENTIR - ST ASAPH | SPM |  | unknown-primary | [5 empty] | 0 | 0 | 0 | 0 |  | HOLYWELL GT1 / RHYL GT1 / ST ASAPH GT2 / ST ASAPH GT4 |  |  | 0 |  |  | 0 | 0 | 0 | [8 empty] | 3.74 | 212 | 1 | 15618 | [9 empty] | Connahs Quay / SASA | [20 empty] | 53.3087 | -3.4144 | SPM-GRAIG_FAWR_T1 | 1934778000 | SP Energy Networks open data (API key): NDP SPM primary-group polygons + Capacity Heatmaps Information Model SPM + LTDS appendices 3/6 + NSHR
3913 | 20 | HOME BARGAINS, FORGE STREET | CREWE | CW1 2DU | Cheshire East |  | Retail Warehouse And Premises | bigbox | 1 | 2308.5 | 24848 | GIA | 252500 | Civic Centre T1 / Claughton Ave T1 / Electricity St T1 | inside-area | 0.59 | COPPENHALL GT1 / CREWE GT1 / CREWE GT2A / CREWE GT4A / RADWAY GREEN GT1 / RADWAY GREEN GT2 / WHITCHURCH GT2 | CELLARHEAD | SPM |  | unknown-primary | [5 empty] | 0 | 0 | 0 | 0 |  | COPPENHALL GT1 / CREWE GT1 / CREWE GT2A / CREWE GT4A / RADWAY GREEN GT1 / RADWAY GREEN GT2 / WHITCHURCH GT2 |  |  | 0 |  |  | 0 | 0 | 0 | [8 empty] | 3.67 | 208 | 15 | 504441 | [9 empty] | Frodsham | CELLARHEAD | 5 | 1680 | 1680 | 0 | 0 | 20 | 2027-07 | 100012595315 | Retail/Financial and Professional Services | 2321 | A | Grid Supplied Electricity | 3 |  | Air Conditioning | 2023-09-30 |  | 1 | FALSE | 53.096 | -2.4393 | SPM-CIVIC_CENTRE_T1_CLAUGHTON_AVE_T1_ELECTRICITY_ST_T1 | 9260346000 | SP Energy Networks open data (API key): NDP SPM primary-group polygons + Capacity Heatmaps Information Model SPM + LTDS appendices 3/6 + NSHR
3914 | 20 | B & M, VICTORIA ROAD | RUISLIP | HA4 0ZZ | Hillingdon |  | Retail Warehouse And Premises | bigbox | 1 | 2257.5 | 24300 | GIA | 337500 |  | no-geocode | [33 empty] | 3.59 | 203 | [35 empty] | 10751392000
3915 | 20 | LIDL, HIGH ROAD | BASILDON | SS15 6UL | Basildon |  | Superstore And Premises | bigbox | 1 | 2117.21 | 22789 | GIA | 422500 |  | no-geocode | [33 empty] | 3.36 | 191 | [35 empty] | 15121715000
3916 | 20 | 2, COLESHILL ROAD | BIRMINGHAM | B36 2AA | Birmingham |  | Leisure Centre And Premises | bigbox | 1 | 2070.63 | 22288 | GIA | 223000 |  | no-geocode | [33 empty] | 3.29 | 166 | [35 empty] | 2384458000
3917 | 20 | MINSHULL NURSERIES, EARDSWICK LANE | CREWE | CW1 4RH | Cheshire East |  | Garden Centre And Premises | bigbox | 1 | 2023.94 | 21785 | NIA | 45750 | Leighton Hosp T1 | inside-area | 0.65 | COPPENHALL GT1 / CREWE GT1 / CREWE GT2A / CREWE GT4A / RADWAY GREEN GT1 / RADWAY GREEN GT2 / WHITCHURCH GT2 | CELLARHEAD | SPM |  | unknown-primary | [5 empty] | 0 | 0 | 0 | 0 |  | COPPENHALL GT1 / CREWE GT1 / CREWE GT2A / CREWE GT4A / RADWAY GREEN GT1 / RADWAY GREEN GT2 / WHITCHURCH GT2 |  |  | 0 |  |  | 0 | 0 | 0 | [8 empty] | 3.22 | 182 | 0 | 0 | [9 empty] | Frodsham | CELLARHEAD | 5 | 1680 | 1680 | 0 | 0 | 20 | 2027-07 | [12 empty] | 53.142 | -2.4834 | SPM-LEIGHTON_HOSP_T1 | 363019133 | SP Energy Networks open data (API key): NDP SPM primary-group polygons + Capacity Heatmaps Information Model SPM + LTDS appendices 3/6 + NSHR
3918 | 20 | PET TOOL HIRE CENTRE, EARLE STREET | CREWE | CW1 2AH | Cheshire East |  | Showroom And Premises | bigbox | 1 | 2018.74 | 21730 | GIA | 158000 | Civic Centre T1 / Claughton Ave T1 / Electricity St T1 | inside-area | 1.02 | COPPENHALL GT1 / CREWE GT1 / CREWE GT2A / CREWE GT4A / RADWAY GREEN GT1 / RADWAY GREEN GT2 / WHITCHURCH GT2 | CELLARHEAD | SPM |  | unknown-primary | [5 empty] | 0 | 0 | 0 | 0 |  | COPPENHALL GT1 / CREWE GT1 / CREWE GT2A / CREWE GT4A / RADWAY GREEN GT1 / RADWAY GREEN GT2 / WHITCHURCH GT2 |  |  | 0 |  |  | 0 | 0 | 0 | [8 empty] | 3.21 | 182 | 15 | 507559 | [9 empty] | Frodsham | CELLARHEAD | 5 | 1680 | 1680 | 0 | 0 | 20 | 2027-07 | [12 empty] | 53.0985 | -2.4344 | SPM-CIVIC_CENTRE_T1_CLAUGHTON_AVE_T1_ELECTRICITY_ST_T1 | 9819295000 | SP Energy Networks open data (API key): NDP SPM primary-group polygons + Capacity Heatmaps Information Model SPM + LTDS appendices 3/6 + NSHR
3919 | 20 | J H LEEKE AND SONS LTD, BRIDGE STREET | TONYPANDY | CF40 2XN | Rhondda Cynon Taff |  | Builders Merchant And Premises | bigbox | 1 | 2009.22 | 21627 | GIA | 59000 |  | no-geocode | [33 empty] | 3.19 | 181 | [35 empty] | 146334196
3920 | 19.5 | UNITED UTILITIES, LINGLEY MERE BUSINESS PARK, LINGLEY GREEN AVENUE | WARRINGTON | WA5 3LQ | Warrington |  | Offices And Premises | office | 1 | 29365.49 | 316087 | NIA | 1990000 | Great Sankey T1 / Penketh T1 / Widnes Rd T1 | inside-area | 2.96 | DALLAM GT1 / SANKEY BRIDGES GT1 / WARRINGTON GT3 | CARRINGTON - FIDDLERS FERRY | SPM | -1 | bsp | 4.75 | Green | 20 | 11 | thermal | 12.8 | 35.1 | 0 | 47.9 | 6.1 | DALLAM GT1 / SANKEY BRIDGES GT1 / WARRINGTON GT3 | -0.972 | RED | 0 |  |  | 0 | 0 | 0 | 20 |  |  |  |  | Green (Over 5% headroom) | 0 | 0 | 46.66 | 2056 | 7 | 284386 | [9 empty] | Fiddlers Ferry | CARRINGTON | 5 | 2186.9 | 2186.9 | 0 | 0 | 930 | 2026-05 | [12 empty] | 53.4025 | -2.6676 | SPM-GREAT_SANKEY_T1_PENKETH_T1_WIDNES_RD_T1 | 14831005000 | SP Energy Networks open data (API key): NDP SPM primary-group polygons + Capacity Heatmaps Information Model SPM + LTDS appendices 3/6 + NSHR
3921 | 15 | UNITS 19 26 MT ZONE A4 SITE A, REDNAL INDUSTRIAL ESTATE | OSWESTRY | SY11 4HS | Shropshire |  | Workshop And Premises | industrial | 1 | 1598.38 | 17205 | GIA | 27000 | West Felton T1 | inside-area | 2.95 | OSWESTRY GT5 / WHITCHURCH GT1 | LEGACY | SPM | -0.2 | primary | -0.247 | Red | 4 | 3.471 | thermal | 0.8 | 0.1 | 0.2 | 0.9 | 0.1 | OSWESTRY GT5 / WHITCHURCH GT1 / WEM GT1 | 3.1024 | AMBER | 0 |  |  | 0 | 0 | 0 | 4 |  |  |  |  | Red (More than 5% overloaded) | 0 | 0 | 2.54 | 72 | 2 | 68299 | [9 empty] | Legacy | LEGACY | 5 | 1714 | 1714 | 0 | 0 | 0 | 2024-08 | [12 empty] | 52.8448 | -2.937 | SPM-WEST_FELTON_T1 | 7874155000 | SP Energy Networks open data (API key): NDP SPM primary-group polygons + Capacity Heatmaps Information Model SPM + LTDS appendices 3/6 + NSHR
3922 | 15 | AVENTIS, LONDON ROAD | CREWE | CW4 8BE | Cheshire East |  | Factory And Premises | industrial | 1 | 23641.18 | 254471 | GIA | 1000000 | Sandbach T1 | inside-area | 4.54 | COPPENHALL GT1 / CREWE GT1 / CREWE GT2A / CREWE GT4A / RADWAY GREEN GT1 / RADWAY GREEN GT2 / WHITCHURCH GT2 | CELLARHEAD | SPM | -3.2 | bsp | -0.086 | Red | 7.5 | 7.586 | thermal | 0 | 1.6 | 0 | 1.6 | -1.5 | COPPENHALL GT1 / CREWE GT1 / CREWE GT2A / CREWE GT4A / RADWAY GREEN GT1 / RADWAY GREEN GT2 / WHITCHURCH GT2 | -3.1663 | RED | 0 |  |  | 0 | 0 | 0 | 7.5 |  |  |  |  | Red (More than 5% overloaded) | 0 | 0 | 37.57 | 1418 | 5 | 245897 | [9 empty] | Frodsham | CELLARHEAD | 5 | 1680 | 1680 | 0 | 0 | 20 | 2027-07 | 100012822289 | B2 to B7 General Industrial and Special Industrial Groups | 3822 | E | District Heating | 5 | 3 | Air Conditioning | 2018-05-17 |  | 1 | FALSE | 53.1939 | -2.3506 | SPM-SANDBACH_T1 | 4953914000 | SP Energy Networks open data (API key): NDP SPM primary-group polygons + Capacity Heatmaps Information Model SPM + LTDS appendices 3/6 + NSHR
3923 | 15 | TALKE 16, PIT LANE | STOKE-ON-TRENT | ST7 1UH | Newcastle Under Lyme |  | Warehouse And Premises | industrial | 1 | 18347.02 | 197485 | GIA | 925000 | Radway Green T1 | nearest-substation | 5.04 | COPPENHALL GT1 / CREWE GT1 / CREWE GT2A / CREWE GT4A / RADWAY GREEN GT1 / RADWAY GREEN GT2 / WHITCHURCH GT2 | CELLARHEAD | SPM | -3.2 | bsp | -2.348 | Red | 7.5 | 5.839 | thermal | 4 | 2.2 | 0.1 | 6.2 | 0.2 | COPPENHALL GT1 / CREWE GT1 / CREWE GT2A / CREWE GT4A / RADWAY GREEN GT1 / RADWAY GREEN GT2 / WHITCHURCH GT2 | -3.1663 | RED | 0 |  |  | 0 | 0 | 0 | 7.5 |  |  |  |  | Red (More than 5% overloaded) | 0 | 0 | 29.16 | 459 | 7 | 612212 | [9 empty] | Frodsham | CELLARHEAD | 5 | 1680 | 1680 | 0 | 0 | 20 | 2027-07 | 200002872946 | Storage or Distribution | 17750 | B | Grid Supplied Electricity | 4 |  | Air Conditioning | 2025-02-24 |  | 0.67 | FALSE | 53.0721 | -2.2638 | SPM-RADWAY_GREEN_T1 | 9880922000 | SP Energy Networks open data (API key): NDP SPM primary-group polygons + Capacity Heatmaps Information Model SPM + LTDS appendices 3/6 + NSHR
3924 | 15 | UNITS 2-4, PIT LANE | STOKE-ON-TRENT | ST7 1UH | Newcastle Under Lyme |  | Workshop And Premises | industrial | 1 | 1498.36 | 16128 | GIA | 73000 | Radway Green T1 | nearest-substation | 5.04 | COPPENHALL GT1 / CREWE GT1 / CREWE GT2A / CREWE GT4A / RADWAY GREEN GT1 / RADWAY GREEN GT2 / WHITCHURCH GT2 | CELLARHEAD | SPM | -3.2 | bsp | -2.348 | Red | 7.5 | 5.839 | thermal | 4 | 2.2 | 0.1 | 6.2 | 0.2 | COPPENHALL GT1 / CREWE GT1 / CREWE GT2A / CREWE GT4A / RADWAY GREEN GT1 / RADWAY GREEN GT2 / WHITCHURCH GT2 | -3.1663 | RED | 0 |  |  | 0 | 0 | 0 | 7.5 |  |  |  |  | Red (More than 5% overloaded) | 0 | 0 | 2.38 | 67 | 7 | 793569 | [9 empty] | Frodsham | CELLARHEAD | 5 | 1680 | 1680 | 0 | 0 | 20 | 2027-07 | 100032307533 | Offices and Workshop Businesses | 724 | E | Natural Gas | 3 |  | Heating and Natural Ventilation | 2026-03-29 |  | 0.67 | FALSE | 53.0721 | -2.2638 | SPM-RADWAY_GREEN_T1 | 6612372000 | SP Energy Networks open data (API key): NDP SPM primary-group polygons + Capacity Heatmaps Information Model SPM + LTDS appendices 3/6 + NSHR
3925 | 15 | UNIT 1 MEADOW BANK, GROBY ROAD | CREWE | CW1 4NA | Cheshire East |  | Warehouse And Premises | industrial | 1 | 1403.46 | 15107 | GIA | 60000 | Acer Ave T1 | inside-area | 0.27 | COPPENHALL GT1 / CREWE GT1 / CREWE GT2A / CREWE GT4A / RADWAY GREEN GT1 / RADWAY GREEN GT2 / WHITCHURCH GT2 | CELLARHEAD | SPM | -3.2 | bsp | 0.050687 | Red | 7.5 | 7.3485 | thermal | 0.1 | 0.6 | 0 | 0.7 | -1.7 | COPPENHALL GT1 / CREWE GT1 / CREWE GT2A / CREWE GT4A / RADWAY GREEN GT1 / RADWAY GREEN GT2 / WHITCHURCH GT2 | -3.1663 | RED | 0 |  |  | 0 | 0 | 0 | 7.5 |  |  |  |  | Red (More than 5% overloaded) | 0 | 0 | 2.23 | 35 | 1 | 13806 | [9 empty] | Frodsham | CELLARHEAD | 5 | 1680 | 1680 | 0 | 0 | 20 | 2027-07 | [12 empty] | 53.1116 | -2.4301 | SPM-ACER_AVE_T1 | 14114088000 | SP Energy Networks open data (API key): NDP SPM primary-group polygons + Capacity Heatmaps Information Model SPM + LTDS appendices 3/6 + NSHR
3926 | 15 | R S CAR SALES HOLDINGS LTD AT 403, GROBY ROAD | CREWE | CW1 4PE | Cheshire East |  | Workshop And Premises | industrial | 1 | 1282.59 | 13806 | GIA | 39750 | Acer Ave T1 | inside-area | 1.39 | COPPENHALL GT1 / CREWE GT1 / CREWE GT2A / CREWE GT4A / RADWAY GREEN GT1 / RADWAY GREEN GT2 / WHITCHURCH GT2 | CELLARHEAD | SPM | -3.2 | bsp | 0.050687 | Red | 7.5 | 7.3485 | thermal | 0.1 | 0.6 | 0 | 0.7 | -1.7 | COPPENHALL GT1 / CREWE GT1 / CREWE GT2A / CREWE GT4A / RADWAY GREEN GT1 / RADWAY GREEN GT2 / WHITCHURCH GT2 | -3.1663 | RED | 0 |  |  | 0 | 0 | 0 | 7.5 |  |  |  |  | Red (More than 5% overloaded) | 0 | 0 | 2.04 | 58 | 1 | 15107 | [9 empty] | Frodsham | CELLARHEAD | 5 | 1680 | 1680 | 0 | 0 | 20 | 2027-07 | [12 empty] | 53.1231 | -2.4339 | SPM-ACER_AVE_T1 | 14442711000 | SP Energy Networks open data (API key): NDP SPM primary-group polygons + Capacity Heatmaps Information Model SPM + LTDS appendices 3/6 + NSHR
3927 | 15 | HOME FARM YARD OFFICE, BRADWALL ROAD | SANDBACH | CW11 1RG | Cheshire East |  | Workshop,Stores, Office And Premises | industrial | 1 | 1151.16 | 12391 | GIA | 52000 | Sandbach T1 | inside-area | 1.8 | COPPENHALL GT1 / CREWE GT1 / CREWE GT2A / CREWE GT4A / RADWAY GREEN GT1 / RADWAY GREEN GT2 / WHITCHURCH GT2 | CELLARHEAD | SPM | -3.2 | bsp | -0.086 | Red | 7.5 | 7.586 | thermal | 0 | 1.6 | 0 | 1.6 | -1.5 | COPPENHALL GT1 / CREWE GT1 / CREWE GT2A / CREWE GT4A / RADWAY GREEN GT1 / RADWAY GREEN GT2 / WHITCHURCH GT2 | -3.1663 | RED | 0 |  |  | 0 | 0 | 0 | 7.5 |  |  |  |  | Red (More than 5% overloaded) | 0 | 0 | 1.83 | 52 | 5 | 487977 | [9 empty] | Frodsham | CELLARHEAD | 5 | 1680 | 1680 | 0 | 0 | 20 | 2027-07 | [12 empty] | 53.1689 | -2.3787 | SPM-SANDBACH_T1 | 14216004000 | SP Energy Networks open data (API key): NDP SPM primary-group polygons + Capacity Heatmaps Information Model SPM + LTDS appendices 3/6 + NSHR
3928 | 15 | R V W PUGH LTD OAKWOOD PARK, LONDON ROAD | HOLMES CHAPEL | CW4 8AX | Cheshire East |  | Workshop And Premises | industrial | 1 | 1108.8 | 11935 | GIA | 84000 | Sandbach T1 | inside-area | 4.24 | COPPENHALL GT1 / CREWE GT1 / CREWE GT2A / CREWE GT4A / RADWAY GREEN GT1 / RADWAY GREEN GT2 / WHITCHURCH GT2 | CELLARHEAD | SPM | -3.2 | bsp | -0.086 | Red | 7.5 | 7.586 | thermal | 0 | 1.6 | 0 | 1.6 | -1.5 | COPPENHALL GT1 / CREWE GT1 / CREWE GT2A / CREWE GT4A / RADWAY GREEN GT1 / RADWAY GREEN GT2 / WHITCHURCH GT2 | -3.1663 | RED | 0 |  |  | 0 | 0 | 0 | 7.5 |  |  |  |  | Red (More than 5% overloaded) | 0 | 0 | 1.76 | 50 | 5 | 488433 | [9 empty] | Frodsham | CELLARHEAD | 5 | 1680 | 1680 | 0 | 0 | 20 | 2027-07 | 10007643684 | Offices and Workshop Businesses | 925 | D | Oil | 3 |  | Heating and Natural Ventilation | 2024-09-20 |  | 0.5 | FALSE | 53.1912 | -2.3509 | SPM-SANDBACH_T1 | 7898319000 | SP Energy Networks open data (API key): NDP SPM primary-group polygons + Capacity Heatmaps Information Model SPM + LTDS appendices 3/6 + NSHR
3929 | 15 | DIAMORPH, NORTHBANKS INDUSTRIAL PARK, FRANK PERKINS WAY | MANCHESTER | M44 5EW | Salford |  | Warehouse And Premises | industrial | 1 | 19595.2 | 210921 | GIA | 1090000 | Lymm T1 / Whiteleggs La T1 | nearest-substation | 7.35 | SANKEY BRIDGES GT3 / WARRINGTON GT5 | CARRINGTON - FIDDLERS FERRY | SPM | -3.6 | primary | -3.623 | Red | 10 | 8.623 | thermal | 10 | 3 | 0 | 13 | -0.4 | SANKEY BRIDGES GT3 / WARRINGTON GT5 | 2.392 | AMBER | 0 |  |  | 0 | 0 | 0 | 10 |  |  |  |  | Red (More than 5% overloaded) | 0 | 0 | 31.14 | 490 | 68 | 4122974 | [9 empty] | Fiddlers Ferry | CARRINGTON | 5 | 2186.9 | 2186.9 | 0 | 0 | 930 | 2026-05 | 100012712696 | B8 Storage or Distribution | 21033 | D | Natural Gas | 4 |  | Heating and Natural Ventilation | 2019-01-04 |  | 0.5 | FALSE | 53.4323 | -2.4242 | SPM-LYMM_T1_WHITELEGGS_LA_T1 | 14983126000 | SP Energy Networks open data (API key): NDP SPM primary-group polygons + Capacity Heatmaps Information Model SPM + LTDS appendices 3/6 + NSHR
3930 | 15 | 4, OMEGA DRIVE | MANCHESTER | M44 5GR | Salford |  | Warehouse And Premises | industrial | 2 | 19369 | 208486 | GIA | 1312500 | Lymm T1 / Whiteleggs La T1 | nearest-substation | 7.24 | SANKEY BRIDGES GT3 / WARRINGTON GT5 | CARRINGTON - FIDDLERS FERRY | SPM | -3.6 | primary | -3.623 | Red | 10 | 8.623 | thermal | 10 | 3 | 0 | 13 | -0.4 | SANKEY BRIDGES GT3 / WARRINGTON GT5 | 2.392 | AMBER | 0 |  |  | 0 | 0 | 0 | 10 |  |  |  |  | Red (More than 5% overloaded) | 0 | 0 | 30.78 | 484 | 68 | 4125409 | [9 empty] | Fiddlers Ferry | CARRINGTON | 5 | 2186.9 | 2186.9 | 0 | 0 | 930 | 2026-05 | 10004676648 | B8 Storage or Distribution | 6272 | E | Natural Gas | 4 |  | Heating and Mechanical Ventilation | 2022-04-08 |  | 0.5 | FALSE | 53.4305 | -2.4231 | SPM-LYMM_T1_WHITELEGGS_LA_T1 | 13330145000;10755467000 | SP Energy Networks open data (API key): NDP SPM primary-group polygons + Capacity Heatmaps Information Model SPM + LTDS appendices 3/6 + NSHR
3931 | 15 | 2, OPUS CLOSE | MANCHESTER | M31 4RQ | Trafford |  | Warehouse And Premises | industrial | 3 | 15693.9 | 168928 | GIA | 1278000 | Lymm T1 / Whiteleggs La T1 | nearest-substation | 7.45 | SANKEY BRIDGES GT3 / WARRINGTON GT5 | CARRINGTON - FIDDLERS FERRY | SPM | -3.6 | primary | -3.623 | Red | 10 | 8.623 | thermal | 10 | 3 | 0 | 13 | -0.4 | SANKEY BRIDGES GT3 / WARRINGTON GT5 | 2.392 | AMBER | 0 |  |  | 0 | 0 | 0 | 10 |  |  |  |  | Red (More than 5% overloaded) | 0 | 0 | 24.94 | 392 | 68 | 4164967 | [9 empty] | Fiddlers Ferry | CARRINGTON | 5 | 2186.9 | 2186.9 | 0 | 0 | 930 | 2026-05 | 10070463397 | B2 to B7 General Industrial and Special Industrial Groups | 185 | B | Grid Supplied Electricity | 3 |  | Heating and Natural Ventilation | 2020-08-05 |  | 1 | FALSE | 53.4278 | -2.4133 | SPM-LYMM_T1_WHITELEGGS_LA_T1 | 13393320000;13481597000;13393372000 | SP Energy Networks open data (API key): NDP SPM primary-group polygons + Capacity Heatmaps Information Model SPM + LTDS appendices 3/6 + NSHR
3932 | 15 | OPEL TELECOM, NORTHBANK INDUSTRIAL ESTATE, BRINELL DRIVE | MANCHESTER | M44 5BL | Salford |  | Telecommunications Exchange And Premises | office | 1 | 2225.18 | 23952 | GIA | 153000 | Lymm T1 / Whiteleggs La T1 | nearest-substation | 6.78 | SANKEY BRIDGES GT3 / WARRINGTON GT5 | CARRINGTON - FIDDLERS FERRY | SPM | -3.6 | primary | -3.623 | Red | 10 | 8.623 | thermal | 10 | 3 | 0 | 13 | -0.4 | SANKEY BRIDGES GT3 / WARRINGTON GT5 | 2.392 | AMBER | 0 |  |  | 0 | 0 | 0 | 10 |  |  |  |  | Red (More than 5% overloaded) | 0 | 0 | 3.54 | 156 | 68 | 4309943 | [9 empty] | Fiddlers Ferry | CARRINGTON | 5 | 2186.9 | 2186.9 | 0 | 0 | 930 | 2026-05 | [12 empty] | 53.4286 | -2.4302 | SPM-LYMM_T1_WHITELEGGS_LA_T1 | 2620690000 | SP Energy Networks open data (API key): NDP SPM primary-group polygons + Capacity Heatmaps Information Model SPM + LTDS appendices 3/6 + NSHR
3933 | 15 | UNITS 5/7, CENTURY PARK, PACIFIC ROAD | ALTRINCHAM | WA14 5BJ | Trafford |  | Warehouse And Premises | industrial | 1 | 1805.3 | 19432 | GIA | 104000 | Lymm T1 / Whiteleggs La T1 | nearest-substation | 8.1 | SANKEY BRIDGES GT3 / WARRINGTON GT5 | CARRINGTON - FIDDLERS FERRY | SPM | -3.6 | primary | -3.623 | Red | 10 | 8.623 | thermal | 10 | 3 | 0 | 13 | -0.4 | SANKEY BRIDGES GT3 / WARRINGTON GT5 | 2.392 | AMBER | 0 |  |  | 0 | 0 | 0 | 10 |  |  |  |  | Red (More than 5% overloaded) | 0 | 0 | 2.87 | 45 | 68 | 4314463 | [9 empty] | Fiddlers Ferry | CARRINGTON | 5 | 2186.9 | 2186.9 | 0 | 0 | 930 | 2026-05 | 200000334183 | Storage or Distribution | 1881 | D | Natural Gas | 3 |  | Heating and Natural Ventilation | 2025-03-24 |  | 1 | FALSE | 53.395 | -2.373 | SPM-LYMM_T1_WHITELEGGS_LA_T1 | 208445116 | SP Energy Networks open data (API key): NDP SPM primary-group polygons + Capacity Heatmaps Information Model SPM + LTDS appendices 3/6 + NSHR
3934 | 15 | UNIT D1 MIDWAY FREIGHT TERMINAL, NORTHBANK INDUSTRIAL PARK, GILCHRIST ROAD | MANCHESTER | M44 5BL | Salford |  | Factory And Premises | industrial | 1 | 1634.24 | 17591 | GIA | 116000 | Lymm T1 / Whiteleggs La T1 | nearest-substation | 6.78 | SANKEY BRIDGES GT3 / WARRINGTON GT5 | CARRINGTON - FIDDLERS FERRY | SPM | -3.6 | primary | -3.623 | Red | 10 | 8.623 | thermal | 10 | 3 | 0 | 13 | -0.4 | SANKEY BRIDGES GT3 / WARRINGTON GT5 | 2.392 | AMBER | 0 |  |  | 0 | 0 | 0 | 10 |  |  |  |  | Red (More than 5% overloaded) | 0 | 0 | 2.6 | 98 | 68 | 4316304 | [9 empty] | Fiddlers Ferry | CARRINGTON | 5 | 2186.9 | 2186.9 | 0 | 0 | 930 | 2026-05 | [12 empty] | 53.4286 | -2.4302 | SPM-LYMM_T1_WHITELEGGS_LA_T1 | 9737690000 | SP Energy Networks open data (API key): NDP SPM primary-group polygons + Capacity Heatmaps Information Model SPM + LTDS appendices 3/6 + NSHR
3935 | 15 | HOWLEY QUAY MOTORS UNIT4, STRETTON DISTRIBUTION CENTRE, GRAPPENHALL LANE | WARRINGTON | WA4 4QT | Warrington |  | Workshop And Premises | industrial | 1 | 1577.46 | 16980 | GIA | 82000 | Lymm T1 / Whiteleggs La T1 | inside-area | 3.8 | SANKEY BRIDGES GT3 / WARRINGTON GT5 | CARRINGTON - FIDDLERS FERRY | SPM | -3.6 | primary | -3.623 | Red | 10 | 8.623 | thermal | 10 | 3 | 0 | 13 | -0.4 | SANKEY BRIDGES GT3 / WARRINGTON GT5 | 2.392 | AMBER | 0 |  |  | 0 | 0 | 0 | 10 |  |  |  |  | Red (More than 5% overloaded) | 0 | 0 | 2.51 | 71 | 68 | 4316915 | [9 empty] | Fiddlers Ferry | CARRINGTON | 5 | 2186.9 | 2186.9 | 0 | 0 | 930 | 2026-05 | [12 empty] | 53.3563 | -2.5333 | SPM-LYMM_T1_WHITELEGGS_LA_T1 | 1696254000 | SP Energy Networks open data (API key): NDP SPM primary-group polygons + Capacity Heatmaps Information Model SPM + LTDS appendices 3/6 + NSHR
3936 | 15 | DEAN GROUP INTERNATIONAL LTD, NORTHBANK INDUSTRIAL ESTATE, BRINELL DRIVE | MANCHESTER | M44 5BL | Salford |  | Factory And Premises | industrial | 1 | 1560.7 | 16799 | GIA | 99000 | Lymm T1 / Whiteleggs La T1 | nearest-substation | 6.78 | SANKEY BRIDGES GT3 / WARRINGTON GT5 | CARRINGTON - FIDDLERS FERRY | SPM | -3.6 | primary | -3.623 | Red | 10 | 8.623 | thermal | 10 | 3 | 0 | 13 | -0.4 | SANKEY BRIDGES GT3 / WARRINGTON GT5 | 2.392 | AMBER | 0 |  |  | 0 | 0 | 0 | 10 |  |  |  |  | Red (More than 5% overloaded) | 0 | 0 | 2.48 | 94 | 68 | 4317096 | [9 empty] | Fiddlers Ferry | CARRINGTON | 5 | 2186.9 | 2186.9 | 0 | 0 | 930 | 2026-05 | 100012712624 | B2 to B7 General Industrial and Special Industrial Groups | 1546 | D | Natural Gas | 3 | 3 | Heating and Natural Ventilation | 2020-12-15 |  | 1 | FALSE | 53.4286 | -2.4302 | SPM-LYMM_T1_WHITELEGGS_LA_T1 | 274144116 | SP Energy Networks open data (API key): NDP SPM primary-group polygons + Capacity Heatmaps Information Model SPM + LTDS appendices 3/6 + NSHR
3937 | 15 | UNIT D2 MIDWAY FREIGHT TERMINAL, NORTHBANK INDUSTRIAL PARK, GILCHRIST ROAD | MANCHESTER | M44 5BL | Salford |  | Warehouse And Premises | industrial | 1 | 1459.1 | 15706 | GIA | 110000 | Lymm T1 / Whiteleggs La T1 | nearest-substation | 6.78 | SANKEY BRIDGES GT3 / WARRINGTON GT5 | CARRINGTON - FIDDLERS FERRY | SPM | -3.6 | primary | -3.623 | Red | 10 | 8.623 | thermal | 10 | 3 | 0 | 13 | -0.4 | SANKEY BRIDGES GT3 / WARRINGTON GT5 | 2.392 | AMBER | 0 |  |  | 0 | 0 | 0 | 10 |  |  |  |  | Red (More than 5% overloaded) | 0 | 0 | 2.32 | 36 | 68 | 4318189 | [9 empty] | Fiddlers Ferry | CARRINGTON | 5 | 2186.9 | 2186.9 | 0 | 0 | 930 | 2026-05 | [12 empty] | 53.4286 | -2.4302 | SPM-LYMM_T1_WHITELEGGS_LA_T1 | 9737699000 | SP Energy Networks open data (API key): NDP SPM primary-group polygons + Capacity Heatmaps Information Model SPM + LTDS appendices 3/6 + NSHR
3938 | 15 | METALUBE LTD, NORTHBANK INDUSTRIAL PARK, HUNTSMANS DRIVE | MANCHESTER | M44 5EG | Salford |  | Warehouse And Premises | industrial | 1 | 1404.6 | 15119 | GIA | 108000 | Lymm T1 / Whiteleggs La T1 | nearest-substation | 7.46 | SANKEY BRIDGES GT3 / WARRINGTON GT5 | CARRINGTON - FIDDLERS FERRY | SPM | -3.6 | primary | -3.623 | Red | 10 | 8.623 | thermal | 10 | 3 | 0 | 13 | -0.4 | SANKEY BRIDGES GT3 / WARRINGTON GT5 | 2.392 | AMBER | 0 |  |  | 0 | 0 | 0 | 10 |  |  |  |  | Red (More than 5% overloaded) | 0 | 0 | 2.23 | 35 | 68 | 4318776 | [9 empty] | Fiddlers Ferry | CARRINGTON | 5 | 2186.9 | 2186.9 | 0 | 0 | 930 | 2026-05 | [12 empty] | 53.4345 | -2.4264 | SPM-LYMM_T1_WHITELEGGS_LA_T1 | 1353107000 | SP Energy Networks open data (API key): NDP SPM primary-group polygons + Capacity Heatmaps Information Model SPM + LTDS appendices 3/6 + NSHR
3939 | 15 | 1, AEGEAN ROAD, ATLANTIC STREET | ALTRINCHAM | WA14 5QJ | Trafford |  | Workshop And Premises | industrial | 1 | 1369.49 | 14741 | GIA | 108000 | Lymm T1 / Whiteleggs La T1 | nearest-substation | 8.19 | SANKEY BRIDGES GT3 / WARRINGTON GT5 | CARRINGTON - FIDDLERS FERRY | SPM | -3.6 | primary | -3.623 | Red | 10 | 8.623 | thermal | 10 | 3 | 0 | 13 | -0.4 | SANKEY BRIDGES GT3 / WARRINGTON GT5 | 2.392 | AMBER | 0 |  |  | 0 | 0 | 0 | 10 |  |  |  |  | Red (More than 5% overloaded) | 0 | 0 | 2.18 | 62 | 68 | 4319154 | [9 empty] | Fiddlers Ferry | CARRINGTON | 5 | 2186.9 | 2186.9 | 0 | 0 | 930 | 2026-05 | [12 empty] | 53.3962 | -2.372 | SPM-LYMM_T1_WHITELEGGS_LA_T1 | 15001063000 | SP Energy Networks open data (API key): NDP SPM primary-group polygons + Capacity Heatmaps Information Model SPM + LTDS appendices 3/6 + NSHR
3940 | 15 | 7, BIRCHBROOK ROAD | LYMM | WA13 9RX | Warrington |  | Storage Depot And Premises | industrial | 1 | 1325.21 | 14264 | OTH | 5900 | Lymm T1 / Whiteleggs La T1 | inside-area | 2.87 | SANKEY BRIDGES GT3 / WARRINGTON GT5 | CARRINGTON - FIDDLERS FERRY | SPM | -3.6 | primary | -3.623 | Red | 10 | 8.623 | thermal | 10 | 3 | 0 | 13 | -0.4 | SANKEY BRIDGES GT3 / WARRINGTON GT5 | 2.392 | AMBER | 0 |  |  | 0 | 0 | 0 | 10 |  |  |  |  | Red (More than 5% overloaded) | 0 | 0 | 2.11 | 33 | 68 | 4319631 | [9 empty] | Fiddlers Ferry | CARRINGTON | 5 | 2186.9 | 2186.9 | 0 | 0 | 930 | 2026-05 | [12 empty] | 53.3902 | -2.4526 | SPM-LYMM_T1_WHITELEGGS_LA_T1 | 170372137 | SP Energy Networks open data (API key): NDP SPM primary-group polygons + Capacity Heatmaps Information Model SPM + LTDS appendices 3/6 + NSHR
3941 | 15 | UNIT 10, NORTHBANK INDUSTRIAL PARK, HUNTSMANS DRIVE | MANCHESTER | M44 5EG | Salford |  | Workshop And Premises | industrial | 1 | 1325.08 | 14263 | GIA | 97000 | Lymm T1 / Whiteleggs La T1 | nearest-substation | 7.46 | SANKEY BRIDGES GT3 / WARRINGTON GT5 | CARRINGTON - FIDDLERS FERRY | SPM | -3.6 | primary | -3.623 | Red | 10 | 8.623 | thermal | 10 | 3 | 0 | 13 | -0.4 | SANKEY BRIDGES GT3 / WARRINGTON GT5 | 2.392 | AMBER | 0 |  |  | 0 | 0 | 0 | 10 |  |  |  |  | Red (More than 5% overloaded) | 0 | 0 | 2.11 | 60 | 68 | 4319632 | [9 empty] | Fiddlers Ferry | CARRINGTON | 5 | 2186.9 | 2186.9 | 0 | 0 | 930 | 2026-05 | [12 empty] | 53.4345 | -2.4264 | SPM-LYMM_T1_WHITELEGGS_LA_T1 | 9305970000 | SP Energy Networks open data (API key): NDP SPM primary-group polygons + Capacity Heatmaps Information Model SPM + LTDS appendices 3/6 + NSHR
3942 | 15 | UNIT 6 NORTHBANK INDUSTRIAL PARK, SIEMENS ROAD | MANCHESTER | M44 5AH | Salford |  | Workshop And Premises | industrial | 1 | 1306.86 | 14067 | GIA | 70500 | Lymm T1 / Whiteleggs La T1 | nearest-substation | 6.6 | SANKEY BRIDGES GT3 / WARRINGTON GT5 | CARRINGTON - FIDDLERS FERRY | SPM | -3.6 | primary | -3.623 | Red | 10 | 8.623 | thermal | 10 | 3 | 0 | 13 | -0.4 | SANKEY BRIDGES GT3 / WARRINGTON GT5 | 2.392 | AMBER | 0 |  |  | 0 | 0 | 0 | 10 |  |  |  |  | Red (More than 5% overloaded) | 0 | 0 | 2.08 | 59 | 68 | 4319828 | [9 empty] | Fiddlers Ferry | CARRINGTON | 5 | 2186.9 | 2186.9 | 0 | 0 | 930 | 2026-05 |  | B1 Offices and Workshop businesses | 3229 | C | Natural Gas | 3 |  | Air Conditioning | 2021-07-06 |  | 0.67 | FALSE | 53.4282 | -2.4339 | SPM-LYMM_T1_WHITELEGGS_LA_T1 | 14349512000 | SP Energy Networks open data (API key): NDP SPM primary-group polygons + Capacity Heatmaps Information Model SPM + LTDS appendices 3/6 + NSHR
3943 | 15 | LOGISTICS BUILDING, HUNTSMAN DRIVE | MANCHESTER | M44 5EG | Salford |  | Warehouse And Premises | industrial | 1 | 1297.06 | 13961 | GIA | 88500 | Lymm T1 / Whiteleggs La T1 | nearest-substation | 7.46 | SANKEY BRIDGES GT3 / WARRINGTON GT5 | CARRINGTON - FIDDLERS FERRY | SPM | -3.6 | primary | -3.623 | Red | 10 | 8.623 | thermal | 10 | 3 | 0 | 13 | -0.4 | SANKEY BRIDGES GT3 / WARRINGTON GT5 | 2.392 | AMBER | 0 |  |  | 0 | 0 | 0 | 10 |  |  |  |  | Red (More than 5% overloaded) | 0 | 0 | 2.06 | 32 | 68 | 4319934 | [9 empty] | Fiddlers Ferry | CARRINGTON | 5 | 2186.9 | 2186.9 | 0 | 0 | 930 | 2026-05 | 10004676585 | B2 to B7 General Industrial and Special Industrial Groups | 585 | D | Natural Gas | 3 |  | Heating and Natural Ventilation | 2012-12-13 |  | 0.5 | FALSE | 53.4345 | -2.4264 | SPM-LYMM_T1_WHITELEGGS_LA_T1 | 10822025000 | SP Energy Networks open data (API key): NDP SPM primary-group polygons + Capacity Heatmaps Information Model SPM + LTDS appendices 3/6 + NSHR
3944 | 15 | UNITS 4 & 5, FAIRHILLS INDUSTRIAL ESTATE, WOODROW WAY | MANCHESTER | M44 6ZQ | Salford |  | Warehouse And Premises | industrial | 1 | 1267.03 | 13638 | GIA | 63500 | Lymm T1 / Whiteleggs La T1 | nearest-substation | 7.78 | SANKEY BRIDGES GT3 / WARRINGTON GT5 | CARRINGTON - FIDDLERS FERRY | SPM | -3.6 | primary | -3.623 | Red | 10 | 8.623 | thermal | 10 | 3 | 0 | 13 | -0.4 | SANKEY BRIDGES GT3 / WARRINGTON GT5 | 2.392 | AMBER | 0 |  |  | 0 | 0 | 0 | 10 |  |  |  |  | Red (More than 5% overloaded) | 0 | 0 | 2.01 | 32 | 68 | 4320257 | [9 empty] | Fiddlers Ferry | CARRINGTON | 5 | 2186.9 | 2186.9 | 0 | 0 | 930 | 2026-05 | [12 empty] | 53.4376 | -2.4253 | SPM-LYMM_T1_WHITELEGGS_LA_T1 | 14863397000 | SP Energy Networks open data (API key): NDP SPM primary-group polygons + Capacity Heatmaps Information Model SPM + LTDS appendices 3/6 + NSHR
3945 | 15 | UNITS 15/16, WHARFSIDE BUSINESS PARK, IRLAM WHARF ROAD | MANCHESTER | M44 5PN | Salford |  | Warehouse, Offices And Premises | industrial | 1 | 1202.4 | 12943 | GIA | 92500 | Lymm T1 / Whiteleggs La T1 | nearest-substation | 7.76 | SANKEY BRIDGES GT3 / WARRINGTON GT5 | CARRINGTON - FIDDLERS FERRY | SPM | -3.6 | primary | -3.623 | Red | 10 | 8.623 | thermal | 10 | 3 | 0 | 13 | -0.4 | SANKEY BRIDGES GT3 / WARRINGTON GT5 | 2.392 | AMBER | 0 |  |  | 0 | 0 | 0 | 10 |  |  |  |  | Red (More than 5% overloaded) | 0 | 0 | 1.91 | 84 | 68 | 4320952 | [9 empty] | Fiddlers Ferry | CARRINGTON | 5 | 2186.9 | 2186.9 | 0 | 0 | 930 | 2026-05 | 10007897735 | Storage or Distribution | 1164 | C | Natural Gas | 3 | 3 | Heating and Natural Ventilation | 2025-07-01 |  | 1 | FALSE | 53.4344 | -2.4185 | SPM-LYMM_T1_WHITELEGGS_LA_T1 | 6391385000 | SP Energy Networks open data (API key): NDP SPM primary-group polygons + Capacity Heatmaps Information Model SPM + LTDS appendices 3/6 + NSHR
3946 | 15 | UNIT 3, NORTHBANK INDUSTRIAL PARK, HUNTSMANS DRIVE | MANCHESTER | M44 5BL | Salford |  | Warehouse And Premises | industrial | 1 | 1188.99 | 12798 | GIA | 99500 | Lymm T1 / Whiteleggs La T1 | nearest-substation | 6.78 | SANKEY BRIDGES GT3 / WARRINGTON GT5 | CARRINGTON - FIDDLERS FERRY | SPM | -3.6 | primary | -3.623 | Red | 10 | 8.623 | thermal | 10 | 3 | 0 | 13 | -0.4 | SANKEY BRIDGES GT3 / WARRINGTON GT5 | 2.392 | AMBER | 0 |  |  | 0 | 0 | 0 | 10 |  |  |  |  | Red (More than 5% overloaded) | 0 | 0 | 1.89 | 30 | 68 | 4321097 | [9 empty] | Fiddlers Ferry | CARRINGTON | 5 | 2186.9 | 2186.9 | 0 | 0 | 930 | 2026-05 | [12 empty] | 53.4286 | -2.4302 | SPM-LYMM_T1_WHITELEGGS_LA_T1 | 8099885000 | SP Energy Networks open data (API key): NDP SPM primary-group polygons + Capacity Heatmaps Information Model SPM + LTDS appendices 3/6 + NSHR
3947 | 15 | BTS DISTRIBUTION, MANCHESTER ROAD | MANCHESTER | M31 4BD | Trafford |  | Warehouse And Premises | industrial | 1 | 1184 | 12744 | GIA | 148000 | Lymm T1 / Whiteleggs La T1 | nearest-substation | 8.7 | SANKEY BRIDGES GT3 / WARRINGTON GT5 | CARRINGTON - FIDDLERS FERRY | SPM | -3.6 | primary | -3.623 | Red | 10 | 8.623 | thermal | 10 | 3 | 0 | 13 | -0.4 | SANKEY BRIDGES GT3 / WARRINGTON GT5 | 2.392 | AMBER | 0 |  |  | 0 | 0 | 0 | 10 |  |  |  |  | Red (More than 5% overloaded) | 0 | 0 | 1.88 | 30 | 68 | 4321151 | [9 empty] | Fiddlers Ferry | CARRINGTON | 5 | 2186.9 | 2186.9 | 0 | 0 | 930 | 2026-05 | [12 empty] | 53.4316 | -2.3935 | SPM-LYMM_T1_WHITELEGGS_LA_T1 | 206953116 | SP Energy Networks open data (API key): NDP SPM primary-group polygons + Capacity Heatmaps Information Model SPM + LTDS appendices 3/6 + NSHR
3948 | 15 | 632, LIVERPOOL ROAD | MANCHESTER | M44 5AD | Salford |  | Warehouse And Premises | industrial | 1 | 1130 | 12163 | GIA | 70000 | Lymm T1 / Whiteleggs La T1 | nearest-substation | 7.09 | SANKEY BRIDGES GT3 / WARRINGTON GT5 | CARRINGTON - FIDDLERS FERRY | SPM | -3.6 | primary | -3.623 | Red | 10 | 8.623 | thermal | 10 | 3 | 0 | 13 | -0.4 | SANKEY BRIDGES GT3 / WARRINGTON GT5 | 2.392 | AMBER | 0 |  |  | 0 | 0 | 0 | 10 |  |  |  |  | Red (More than 5% overloaded) | 0 | 0 | 1.8 | 28 | 68 | 4321732 | [9 empty] | Fiddlers Ferry | CARRINGTON | 5 | 2186.9 | 2186.9 | 0 | 0 | 930 | 2026-05 | 100012712530 | A1/A2 Retail and Financial/Professional services | 567 | C | Other | 3 |  | Unconditioned | 2012-04-23 |  | 0.5 | FALSE | 53.4331 | -2.4327 | SPM-LYMM_T1_WHITELEGGS_LA_T1 | 9131262000 | SP Energy Networks open data (API key): NDP SPM primary-group polygons + Capacity Heatmaps Information Model SPM + LTDS appendices 3/6 + NSHR
3949 | 15 | JOHN LENNIE AGRICULTURAL ENGINEER R/O 12, CHAPEL LANE | WARRINGTON | WA3 6HG | Warrington |  | Workshop And Premises | industrial | 1 | 1097.24 | 11811 | GIA | 33500 | Lymm T1 / Whiteleggs La T1 | nearest-substation | 3.91 | SANKEY BRIDGES GT3 / WARRINGTON GT5 | CARRINGTON - FIDDLERS FERRY | SPM | -3.6 | primary | -3.623 | Red | 10 | 8.623 | thermal | 10 | 3 | 0 | 13 | -0.4 | SANKEY BRIDGES GT3 / WARRINGTON GT5 | 2.392 | AMBER | 0 |  |  | 0 | 0 | 0 | 10 |  |  |  |  | Red (More than 5% overloaded) | 0 | 0 | 1.74 | 49 | 68 | 4322084 | [9 empty] | Fiddlers Ferry | CARRINGTON | 5 | 2186.9 | 2186.9 | 0 | 0 | 930 | 2026-05 | [12 empty] | 53.4121 | -2.4675 | SPM-LYMM_T1_WHITELEGGS_LA_T1 | 69637137 | SP Energy Networks open data (API key): NDP SPM primary-group polygons + Capacity Heatmaps Information Model SPM + LTDS appendices 3/6 + NSHR
3950 | 15 | AUTO ELECTRICAL SERVICES (M/CR) LTD 16, NORTHBANK INDUSTRIAL PARK, HUNTSMANS DRIVE | MANCHESTER | M44 5EG | Salford |  | Workshop And Premises | industrial | 1 | 1093 | 11765 | GIA | 86000 | Lymm T1 / Whiteleggs La T1 | nearest-substation | 7.46 | SANKEY BRIDGES GT3 / WARRINGTON GT5 | CARRINGTON - FIDDLERS FERRY | SPM | -3.6 | primary | -3.623 | Red | 10 | 8.623 | thermal | 10 | 3 | 0 | 13 | -0.4 | SANKEY BRIDGES GT3 / WARRINGTON GT5 | 2.392 | AMBER | 0 |  |  | 0 | 0 | 0 | 10 |  |  |  |  | Red (More than 5% overloaded) | 0 | 0 | 1.74 | 49 | 68 | 4322130 | [9 empty] | Fiddlers Ferry | CARRINGTON | 5 | 2186.9 | 2186.9 | 0 | 0 | 930 | 2026-05 | [12 empty] | 53.4345 | -2.4264 | SPM-LYMM_T1_WHITELEGGS_LA_T1 | 777207000 | SP Energy Networks open data (API key): NDP SPM primary-group polygons + Capacity Heatmaps Information Model SPM + LTDS appendices 3/6 + NSHR
3951 | 15 | UNIT 4A, STRETTON DISTRIBUTION CENTRE, GRAPPENHALL LANE | WARRINGTON | WA4 4QT | Warrington |  | Warehouse And Premises | industrial | 1 | 1092.42 | 11759 | GIA | 55500 | Lymm T1 / Whiteleggs La T1 | inside-area | 3.8 | SANKEY BRIDGES GT3 / WARRINGTON GT5 | CARRINGTON - FIDDLERS FERRY | SPM | -3.6 | primary | -3.623 | Red | 10 | 8.623 | thermal | 10 | 3 | 0 | 13 | -0.4 | SANKEY BRIDGES GT3 / WARRINGTON GT5 | 2.392 | AMBER | 0 |  |  | 0 | 0 | 0 | 10 |  |  |  |  | Red (More than 5% overloaded) | 0 | 0 | 1.74 | 27 | 68 | 4322136 | [9 empty] | Fiddlers Ferry | CARRINGTON | 5 | 2186.9 | 2186.9 | 0 | 0 | 930 | 2026-05 | 10008652966 | General Industrial and Special Industrial Groups | 1421 | C | Grid Supplied Electricity | 3 |  | Heating and Natural Ventilation | 2026-03-29 |  | 1 | FALSE | 53.3563 | -2.5333 | SPM-LYMM_T1_WHITELEGGS_LA_T1 | 1696246000 | SP Energy Networks open data (API key): NDP SPM primary-group polygons + Capacity Heatmaps Information Model SPM + LTDS appendices 3/6 + NSHR
3952 | 15 | UNIT 1, BRIDGE POINT ENTERPRISE EAST, SELINAS LANE | DAGENHAM | RM8 1QG | Barking & Dagenham |  | Warehouse And Premises | industrial | 6 | 27591.62 | 296993 | GIA | 2945000 |  | no-geocode | [33 empty] | 43.85 | 690 | [35 empty] | 15025216000;15016576000;15025222000;15016345000;15016568000;15016569000
3953 | 15 | UNITS 1 & 2 AT TITAN KNOWSLEY, EAST LANCASHIRE ROAD | LIVERPOOL | L33 7TU | Knowsley |  | Warehouse And Premises | industrial | 1 | 27096.82 | 291667 | GIA | 1760000 | Kelco T1 / News International T1 / News International T2 / Palco T1 / Southdene T1 | inside-area | 0.92 | GILLMOSS GT1 / KIRKBY GT2 / SIMONSWOOD GT1 | KIRKBY | SPM |  | unknown-primary | [5 empty] | 0 | 0 | 0 | 0 |  | GILLMOSS GT1 / KIRKBY GT2 / SIMONSWOOD GT1 |  |  | 0 |  |  | 0 | 0 | 0 | [8 empty] | 43.06 | 677 | 67 | 4404525 | [9 empty] | Kirkby (_D) | KIRKBY | 4 | 514 | 514 | 400 | 0 | 0 | 2027-08 | [12 empty] | 53.4666 | -2.8578 | SPM-KELCO_T1_NEWS_INTERNATIONAL_T1_NEWS_INTERNATIONAL_T2_PALCO_T | 12083577000 | SP Energy Networks open data (API key): NDP SPM primary-group polygons + Capacity Heatmaps Information Model SPM + LTDS appendices 3/6 + NSHR
3954 | 15 | NOVELLIS, THELWALL LANE | WARRINGTON | WA4 1NP | Warrington |  | Workshop And Premises | industrial | 1 | 26879.12 | 289324 | GIA | 825000 | British Aluminium Latchford T1 / Greenhall Whitley T1 / Latchford T1 / Latchford T2 / Thames Board Mill T1 | inside-area | 1.8 | SANKEY BRIDGES GT3 / WARRINGTON GT5 | CARRINGTON - FIDDLERS FERRY | SPM |  | unknown-primary | [5 empty] | 0 | 0 | 0 | 0 |  | SANKEY BRIDGES GT3 / WARRINGTON GT5 |  |  | 0 |  |  | 0 | 0 | 0 | [8 empty] | 42.71 | 1210 | 25 | 782593 | [9 empty] | Fiddlers Ferry | CARRINGTON | 5 | 2186.9 | 2186.9 | 0 | 0 | 930 | 2026-05 | [12 empty] | 53.3828 | -2.5457 | SPM-BRITISH_ALUMINIUM_LATCHFORD_T1_GREENHALL_WHITLEY_T1_LATCHFOR | 8248812000 | SP Energy Networks open data (API key): NDP SPM primary-group polygons + Capacity Heatmaps Information Model SPM + LTDS appendices 3/6 + NSHR
3955 | 15 | ADJ S2 BERTH, SEAFORTH CONTAINER TERMINAL | LIVERPOOL | L21 1ZA | Sefton | CARGILL UK LTD | Warehouse And Premises | industrial | 1 | 24709.11 | 265966 | GIA | 815000 |  | no-geocode | [33 empty] | 39.26 | 618 | [35 empty] | 413986134
3956 | 15 | GKN AEROSPACE SERVICES, SAUNDERS WAY | EAST COWES | PO32 3LR | Isle Of Wight |  | Factory And Premises | industrial | 1 | 24648.66 | 265316 | GIA | 795000 |  | no-geocode | [33 empty] | 39.17 | 1479 | [35 empty] | 8909253000
3957 | 15 | CODNOR GATE INDUSTRIAL EST | RIPLEY | DE56 2BR | Amber Valley | BONAR & FLOTEX LTD | Factory And Premises | industrial | 1 | 23743.2 | 255569 | GIA | 550000 |  | no-geocode | [33 empty] | 37.73 | 1425 | [35 empty] | 221561042
3958 | 15 | SOUTH WAREHOUSE, STANLEY MATTHEWS WAY, EASTERN RISE, TRENTHAM LAKES | STOKE-ON-TRENT | ST4 4WG | Stoke On Trent |  | Warehouse And Premises | industrial | 1 | 22395.4 | 241062 | GIA | 1480000 |  | no-geocode | [33 empty] | 35.59 | 560 | [35 empty] | 15015521000
3959 | 15 | HANGAR 1 WESTERN MAINTENANCE AREA MANCHESTER AIRPORT, RUNGER LANE | MANCHESTER | M90 5FL | Manchester |  | Hangar And Premises | industrial | 1 | 22214.51 | 239115 | GIA | 1670000 | Ringway T1 | inside-area | 1.54 | ELWORTH GT1 / ELWORTH GT2 / KNUTSFORD GT1 / KNUTSFORD GT2 | CARRINGTON - FIDDLERS FERRY | SPM |  | unknown-primary | [5 empty] | 0 | 0 | 0 | 0 |  | ELWORTH GT1 / ELWORTH GT2 / KNUTSFORD GT1 / KNUTSFORD GT2 |  |  | 0 |  |  | 0 | 0 | 0 | [8 empty] | 35.3 | 555 | 120 | 5222474 | [9 empty] | Fiddlers Ferry | CARRINGTON | 5 | 2186.9 | 2186.9 | 0 | 0 | 930 | 2026-05 |  | B1 Offices and Workshop businesses | 24498 | D | Grid Supplied Electricity | 5 | 3 | Heating and Natural Ventilation | 2021-11-24 |  | 0.88 | FALSE | 53.3591 | -2.282 | SPM-RINGWAY_T1 | 7656154000 | SP Energy Networks open data (API key): NDP SPM primary-group polygons + Capacity Heatmaps Information Model SPM + LTDS appendices 3/6 + NSHR
3960 | 15 | VENUS 217, DELPHI TRADING ESTATE, MOORGATE ROAD | LIVERPOOL | L33 7XL | Knowsley |  | Warehouse And Premises | industrial | 1 | 21208.89 | 228290 | GIA | 1420000 | Kelco T1 / News International T1 / News International T2 / Palco T1 / Southdene T1 | inside-area | 1.61 | GILLMOSS GT1 / KIRKBY GT2 / SIMONSWOOD GT1 | KIRKBY | SPM |  | unknown-primary | [5 empty] | 0 | 0 | 0 | 0 |  | GILLMOSS GT1 / KIRKBY GT2 / SIMONSWOOD GT1 |  |  | 0 |  |  | 0 | 0 | 0 | [8 empty] | 33.7 | 530 | 67 | 4467902 | [9 empty] | Kirkby (_D) | KIRKBY | 4 | 514 | 514 | 400 | 0 | 0 | 2027-08 | [12 empty] | 53.4737 | -2.8651 | SPM-KELCO_T1_NEWS_INTERNATIONAL_T1_NEWS_INTERNATIONAL_T2_PALCO_T | 13955903000 | SP Energy Networks open data (API key): NDP SPM primary-group polygons + Capacity Heatmaps Information Model SPM + LTDS appendices 3/6 + NSHR
3961 | 15 | BUILDING 557, CARGO TERMINAL | HOUNSLOW | TW6 1ZZ | Hillingdon |  | Warehouse, Office And Premises; Workshop And Premises | industrial | 2 | 19857.44 | 213743 | GIA | 6060000 |  | no-geocode | [33 empty] | 31.56 | 894 | [35 empty] | 567405065;567412065
3962 | 15 | SPEEDIBAKE LTD, CROSS LANE | BRADFORD | BD4 8TX | Bradford |  | Factory And Premises | industrial | 1 | 18894.66 | 203380 | GIA | 725000 |  | no-geocode | [33 empty] | 30.03 | 1134 | [35 empty] | 231680241
3963 | 15 | UNIT 1, MOORGATE POINT, MOORGATE ROAD | LIVERPOOL | L33 7HX | Knowsley |  | Warehouse And Premises; Workshop And Premises | industrial | 3 | 18641.85 | 200659 | GIA | 617500 |  | no-geocode | [33 empty] | 29.62 | 839 | [35 empty] | 4752698000;9513597000;2472202000
3964 | 15 | AINSWORTH LANE | PRESCOT | L34 9EU | Knowsley | MATALAN | Warehouse And Premises | industrial | 1 | 18492 | 199046 | GIA | 1170000 | Kelco T1 / News International T1 / News International T2 / Palco T1 / Southdene T1 | inside-area | 1.41 | GILLMOSS GT1 / KIRKBY GT2 / SIMONSWOOD GT1 | KIRKBY | SPM |  | unknown-primary | [5 empty] | 0 | 0 | 0 | 0 |  | GILLMOSS GT1 / KIRKBY GT2 / SIMONSWOOD GT1 |  |  | 0 |  |  | 0 | 0 | 0 | [8 empty] | 29.39 | 462 | 67 | 4497146 | [9 empty] | Kirkby (_D) | KIRKBY | 4 | 514 | 514 | 400 | 0 | 0 | 2027-08 | 40000249 | B8 Storage or Distribution | 17411 | F | Oil | 3 | 1 | Heating and Natural Ventilation | 2015-03-26 |  | 1 | FALSE | 53.4628 | -2.8642 | SPM-KELCO_T1_NEWS_INTERNATIONAL_T1_NEWS_INTERNATIONAL_T2_PALCO_T | 2110113000 | SP Energy Networks open data (API key): NDP SPM primary-group polygons + Capacity Heatmaps Information Model SPM + LTDS appendices 3/6 + NSHR
3965 | 15 | VACANT NORTH WAREHOUSE, STANLEY MATTHEWS WAY, EASTERN RISE, TRENTHAM LAKES | STOKE-ON-TRENT | ST4 4WG | Stoke On Trent |  | Warehouse And Premises | industrial | 1 | 18444.3 | 198533 | GIA | 1220000 |  | no-geocode | [33 empty] | 29.31 | 461 | [35 empty] | 15015523000
3966 | 15 | UNITS 5A & 5B, MOORGATE POINT, MOORGATE ROAD | LIVERPOOL | L33 7HX | Knowsley |  | Warehouse And Premises | industrial | 1 | 18156.9 | 195439 | GIA | 540000 |  | no-geocode | [33 empty] | 28.85 | 454 | [35 empty] | 9513608000
3967 | 15 | 3000, WESTERN APPROACH BUSINESS PARK | BRISTOL | BS35 4HU | South Gloucestershire |  | Warehouse And Premises | industrial | 1 | 18114.55 | 194983 | GIA | 1260000 |  | no-geocode | [33 empty] | 28.79 | 453 | [35 empty] | 2527779000
3968 | 15 | ALTAI GROUP LTD, LANCOTS LANE | ST HELENS | WA9 3EX | St Helens |  | Warehouse And Premises | industrial | 1 | 17727.88 | 190821 | GIA | 440000 | Almatex T1 / St Helens Wwtw T1 / Watery La T2 / Ex Delta Metals T1 | inside-area | 1.56 | BOLD G2B / RAVENHEAD G1A2 / ST HELENS GT2A | RAINHILL | SPM |  | unknown-primary | [5 empty] | 0 | 0 | 0 | 0 |  | BOLD G2B / RAVENHEAD G1A2 / ST HELENS GT2A |  |  | 0 |  |  | 0 | 0 | 0 | [8 empty] | 28.17 | 443 | 70 | 5645887 | [9 empty] | Rainhill | RAINHILL | 1 | 85.5 | 85.5 | 0 | 0 | 57 | 2026-09 | [12 empty] | 53.4398 | -2.7091 | SPM-ALMATEX_T1_ST_HELENS_WWTW_T1_WATERY_LA_T2_EX_DELTA_METALS_T1 | 8106877000 | SP Energy Networks open data (API key): NDP SPM primary-group polygons + Capacity Heatmaps Information Model SPM + LTDS appendices 3/6 + NSHR
3969 | 15 | PROCTER & GAMBLE LTD, WHITLEY ROAD | NEWCASTLE UPON TYNE | NE12 9JE | North Tyneside |  | Factory And Premises | industrial | 1 | 16955.5 | 182507 | GIA | 915000 |  | no-geocode | [33 empty] | 26.94 | 1017 | [35 empty] | 267224092
3970 | 15 | FINE LADY BAKERIES 125, GRIMSHAW LANE | MANCHESTER | M40 6AX | Manchester |  | Factory And Premises | industrial | 1 | 16796.82 | 180799 | GIA | 1160000 |  | no-geocode | [33 empty] | 26.69 | 1008 | [35 empty] | 7627825000
3971 | 15 | ADLIB HOUSE, KITLING ROAD | PRESCOT | L34 9JS | Knowsley |  | Factory And Premises | industrial | 2 | 16764.8 | 180455 | GIA | 970000 | Kelco T1 / News International T1 / News International T2 / Palco T1 / Southdene T1 | inside-area | 1.33 | GILLMOSS GT1 / KIRKBY GT2 / SIMONSWOOD GT1 | KIRKBY | SPM |  | unknown-primary | [5 empty] | 0 | 0 | 0 | 0 |  | GILLMOSS GT1 / KIRKBY GT2 / SIMONSWOOD GT1 |  |  | 0 |  |  | 0 | 0 | 0 | [8 empty] | 26.64 | 1006 | 67 | 4515737 | [9 empty] | Kirkby (_D) | KIRKBY | 4 | 514 | 514 | 400 | 0 | 0 | 2027-08 | 40071885 | B1 Offices and Workshop businesses | 17345 | D | Natural Gas | 4 | 2 | Air Conditioning | 2016-11-29 |  | 0.5 | FALSE | 53.4604 | -2.8612 | SPM-KELCO_T1_NEWS_INTERNATIONAL_T1_NEWS_INTERNATIONAL_T2_PALCO_T | 12010987000;12010987000 | SP Energy Networks open data (API key): NDP SPM primary-group polygons + Capacity Heatmaps Information Model SPM + LTDS appendices 3/6 + NSHR
3972 | 15 | NO 2 AND NO 5, HANGAR, MANCHESTER AIRPORT | MANCHESTER | M90 5AE | Manchester |  | Hangar And Premises | industrial | 1 | 16229.08 | 174688 | GIA | 1300000 | Ringway T1 | inside-area | 1.48 | ELWORTH GT1 / ELWORTH GT2 / KNUTSFORD GT1 / KNUTSFORD GT2 | CARRINGTON - FIDDLERS FERRY | SPM |  | unknown-primary | [5 empty] | 0 | 0 | 0 | 0 |  | ELWORTH GT1 / ELWORTH GT2 / KNUTSFORD GT1 / KNUTSFORD GT2 |  |  | 0 |  |  | 0 | 0 | 0 | [8 empty] | 25.79 | 406 | 120 | 5286901 | [9 empty] | Fiddlers Ferry | CARRINGTON | 5 | 2186.9 | 2186.9 | 0 | 0 | 930 | 2026-05 | [12 empty] | 53.357 | -2.2833 | SPM-RINGWAY_T1 | 15098009000 | SP Energy Networks open data (API key): NDP SPM primary-group polygons + Capacity Heatmaps Information Model SPM + LTDS appendices 3/6 + NSHR
3973 | 15 | ROYAL MAIL WESTERN APPROACH DISTRIBUTION PARK, SEVERN ROAD | BRISTOL | BS35 4UU | South Gloucestershire |  | Warehouse And Premises | industrial | 1 | 16144.3 | 173776 | GIA | 1170000 |  | no-geocode | [33 empty] | 25.65 | 404 | [35 empty] | 1049537000
3974 | 15 | UNIT 14 SOUTH VIEW ESTATE | CULLOMPTON | EX15 2GW | Mid Devon |  | Warehouse And Premises | industrial | 1 | 16127.49 | 173595 | GIA | 615000 |  | no-geocode | [33 empty] | 25.63 | 403 | [35 empty] | 8217556000
3975 | 15 | MAKRO, HORN HOUSE LANE | LIVERPOOL | L33 7YQ | Knowsley |  | Wholesale Warehouse And Premises | industrial | 1 | 15971.3 | 171913 | GIA | 560000 | Kelco T1 / News International T1 / News International T2 / Palco T1 / Southdene T1 | inside-area | 0.78 | GILLMOSS GT1 / KIRKBY GT2 / SIMONSWOOD GT1 | KIRKBY | SPM |  | unknown-primary | [5 empty] | 0 | 0 | 0 | 0 |  | GILLMOSS GT1 / KIRKBY GT2 / SIMONSWOOD GT1 |  |  | 0 |  |  | 0 | 0 | 0 | [8 empty] | 25.38 | 399 | 67 | 4524279 | [9 empty] | Kirkby (_D) | KIRKBY | 4 | 514 | 514 | 400 | 0 | 0 | 2027-08 | [12 empty] | 53.4697 | -2.8545 | SPM-KELCO_T1_NEWS_INTERNATIONAL_T1_NEWS_INTERNATIONAL_T2_PALCO_T | 391863134 | SP Energy Networks open data (API key): NDP SPM primary-group polygons + Capacity Heatmaps Information Model SPM + LTDS appendices 3/6 + NSHR
3976 | 15 | 58-67, BRADFORD STREET | BIRMINGHAM | B12 6HX | Birmingham |  | Warehouse And Premises | industrial | 2 | 15009.53 | 161561 | GIA | 176500 |  | no-geocode | [33 empty] | 23.85 | 375 | [35 empty] | 272613000;272616000
3977 | 15 | F BALL & CO LTD, CHURNETSIDE BUSINESS PARK, STATION ROAD | LEEK | ST13 6RS | Staffordshire Moorlands |  | Warehouse And Premises | industrial | 1 | 14730.62 | 158559 | GIA | 460000 |  | no-geocode | [33 empty] | 23.41 | 368 | [35 empty] | 289075236
3978 | 15 | DNATA CITY NORTH 2, PINFOLD LANE, MANCHESTER AIRPORT | MANCHESTER | M90 5YF | Manchester |  | Warehouse And Premises | industrial | 1 | 14155.9 | 152373 | GIA | 1340000 | Ringway T1 | inside-area | 1.33 | ELWORTH GT1 / ELWORTH GT2 / KNUTSFORD GT1 / KNUTSFORD GT2 | CARRINGTON - FIDDLERS FERRY | SPM |  | unknown-primary | [5 empty] | 0 | 0 | 0 | 0 |  | ELWORTH GT1 / ELWORTH GT2 / KNUTSFORD GT1 / KNUTSFORD GT2 |  |  | 0 |  |  | 0 | 0 | 0 | [8 empty] | 22.5 | 354 | 120 | 5309216 | [9 empty] | Fiddlers Ferry | CARRINGTON | 5 | 2186.9 | 2186.9 | 0 | 0 | 930 | 2026-05 | [12 empty] | 53.3581 | -2.2852 | SPM-RINGWAY_T1 | 13216395000 | SP Energy Networks open data (API key): NDP SPM primary-group polygons + Capacity Heatmaps Information Model SPM + LTDS appendices 3/6 + NSHR
3979 | 15 | UNIT 1 AT 288-300, BROMFORD CENTRAL, BROMFORD LANE | BIRMINGHAM | B8 2SP | Birmingham |  | Warehouse And Premises | industrial | 6 | 14051.94 | 151254 | GIA | 971000 |  | no-geocode | [33 empty] | 22.33 | 351 | [35 empty] | 15053366000;3049198000;15053367000;3049198000;5948678000;5948677000
3980 | 15 | MALLARD HOUSE AND FOSS HOUSE, PEASHOLME GREEN | YORK | YO1 4TA | City Of York |  | Offices And Premises | office | 1 | 13081.3 | 140806 | NIA | 1850000 |  | no-geocode | [33 empty] | 20.79 | 916 | [35 empty] | 905626000
3981 | 15 | BIRMINGHAM MIDSHIRES BS, PENDEFORD BUSINESS PARK, WOBASTON ROAD | WOLVERHAMPTON | WV9 5HG | Wolverhampton |  | Offices And Premises | office | 1 | 12220.49 | 131540 | NIA | 1330000 |  | no-geocode | [33 empty] | 19.42 | 855 | [35 empty] | 233193226
3982 | 15 | 3RD FLR 5, ST PAULS SQUARE | LIVERPOOL | L3 9SJ | Liverpool | DENHOLM LOGISTICS GROUP LTD | Offices And Premises | office | 6 | 11993.01 | 129092 | NIA | 2061500 | Ex Bixteth St T1 / Littlewoods T1 / Pall Mall T1 | inside-area | 0.09 | BURLINGTON ST GT2 / LISTER DV B GT1 / PARADISE ST GT1 | LISTER DRIVE | SPM |  | unknown-primary | [5 empty] | 0 | 0 | 0 | 0 |  | BURLINGTON ST GT2 / LISTER DV B GT1 / PARADISE ST GT1 |  |  | 0 |  |  | 0 | 0 | 0 | [8 empty] | 19.06 | 840 | 9 | 543203 | [9 empty] | Lister Drive | LISTER DRIVE | 2 | 114 | 114 | 0 | 57 | 20 | 2026-09 | 38251169 | Offices and Workshop Businesses | 15211 | B | Grid Supplied Electricity | 4 |  | Mixed-mode with Mechanical Ventilation | 2025-12-02 |  | 1 | FALSE | 53.4102 | -2.9938 | SPM-EX_BIXTETH_ST_T1_LITTLEWOODS_T1_PALL_MALL_T1 | 10632436000;8193011000;13774851000;13774853000;11969561000;11150862000 | SP Energy Networks open data (API key): NDP SPM primary-group polygons + Capacity Heatmaps Information Model SPM + LTDS appendices 3/6 + NSHR
3983 | 15 | CARDIFF UNIVERSITY HEATH PARK WEST, ST AGNES ROAD | CARDIFF | CF14 4AZ | Cardiff |  | Offices And Premises | office | 1 | 11867.53 | 127741 | NIA | 635000 |  | no-geocode | [33 empty] | 18.86 | 831 | [35 empty] | 13887107000
3984 | 15 | CONCORDE HOUSE CONCORDE BUSINESS PARK, THREAPWOOD ROAD | MANCHESTER | M22 0SP | Manchester |  | Offices And Premises | office | 1 | 9676.23 | 104154 | NIA | 1590000 | Ringway T1 | nearest-substation | 3.67 | ELWORTH GT1 / ELWORTH GT2 / KNUTSFORD GT1 / KNUTSFORD GT2 | CARRINGTON - FIDDLERS FERRY | SPM |  | unknown-primary | [5 empty] | 0 | 0 | 0 | 0 |  | ELWORTH GT1 / ELWORTH GT2 / KNUTSFORD GT1 / KNUTSFORD GT2 |  |  | 0 |  |  | 0 | 0 | 0 | [8 empty] | 15.38 | 677 | 120 | 5357435 | [9 empty] | Fiddlers Ferry | CARRINGTON | 5 | 2186.9 | 2186.9 | 0 | 0 | 930 | 2026-05 | [12 empty] | 53.3714 | -2.2536 | SPM-RINGWAY_T1 | 3036669000 | SP Energy Networks open data (API key): NDP SPM primary-group polygons + Capacity Heatmaps Information Model SPM + LTDS appendices 3/6 + NSHR
3985 | 15 | CABLE & WIRELESS ATLAS BUSINESS PARK, SIMONSWAY | MANCHESTER | M22 5RR | Manchester |  | Offices And Premises | office | 1 | 9459.43 | 101820 | NIA | 1250000 | Ringway T1 | nearest-substation | 3.95 | ELWORTH GT1 / ELWORTH GT2 / KNUTSFORD GT1 / KNUTSFORD GT2 | CARRINGTON - FIDDLERS FERRY | SPM |  | unknown-primary | [5 empty] | 0 | 0 | 0 | 0 |  | ELWORTH GT1 / ELWORTH GT2 / KNUTSFORD GT1 / KNUTSFORD GT2 |  |  | 0 |  |  | 0 | 0 | 0 | [8 empty] | 15.03 | 662 | 120 | 5359769 | [9 empty] | Fiddlers Ferry | CARRINGTON | 5 | 2186.9 | 2186.9 | 0 | 0 | 930 | 2026-05 | [12 empty] | 53.3705 | -2.2485 | SPM-RINGWAY_T1 | 2205653000 | SP Energy Networks open data (API key): NDP SPM primary-group polygons + Capacity Heatmaps Information Model SPM + LTDS appendices 3/6 + NSHR
3986 | 15 | PT BST PT LGND PT GND & PT 1ST FLOORS, OLD HALL STREET | LIVERPOOL | L3 9PP | Liverpool |  | Offices And Premises | office | 1 | 8501.89 | 91513 | NIA | 1020000 | Ex Bixteth St T1 / Littlewoods T1 / Pall Mall T1 | inside-area | 0.2 | BURLINGTON ST GT2 / LISTER DV B GT1 / PARADISE ST GT1 | LISTER DRIVE | SPM |  | unknown-primary | [5 empty] | 0 | 0 | 0 | 0 |  | BURLINGTON ST GT2 / LISTER DV B GT1 / PARADISE ST GT1 |  |  | 0 |  |  | 0 | 0 | 0 | [8 empty] | 13.51 | 595 | 9 | 580782 | [9 empty] | Lister Drive | LISTER DRIVE | 2 | 114 | 114 | 0 | 57 | 20 | 2026-09 | [12 empty] | 53.4093 | -2.995 | SPM-EX_BIXTETH_ST_T1_LITTLEWOODS_T1_PALL_MALL_T1 | 12366572000 | SP Energy Networks open data (API key): NDP SPM primary-group polygons + Capacity Heatmaps Information Model SPM + LTDS appendices 3/6 + NSHR
3987 | 15 | HERON HOUSE & VG TRITECH, CREWE ROAD | MANCHESTER | M23 9HZ | Manchester |  | Offices And Premises | office | 1 | 6765.45 | 72823 | NIA | 690000 | Ringway T1 | nearest-substation | 5.05 | ELWORTH GT1 / ELWORTH GT2 / KNUTSFORD GT1 / KNUTSFORD GT2 | CARRINGTON - FIDDLERS FERRY | SPM |  | unknown-primary | [5 empty] | 0 | 0 | 0 | 0 |  | ELWORTH GT1 / ELWORTH GT2 / KNUTSFORD GT1 / KNUTSFORD GT2 |  |  | 0 |  |  | 0 | 0 | 0 | [8 empty] | 10.75 | 474 | 120 | 5388766 | [9 empty] | Fiddlers Ferry | CARRINGTON | 5 | 2186.9 | 2186.9 | 0 | 0 | 930 | 2026-05 | [12 empty] | 53.4049 | -2.2999 | SPM-RINGWAY_T1 | 12798464000 | SP Energy Networks open data (API key): NDP SPM primary-group polygons + Capacity Heatmaps Information Model SPM + LTDS appendices 3/6 + NSHR
3988 | 15 | 3RD-5TH FLRS 15, ST HELENS PLACE | LONDON | EC3A 6DA | City Of London |  | Leisure Centre And Premises; Offices And Premises | office | 3 | 6693.19 | 72045 | NIA | 3840000 |  | no-geocode | [33 empty] | 10.64 | 535 | [35 empty] | 15148957000;13642431000;15148956000
3989 | 15 | 3RD-5TH & 7TH FLRS LANCASTER HOUSE, OLD HALL STREET | LIVERPOOL | L3 9PP | Liverpool |  | Offices And Premises | office | 1 | 6393 | 68814 | NIA | 745000 | Ex Bixteth St T1 / Littlewoods T1 / Pall Mall T1 | inside-area | 0.2 | BURLINGTON ST GT2 / LISTER DV B GT1 / PARADISE ST GT1 | LISTER DRIVE | SPM |  | unknown-primary | [5 empty] | 0 | 0 | 0 | 0 |  | BURLINGTON ST GT2 / LISTER DV B GT1 / PARADISE ST GT1 |  |  | 0 |  |  | 0 | 0 | 0 | [8 empty] | 10.16 | 448 | 9 | 603481 | [9 empty] | Lister Drive | LISTER DRIVE | 2 | 114 | 114 | 0 | 57 | 20 | 2026-09 | [12 empty] | 53.4093 | -2.995 | SPM-EX_BIXTETH_ST_T1_LITTLEWOODS_T1_PALL_MALL_T1 | 509283134 | SP Energy Networks open data (API key): NDP SPM primary-group polygons + Capacity Heatmaps Information Model SPM + LTDS appendices 3/6 + NSHR
3990 | 15 | PT GRD-4TH FLRS 178-180, WARDOUR STREET | LONDON | W1D 8FY | Westminster City |  | Offices And Premises | office | 1 | 6307.21 | 67890 | NIA | 5360000 |  | no-geocode | [33 empty] | 10.02 | 442 | [35 empty] | 10246995000
3991 | 15 | 5TH-8TH FLRS 8-10, MOORGATE | LONDON | EC2M 6DA | City Of London |  | Offices And Premises | office | 2 | 6306.1 | 67878 | NIA | 3460000 |  | no-geocode | [33 empty] | 10.02 | 441 | [35 empty] | 14387369000;14387247000
3992 | 15 | LEVEL 18-23 AT 22, ROPEMAKER STREET | LONDON | EC2R 9AR | Islington |  | Offices And Premises | office | 1 | 6147.4 | 66170 | NIA | 3790000 |  | no-geocode | [33 empty] | 9.77 | 430 | [35 empty] | 15000404000
3993 | 15 | GND FLR 1000 MANCHESTER BUSINESS PARK, AVIATOR WAY | MANCHESTER | M22 5TG | Manchester |  | Offices And Premises | office | 3 | 6051.68 | 65140 | NIA | 1288000 | Ringway T1 | nearest-substation | 2.8 | ELWORTH GT1 / ELWORTH GT2 / KNUTSFORD GT1 / KNUTSFORD GT2 | CARRINGTON - FIDDLERS FERRY | SPM |  | unknown-primary | [5 empty] | 0 | 0 | 0 | 0 |  | ELWORTH GT1 / ELWORTH GT2 / KNUTSFORD GT1 / KNUTSFORD GT2 |  |  | 0 |  |  | 0 | 0 | 0 | [8 empty] | 9.62 | 424 | 120 | 5396449 | [9 empty] | Fiddlers Ferry | CARRINGTON | 5 | 2186.9 | 2186.9 | 0 | 0 | 930 | 2026-05 | 10023054554 | Offices and Workshop Businesses | 1922 | B | Grid Supplied Electricity | 3 |  | Air Conditioning | 2022-11-21 |  | 1 | FALSE | 53.3673 | -2.2651 | SPM-RINGWAY_T1 | 15017974000;15017975000;7685535000 | SP Energy Networks open data (API key): NDP SPM primary-group polygons + Capacity Heatmaps Information Model SPM + LTDS appendices 3/6 + NSHR
3994 | 15 | ECHO PLACE BUILDING 95, OLD HALL STREET | LIVERPOOL | L3 9PP | Liverpool |  | Offices And Premises | office | 1 | 6044.4 | 65061 | NIA | 935000 | Ex Bixteth St T1 / Littlewoods T1 / Pall Mall T1 | inside-area | 0.2 | BURLINGTON ST GT2 / LISTER DV B GT1 / PARADISE ST GT1 | LISTER DRIVE | SPM |  | unknown-primary | [5 empty] | 0 | 0 | 0 | 0 |  | BURLINGTON ST GT2 / LISTER DV B GT1 / PARADISE ST GT1 |  |  | 0 |  |  | 0 | 0 | 0 | [8 empty] | 9.61 | 423 | 9 | 607234 | [9 empty] | Lister Drive | LISTER DRIVE | 2 | 114 | 114 | 0 | 57 | 20 | 2026-09 | 38113067 | B1 Offices and Workshop businesses | 6433 | B | Other | 3 |  | Unconditioned | 2020-03-09 |  | 1 | FALSE | 53.4093 | -2.995 | SPM-EX_BIXTETH_ST_T1_LITTLEWOODS_T1_PALL_MALL_T1 | 13976825000 | SP Energy Networks open data (API key): NDP SPM primary-group polygons + Capacity Heatmaps Information Model SPM + LTDS appendices 3/6 + NSHR
3995 | 15 | TRUSTEE SAVINGS BANK PLC, CORNFIELD DRIVE | MANCHESTER | M22 9QE | Manchester |  | Call Centre And Premises | office | 1 | 5873.84 | 63225 | NIA | 680000 | Ringway T1 | nearest-substation | 3.44 | ELWORTH GT1 / ELWORTH GT2 / KNUTSFORD GT1 / KNUTSFORD GT2 | CARRINGTON - FIDDLERS FERRY | SPM |  | unknown-primary | [5 empty] | 0 | 0 | 0 | 0 |  | ELWORTH GT1 / ELWORTH GT2 / KNUTSFORD GT1 / KNUTSFORD GT2 |  |  | 0 |  |  | 0 | 0 | 0 | [8 empty] | 9.33 | 411 | 120 | 5398364 | [9 empty] | Fiddlers Ferry | CARRINGTON | 5 | 2186.9 | 2186.9 | 0 | 0 | 930 | 2026-05 | [12 empty] | 53.3813 | -2.2682 | SPM-RINGWAY_T1 | 213805113 | SP Energy Networks open data (API key): NDP SPM primary-group polygons + Capacity Heatmaps Information Model SPM + LTDS appendices 3/6 + NSHR
3996 | 15 | 1ST-3RD 5TH 7TH 10TH & 11TH FLRS & PT 4TH 6TH 8TH 9TH & 12TH FLRS, ST MARTINS HOUSE, STANLEY PRECINCT | BOOTLE | L20 1ZA | Sefton |  | Offices And Premises | office | 1 | 5852.15 | 62992 | NIA | 312500 |  | no-geocode | [33 empty] | 9.3 | 410 | [35 empty] | 9125648000
3997 | 15 | 170, PRIESTLEY ROAD | GUILDFORD | GU1 5RQ | Guildford |  | Offices And Premises | office | 1 | 5701.47 | 61370 | NIA | 1260000 |  | no-geocode | [33 empty] | 9.06 | 399 | [35 empty] | 6833451000
3998 | 15 | RICHARD FAIRCLOUGH HOUSE, KNUTSFORD ROAD | WARRINGTON | WA4 1JW | Warrington |  | Offices And Premises | office | 1 | 5616.2 | 60452 | GIA | 435000 | British Aluminium Latchford T1 / Greenhall Whitley T1 / Latchford T1 / Latchford T2 / Thames Board Mill T1 | inside-area | 0.69 | SANKEY BRIDGES GT3 / WARRINGTON GT5 | CARRINGTON - FIDDLERS FERRY | SPM |  | unknown-primary | [5 empty] | 0 | 0 | 0 | 0 |  | SANKEY BRIDGES GT3 / WARRINGTON GT5 |  |  | 0 |  |  | 0 | 0 | 0 | [8 empty] | 8.92 | 393 | 25 | 1011465 | [9 empty] | Fiddlers Ferry | CARRINGTON | 5 | 2186.9 | 2186.9 | 0 | 0 | 930 | 2026-05 | [12 empty] | 53.3801 | -2.5628 | SPM-BRITISH_ALUMINIUM_LATCHFORD_T1_GREENHALL_WHITLEY_T1_LATCHFOR | 174657137 | SP Energy Networks open data (API key): NDP SPM primary-group polygons + Capacity Heatmaps Information Model SPM + LTDS appendices 3/6 + NSHR
3999 | 15 | LANCASTER HOUSE HAMPSHIRE COURT, MONARCH ROAD | NEWCASTLE UPON TYNE | NE4 7YE | Newcastle Upon Tyne |  | Offices And Premises | office | 1 | 5442.4 | 58581 | NIA | 500000 |  | no-geocode | [33 empty] | 8.65 | 381 | [35 empty] | 3505917000
4000 | 15 | 3300, DARESBURY PARK | WARRINGTON | WA4 4BS | Halton |  | Offices And Premises | office | 1 | 5193.65 | 55904 | NIA | 705000 | Daresbury Npl T1 / Daresbury Npl T2 / Daresbury Pk T1 | inside-area | 4.49 | DUTTON GT2 / MOORE GT1 / PERCIVAL LA GT1 | FRODSHAM - INCE | SPM |  | unknown-primary | [5 empty] | 0 | 0 | 0 | 0 |  | DUTTON GT2 / MOORE GT1 / PERCIVAL LA GT1 |  |  | 0 |  |  | 0 | 0 | 0 | [8 empty] | 8.25 | 364 | 15 | 732677 | [9 empty] | Fiddlers Ferry | FRODSHAM | 5 | 1090 | 1090 | 0 | 0 | 0 | 2029-04 | [12 empty] | 53.3333 | -2.645 | SPM-DARESBURY_NPL_T1_DARESBURY_NPL_T2_DARESBURY_PK_T1 | 14349844000 | SP Energy Networks open data (API key): NDP SPM primary-group polygons + Capacity Heatmaps Information Model SPM + LTDS appendices 3/6 + NSHR
4001 | 15 | JEANETTE WALLACE HOUSE 1, EDRIDGE ROAD | CROYDON | CR9 1FE | Croydon |  | Offices And Premises | office | 2 | 4977.72 | 53580 | NIA | 1130000 |  | no-geocode | [33 empty] | 7.91 | 348 | [35 empty] | 9587899000;9587899000
4002 | 15 | MAPLE HOUSE CONCORD BUSINESS PARK, THREAPWOOD ROAD | MANCHESTER | M22 0RR | Manchester |  | Offices And Premises | office | 2 | 4839.8 | 52095 | NIA | 842500 | Ringway T1 | nearest-substation | 3.67 | ELWORTH GT1 / ELWORTH GT2 / KNUTSFORD GT1 / KNUTSFORD GT2 | CARRINGTON - FIDDLERS FERRY | SPM |  | unknown-primary | [5 empty] | 0 | 0 | 0 | 0 |  | ELWORTH GT1 / ELWORTH GT2 / KNUTSFORD GT1 / KNUTSFORD GT2 |  |  | 0 |  |  | 0 | 0 | 0 | [8 empty] | 7.69 | 339 | 120 | 5409494 | [9 empty] | Fiddlers Ferry | CARRINGTON | 5 | 2186.9 | 2186.9 | 0 | 0 | 930 | 2026-05 | 10023052586 | B1 Offices and Workshop businesses | 2585 | B | Grid Supplied Electricity | 4 | 3 | Air Conditioning | 2022-03-03 |  | 1 | FALSE | 53.3718 | -2.2538 | SPM-RINGWAY_T1 | 7330147000;7330147000 | SP Energy Networks open data (API key): NDP SPM primary-group polygons + Capacity Heatmaps Information Model SPM + LTDS appendices 3/6 + NSHR
4003 | 15 | ENDRESS AND HAUSER, FLOATS ROAD | MANCHESTER | M23 9NF | Manchester |  | Offices And Premises | office | 1 | 4723.26 | 50841 | NIA | 550000 | Ringway T1 | nearest-substation | 3.97 | ELWORTH GT1 / ELWORTH GT2 / KNUTSFORD GT1 / KNUTSFORD GT2 | CARRINGTON - FIDDLERS FERRY | SPM |  | unknown-primary | [5 empty] | 0 | 0 | 0 | 0 |  | ELWORTH GT1 / ELWORTH GT2 / KNUTSFORD GT1 / KNUTSFORD GT2 |  |  | 0 |  |  | 0 | 0 | 0 | [8 empty] | 7.51 | 331 | 120 | 5410748 | [9 empty] | Fiddlers Ferry | CARRINGTON | 5 | 2186.9 | 2186.9 | 0 | 0 | 930 | 2026-05 | 77240972 | B1 Offices and Workshop businesses | 5472 | D | Natural Gas | 3 | 3 | Heating and Natural Ventilation | 2021-11-09 |  | 1 | FALSE | 53.3951 | -2.299 | SPM-RINGWAY_T1 | 9772560000 | SP Energy Networks open data (API key): NDP SPM primary-group polygons + Capacity Heatmaps Information Model SPM + LTDS appendices 3/6 + NSHR
4004 | 15 | (EXCL GND FLR NTH & 2ND FLR NTH) BST-3RD FLRS 8-10, MOORGATE | LONDON | EC2M 6DA | City Of London |  | Offices And Premises | office | 1 | 4646.65 | 50016 | NIA | 2500000 |  | no-geocode | [33 empty] | 7.38 | 325 | [35 empty] | 14387238000
4005 | 15 | PT GND FLR 68-91 PT 1ST FLR 171-194 & PT 2ND FLR 222-291, EXCHANGE STATION, TITHEBARN STREET | LIVERPOOL | L2 2QP | Liverpool |  | Offices And Premises | office | 1 | 4638.93 | 49933 | NIA | 625000 | Ex Bixteth St T1 / Littlewoods T1 / Pall Mall T1 | inside-area | 0.18 | BURLINGTON ST GT2 / LISTER DV B GT1 / PARADISE ST GT1 | LISTER DRIVE | SPM |  | unknown-primary | [5 empty] | 0 | 0 | 0 | 0 |  | BURLINGTON ST GT2 / LISTER DV B GT1 / PARADISE ST GT1 |  |  | 0 |  |  | 0 | 0 | 0 | [8 empty] | 7.37 | 325 | 9 | 622362 | [9 empty] | Lister Drive | LISTER DRIVE | 2 | 114 | 114 | 0 | 57 | 20 | 2026-09 | 38212024 | Offices and Workshop Businesses | 24219 | B | Natural Gas | 5 | 3 | Air Conditioning | 2024-03-20 |  | 1 | FALSE | 53.4094 | -2.9906 | SPM-EX_BIXTETH_ST_T1_LITTLEWOODS_T1_PALL_MALL_T1 | 12484738000 | SP Energy Networks open data (API key): NDP SPM primary-group polygons + Capacity Heatmaps Information Model SPM + LTDS appendices 3/6 + NSHR
4006 | 15 | LEVELS PART 9TH AND 10TH FLRS EXCHANGE HOUSE 12, PRIMROSE STREET | LONDON | EC2R 2BQ | City Of London |  | Offices And Premises | office | 1 | 4561.2 | 49096 | NIA | 2620000 |  | no-geocode | [33 empty] | 7.25 | 319 | [35 empty] | 14619042000
4007 | 15 | 12TH FLR 1, PLANTATION PLACE 30, FENCHURCH STREET | LONDON | EC3A 3BD | City Of London |  | Offices And Premises | office | 3 | 4439.35 | 47785 | NIA | 2210000 |  | no-geocode | [33 empty] | 7.05 | 311 | [35 empty] | 14333405000;14333369000;14333432000
4008 | 15 | WEST WING & 3RD FLR EAST WING AT 1, FUTURE WALK, WEST BARS | CHESTERFIELD | S41 5PF | Chesterfield |  | Offices And Premises | office | 1 | 4374.5 | 47087 | NIA | 350000 |  | no-geocode | [33 empty] | 6.95 | 306 | [35 empty] | 14985341000
4009 | 15 | PT 1ST FLR ASHDOWN HSE 123, VICTORIA STREET | LONDON | SW1E 6DB | Westminster City |  | Offices And Premises | office | 2 | 4301.25 | 46298 | NIA | 3050000 |  | no-geocode | [33 empty] | 6.84 | 301 | [35 empty] | 8723340000;9071482000
4010 | 15 | CHESHIRE EAST COUNCIL, DELAMERE STREET | CREWE | CW1 2JZ | Cheshire East |  | Offices And Premises | office | 1 | 4084.68 | 43967 | EFA | 300000 | Civic Centre T1 / Claughton Ave T1 / Electricity St T1 | inside-area | 0.59 | COPPENHALL GT1 / CREWE GT1 / CREWE GT2A / CREWE GT4A / RADWAY GREEN GT1 / RADWAY GREEN GT2 / WHITCHURCH GT2 | CELLARHEAD | SPM |  | unknown-primary | [5 empty] | 0 | 0 | 0 | 0 |  | COPPENHALL GT1 / CREWE GT1 / CREWE GT2A / CREWE GT4A / RADWAY GREEN GT1 / RADWAY GREEN GT2 / WHITCHURCH GT2 |  |  | 0 |  |  | 0 | 0 | 0 | [8 empty] | 6.49 | 286 | 15 | 485322 | [9 empty] | Frodsham | CELLARHEAD | 5 | 1680 | 1680 | 0 | 0 | 20 | 2027-07 | [12 empty] | 53.0975 | -2.4443 | SPM-CIVIC_CENTRE_T1_CLAUGHTON_AVE_T1_ELECTRICITY_ST_T1 | 12121138000 | SP Energy Networks open data (API key): NDP SPM primary-group polygons + Capacity Heatmaps Information Model SPM + LTDS appendices 3/6 + NSHR
4011 | 15 | WHITTINGTON HOUSE, WHITTINGTON ROAD | OSWESTRY | SY11 4TB | Shropshire | BRITISH TELECOM | Offices And Premises | office | 1 | 4065.85 | 43764 | NIA | 224000 | Coney Green T1 / Oswestry T2 / Oswestry T1 | inside-area | 1.15 | LEGACY LOCAL GT2 / NEWTOWN GT2 / OSWESTRY GT8 / WELSHPOOL GT1 | LEGACY | SPM |  | unknown-primary | [5 empty] | 0 | 0 | 0 | 0 |  | LEGACY LOCAL GT2 / NEWTOWN GT2 / OSWESTRY GT8 / WELSHPOOL GT1 |  |  | 0 |  |  | 0 | 0 | 0 | [8 empty] | 6.46 | 285 | 15 | 546693 | [9 empty] | Legacy | LEGACY | 5 | 1714 | 1714 | 0 | 0 | 0 | 2024-08 | [12 empty] | 52.8714 | -3.0313 | SPM-CONEY_GREEN_T1_OSWESTRY_T2_OSWESTRY_T1 | 51424234 | SP Energy Networks open data (API key): NDP SPM primary-group polygons + Capacity Heatmaps Information Model SPM + LTDS appendices 3/6 + NSHR
4012 | 15 | SONOVA HOUSE, LAKESIDE DRIVE | WARRINGTON | WA1 1QA | Warrington |  | Offices And Premises | office | 1 | 3983.08 | 42873 | NIA | 492500 | British Aluminium Latchford T1 / Greenhall Whitley T1 / Latchford T1 / Latchford T2 / Thames Board Mill T1 | inside-area | 1.49 | SANKEY BRIDGES GT3 / WARRINGTON GT5 | CARRINGTON - FIDDLERS FERRY | SPM |  | unknown-primary | [5 empty] | 0 | 0 | 0 | 0 |  | SANKEY BRIDGES GT3 / WARRINGTON GT5 |  |  | 0 |  |  | 0 | 0 | 0 | [8 empty] | 6.33 | 279 | 25 | 1029044 | [9 empty] | Fiddlers Ferry | CARRINGTON | 5 | 2186.9 | 2186.9 | 0 | 0 | 930 | 2026-05 | [12 empty] | 53.3831 | -2.5952 | SPM-BRITISH_ALUMINIUM_LATCHFORD_T1_GREENHALL_WHITLEY_T1_LATCHFOR | 8971895000 | SP Energy Networks open data (API key): NDP SPM primary-group polygons + Capacity Heatmaps Information Model SPM + LTDS appendices 3/6 + NSHR
4013 | 15 | 6TH FLR ASHDOWN HOUSE 123, VICTORIA STREET | LONDON | SW1E 6DB | Westminster City |  | Offices And Premises | office | 3 | 3968.52 | 42717 | NIA | 2840000 |  | no-geocode | [33 empty] | 6.31 | 278 | [35 empty] | 11413652000;11413652000;13220295000
4014 | 15 | 2ND FLR 4M BUILDING, MANCHESTER AIRPORT | MANCHESTER | M90 3RR | Manchester |  | Office And Premises; Offices And Premises | office | 2 | 3903.71 | 42019 | NIA | 942500 | Ringway T1 | inside-area | 2.26 | ELWORTH GT1 / ELWORTH GT2 / KNUTSFORD GT1 / KNUTSFORD GT2 | CARRINGTON - FIDDLERS FERRY | SPM |  | unknown-primary | [5 empty] | 0 | 0 | 0 | 0 |  | ELWORTH GT1 / ELWORTH GT2 / KNUTSFORD GT1 / KNUTSFORD GT2 |  |  | 0 |  |  | 0 | 0 | 0 | [8 empty] | 6.2 | 273 | 120 | 5419570 | [9 empty] | Fiddlers Ferry | CARRINGTON | 5 | 2186.9 | 2186.9 | 0 | 0 | 930 | 2026-05 | [12 empty] | 53.3655 | -2.2726 | SPM-RINGWAY_T1 | 8880289000;11903788000 | SP Energy Networks open data (API key): NDP SPM primary-group polygons + Capacity Heatmaps Information Model SPM + LTDS appendices 3/6 + NSHR
4015 | 15 | BECKSIDE DESIGN CENTRE, MILLENNIUM BUSINESS PARK, STATION ROAD | KEIGHLEY | BD20 6FT | Bradford |  | Offices And Premises | office | 1 | 3598.66 | 38736 | NIA | 211000 |  | no-geocode | [33 empty] | 5.72 | 252 | [35 empty] | 3863091000
4016 | 15 | COSTAIN HOUSE 1500 MANCHESTER BUSINESS PARK, AVIATOR WAY | MANCHESTER | M22 5TG | Manchester |  | Offices And Premises | office | 1 | 3582.12 | 38558 | NIA | 805000 | Ringway T1 | nearest-substation | 2.8 | ELWORTH GT1 / ELWORTH GT2 / KNUTSFORD GT1 / KNUTSFORD GT2 | CARRINGTON - FIDDLERS FERRY | SPM |  | unknown-primary | [5 empty] | 0 | 0 | 0 | 0 |  | ELWORTH GT1 / ELWORTH GT2 / KNUTSFORD GT1 / KNUTSFORD GT2 |  |  | 0 |  |  | 0 | 0 | 0 | [8 empty] | 5.69 | 251 | 120 | 5423031 | [9 empty] | Fiddlers Ferry | CARRINGTON | 5 | 2186.9 | 2186.9 | 0 | 0 | 930 | 2026-05 | 10023058546 | B1 Offices and Workshop businesses | 3852 | D | Natural Gas | 4 | 3 | Air Conditioning | 2013-01-07 |  | 1 | FALSE | 53.3673 | -2.2651 | SPM-RINGWAY_T1 | 9390229000 | SP Energy Networks open data (API key): NDP SPM primary-group polygons + Capacity Heatmaps Information Model SPM + LTDS appendices 3/6 + NSHR
4017 | 15 | 2ND FLR ETROP COURT 25, ROWLANDSWAY | MANCHESTER | M22 5RG | Manchester |  | Offices And Premises | office | 2 | 3541.6 | 38121 | NIA | 418000 | Ringway T1 | nearest-substation | 3.7 | ELWORTH GT1 / ELWORTH GT2 / KNUTSFORD GT1 / KNUTSFORD GT2 | CARRINGTON - FIDDLERS FERRY | SPM |  | unknown-primary | [5 empty] | 0 | 0 | 0 | 0 |  | ELWORTH GT1 / ELWORTH GT2 / KNUTSFORD GT1 / KNUTSFORD GT2 |  |  | 0 |  |  | 0 | 0 | 0 | [8 empty] | 5.63 | 248 | 120 | 5423468 | [9 empty] | Fiddlers Ferry | CARRINGTON | 5 | 2186.9 | 2186.9 | 0 | 0 | 930 | 2026-05 | 10090240994 | Offices and Workshop Businesses | 5527 | B | Natural Gas | 4 | 3 | Air Conditioning | 2022-09-19 |  | 1 | FALSE | 53.3798 | -2.2609 | SPM-RINGWAY_T1 | 11087537000;11149679000 | SP Energy Networks open data (API key): NDP SPM primary-group polygons + Capacity Heatmaps Information Model SPM + LTDS appendices 3/6 + NSHR
4018 | 15 | RIVERSIDE 4, CANNING ROAD | LOWESTOFT | NR33 0QE | East Suffolk |  | Offices And Premises | office | 1 | 3512 | 37803 | NIA | 395000 |  | no-geocode | [33 empty] | 5.58 | 246 | [35 empty] | 9711315000
4019 | 15 | CENTRON HOUSE, ROWLANDSWAY | MANCHESTER | M22 5SQ | Manchester |  | Offices And Premises | office | 1 | 3470.74 | 37359 | NIA | 382500 | Ringway T1 | nearest-substation | 3.79 | ELWORTH GT1 / ELWORTH GT2 / KNUTSFORD GT1 / KNUTSFORD GT2 | CARRINGTON - FIDDLERS FERRY | SPM |  | unknown-primary | [5 empty] | 0 | 0 | 0 | 0 |  | ELWORTH GT1 / ELWORTH GT2 / KNUTSFORD GT1 / KNUTSFORD GT2 |  |  | 0 |  |  | 0 | 0 | 0 | [8 empty] | 5.52 | 243 | 120 | 5424230 | [9 empty] | Fiddlers Ferry | CARRINGTON | 5 | 2186.9 | 2186.9 | 0 | 0 | 930 | 2026-05 | [12 empty] | 53.38 | -2.2595 | SPM-RINGWAY_T1 | 216882113 | SP Energy Networks open data (API key): NDP SPM primary-group polygons + Capacity Heatmaps Information Model SPM + LTDS appendices 3/6 + NSHR
4020 | 15 | BUILDING TWO, DARESBURY INNOVATION CENTRE, KECKWICK LANE | WARRINGTON | WA4 4FS | Halton |  | Offices And Premises | office | 1 | 3382.7 | 36411 | NIA | 495000 | Daresbury Npl T1 / Daresbury Npl T2 / Daresbury Pk T1 | inside-area | 4.25 | DUTTON GT2 / MOORE GT1 / PERCIVAL LA GT1 | FRODSHAM - INCE | SPM |  | unknown-primary | [5 empty] | 0 | 0 | 0 | 0 |  | DUTTON GT2 / MOORE GT1 / PERCIVAL LA GT1 |  |  | 0 |  |  | 0 | 0 | 0 | [8 empty] | 5.38 | 237 | 15 | 752170 | [9 empty] | Fiddlers Ferry | FRODSHAM | 5 | 1090 | 1090 | 0 | 0 | 0 | 2029-04 | 10090872021 | B1 Offices and Workshop businesses | 4478 | C | Grid Supplied Electricity | 5 | 1 | Air Conditioning | 2021-04-27 |  | 0.75 | FALSE | 53.3452 | -2.6392 | SPM-DARESBURY_NPL_T1_DARESBURY_NPL_T2_DARESBURY_PK_T1 | 5336466000 | SP Energy Networks open data (API key): NDP SPM primary-group polygons + Capacity Heatmaps Information Model SPM + LTDS appendices 3/6 + NSHR
4021 | 15 | UNIT V7, KINGS BUSINESS PARK, LIVERPOOL ROAD | PRESCOT | L34 1PJ | Knowsley | JOHNSON CONTROLS | Offices And Premises | office | 1 | 3229.13 | 34758 | NIA | 455000 | Bedburn Dv T1 / Bluebell La T1 / Brookbridge T1 / Eccleston T1 | inside-area | 0.73 | GATEACRE GT1 / HUYTON GT1 / KIRKBY GT3 / PRESCOT GT1A | RAINHILL | SPM |  | unknown-primary | [5 empty] | 0 | 0 | 0 | 0 |  | GATEACRE GT1 / HUYTON GT1 / KIRKBY GT3 / PRESCOT GT1A |  |  | 0 |  |  | 0 | 0 | 0 | [8 empty] | 5.13 | 226 | 7 | 536884 | [9 empty] | Kirkby (_D) | RAINHILL | 1 | 85.5 | 85.5 | 0 | 0 | 57 | 2026-09 | [12 empty] | 53.4241 | -2.8264 | SPM-BEDBURN_DV_T1_BLUEBELL_LA_T1_BROOKBRIDGE_T1_ECCLESTON_T1 | 4838328000 | SP Energy Networks open data (API key): NDP SPM primary-group polygons + Capacity Heatmaps Information Model SPM + LTDS appendices 3/6 + NSHR
4022 | 15 | PACIFIC HOUSE, ATLAS BUSINESS PARK, SIMONSWAY | MANCHESTER | M22 5PR | Manchester |  | Offices And Premises | office | 1 | 3209.59 | 34548 | NIA | 570000 | Ringway T1 | nearest-substation | 4.11 | ELWORTH GT1 / ELWORTH GT2 / KNUTSFORD GT1 / KNUTSFORD GT2 | CARRINGTON - FIDDLERS FERRY | SPM |  | unknown-primary | [5 empty] | 0 | 0 | 0 | 0 |  | ELWORTH GT1 / ELWORTH GT2 / KNUTSFORD GT1 / KNUTSFORD GT2 |  |  | 0 |  |  | 0 | 0 | 0 | [8 empty] | 5.1 | 225 | 120 | 5427041 | [9 empty] | Fiddlers Ferry | CARRINGTON | 5 | 2186.9 | 2186.9 | 0 | 0 | 930 | 2026-05 | 10090665029 | B1 Offices and Workshop businesses | 3808 | B | Natural Gas | 4 |  | Air Conditioning | 2019-04-05 |  | 1 | FALSE | 53.3719 | -2.2468 | SPM-RINGWAY_T1 | 12058887000 | SP Energy Networks open data (API key): NDP SPM primary-group polygons + Capacity Heatmaps Information Model SPM + LTDS appendices 3/6 + NSHR
4023 | 15 | ALFRED H KNIGHT, KINGS BUSINESS PARK, KINGS DRIVE | LIVERPOOL | L34 1PJ | Knowsley |  | Offices And Premises | office | 1 | 3182.1 | 34252 | NIA | 435000 | Bedburn Dv T1 / Bluebell La T1 / Brookbridge T1 / Eccleston T1 | inside-area | 0.73 | GATEACRE GT1 / HUYTON GT1 / KIRKBY GT3 / PRESCOT GT1A | RAINHILL | SPM |  | unknown-primary | [5 empty] | 0 | 0 | 0 | 0 |  | GATEACRE GT1 / HUYTON GT1 / KIRKBY GT3 / PRESCOT GT1A |  |  | 0 |  |  | 0 | 0 | 0 | [8 empty] | 5.06 | 223 | 7 | 537390 | [9 empty] | Kirkby (_D) | RAINHILL | 1 | 85.5 | 85.5 | 0 | 0 | 57 | 2026-09 | [12 empty] | 53.4241 | -2.8264 | SPM-BEDBURN_DV_T1_BLUEBELL_LA_T1_BROOKBRIDGE_T1_ECCLESTON_T1 | 11202579000 | SP Energy Networks open data (API key): NDP SPM primary-group polygons + Capacity Heatmaps Information Model SPM + LTDS appendices 3/6 + NSHR
4024 | 15 | BRABAZON HOUSE CONCORD BUSINESS PARK, THREAPWOOD ROAD | MANCHESTER | M22 5LA | Manchester |  | Offices And Premises | office | 1 | 3163.44 | 34051 | NIA | 545000 | Ringway T1 | nearest-substation | 3.93 | ELWORTH GT1 / ELWORTH GT2 / KNUTSFORD GT1 / KNUTSFORD GT2 | CARRINGTON - FIDDLERS FERRY | SPM |  | unknown-primary | [5 empty] | 0 | 0 | 0 | 0 |  | ELWORTH GT1 / ELWORTH GT2 / KNUTSFORD GT1 / KNUTSFORD GT2 |  |  | 0 |  |  | 0 | 0 | 0 | [8 empty] | 5.03 | 221 | 120 | 5427538 | [9 empty] | Fiddlers Ferry | CARRINGTON | 5 | 2186.9 | 2186.9 | 0 | 0 | 930 | 2026-05 | [12 empty] | 53.3715 | -2.2495 | SPM-RINGWAY_T1 | 8407296000 | SP Energy Networks open data (API key): NDP SPM primary-group polygons + Capacity Heatmaps Information Model SPM + LTDS appendices 3/6 + NSHR
4025 | 15 | L8 EXCHANGE HOUSE 12, PRIMROSE STREET | LONDON | EC2R 2BQ | City Of London |  | Offices And Premises | office | 1 | 3145.3 | 33856 | NIA | 1800000 |  | no-geocode | [33 empty] | 5 | 220 | [35 empty] | 3833116000
4026 | 15 | ALTITUDE BUILDING A, ATLAS BUSINESS PARK, SIMONSWAY | MANCHESTER | M22 5PP | Manchester |  | Offices And Premises | office | 1 | 3115.39 | 33534 | NIA | 530000 | Ringway T1 | nearest-substation | 4.17 | ELWORTH GT1 / ELWORTH GT2 / KNUTSFORD GT1 / KNUTSFORD GT2 | CARRINGTON - FIDDLERS FERRY | SPM |  | unknown-primary | [5 empty] | 0 | 0 | 0 | 0 |  | ELWORTH GT1 / ELWORTH GT2 / KNUTSFORD GT1 / KNUTSFORD GT2 |  |  | 0 |  |  | 0 | 0 | 0 | [8 empty] | 4.95 | 218 | 120 | 5428055 | [9 empty] | Fiddlers Ferry | CARRINGTON | 5 | 2186.9 | 2186.9 | 0 | 0 | 930 | 2026-05 | [12 empty] | 53.3708 | -2.2452 | SPM-RINGWAY_T1 | 15104213000 | SP Energy Networks open data (API key): NDP SPM primary-group polygons + Capacity Heatmaps Information Model SPM + LTDS appendices 3/6 + NSHR
4027 | 15 | GND 1ST & 2ND FLRS EAST WING AT 1, FUTURE WALK, WEST BARS | CHESTERFIELD | S41 5PF | Chesterfield |  | Offices And Premises | office | 1 | 3096.24 | 33328 | NIA | 210000 |  | no-geocode | [33 empty] | 4.92 | 217 | [35 empty] | 14985339000
4028 | 15 | MUNICIPAL BUILDINGS, EARLE STREET | CREWE | CW1 2BJ | Cheshire East |  | Offices And Premises | office | 1 | 3092.22 | 33284 | NIA | 92500 | Civic Centre T1 / Claughton Ave T1 / Electricity St T1 | inside-area | 0.8 | COPPENHALL GT1 / CREWE GT1 / CREWE GT2A / CREWE GT4A / RADWAY GREEN GT1 / RADWAY GREEN GT2 / WHITCHURCH GT2 | CELLARHEAD | SPM |  | unknown-primary | [5 empty] | 0 | 0 | 0 | 0 |  | COPPENHALL GT1 / CREWE GT1 / CREWE GT2A / CREWE GT4A / RADWAY GREEN GT1 / RADWAY GREEN GT2 / WHITCHURCH GT2 |  |  | 0 |  |  | 0 | 0 | 0 | [8 empty] | 4.91 | 216 | 15 | 496005 | [9 empty] | Frodsham | CELLARHEAD | 5 | 1680 | 1680 | 0 | 0 | 20 | 2027-07 | 100012595245 | Offices and Workshop Businesses | 1879 | B | Natural Gas | 5 | 2 | Air Conditioning | 2025-05-01 |  | 1 | FALSE | 53.0985 | -2.4394 | SPM-CIVIC_CENTRE_T1_CLAUGHTON_AVE_T1_ELECTRICITY_ST_T1 | 14974453000 | SP Energy Networks open data (API key): NDP SPM primary-group polygons + Capacity Heatmaps Information Model SPM + LTDS appendices 3/6 + NSHR
4029 | 15 | GND-2ND FLRS EASTBANK HOUSE 68B, EASTBANK STREET | SOUTHPORT | PR8 1ES | Sefton |  | Offices And Premises | office | 1 | 2951 | 31764 | NIA | 233000 | Ivy St (Southport) T1 / Kensington Rd T1 / Market St T1 / Southport T1 | inside-area | 1.37 | FORMBY GT2B / SOUTHPORT GT1 / SOUTHPORT GT2 | KIRKBY | SPM |  | unknown-primary | [5 empty] | 0 | 0 | 0 | 0 |  | FORMBY GT2B / SOUTHPORT GT1 / SOUTHPORT GT2 |  |  | 0 |  |  | 0 | 0 | 0 | [8 empty] | 4.69 | 207 | 28 | 1124123 | [9 empty] | Lister Drive | KIRKBY | 4 | 514 | 514 | 400 | 0 | 0 | 2027-08 | [12 empty] | 53.6445 | -3.0044 | SPM-IVY_ST_SOUTHPORT_T1_KENSINGTON_RD_T1_MARKET_ST_T1_SOUTHPORT_ | 909788000 | SP Energy Networks open data (API key): NDP SPM primary-group polygons + Capacity Heatmaps Information Model SPM + LTDS appendices 3/6 + NSHR
4030 | 15 | 1200, DARESBURY PARK | WARRINGTON | WA4 4BP | Halton |  | Offices And Premises | office | 1 | 2950.3 | 31757 | NIA | 405000 | Daresbury Npl T1 / Daresbury Npl T2 / Daresbury Pk T1 | inside-area | 4.5 | DUTTON GT2 / MOORE GT1 / PERCIVAL LA GT1 | FRODSHAM - INCE | SPM |  | unknown-primary | [5 empty] | 0 | 0 | 0 | 0 |  | DUTTON GT2 / MOORE GT1 / PERCIVAL LA GT1 |  |  | 0 |  |  | 0 | 0 | 0 | [8 empty] | 4.69 | 207 | 15 | 756824 | [9 empty] | Fiddlers Ferry | FRODSHAM | 5 | 1090 | 1090 | 0 | 0 | 0 | 2029-04 | [12 empty] | 53.3285 | -2.6443 | SPM-DARESBURY_NPL_T1_DARESBURY_NPL_T2_DARESBURY_PK_T1 | 5084152000 | SP Energy Networks open data (API key): NDP SPM primary-group polygons + Capacity Heatmaps Information Model SPM + LTDS appendices 3/6 + NSHR
4031 | 15 | GND - 3RD FLRS 125, WOOD STREET | LONDON | EC2Y 7JB | City Of London |  | Offices And Premises | office | 1 | 2793.51 | 30069 | NIA | 1740000 |  | no-geocode | [33 empty] | 4.44 | 196 | [35 empty] | 15036853000
4032 | 15 | GND 3RD FLRS, ADELPHI HOUSE, CHEAPSIDE | READING | RG1 1AD | Reading |  | Offices And Premises | office | 1 | 2742.5 | 29520 | NIA | 635000 |  | no-geocode | [33 empty] | 4.36 | 192 | [35 empty] | 14080480000
4033 | 15 | 11, GALLEON BOULEVARD, NEWTONS COURT, CROSSWAYS BUSINESS PARK | DARTFORD | DA2 0QA | Dartford |  | Computer Centre And Premises | office | 1 | 2578 | 27749 | GIA | 184000 |  | no-geocode | [33 empty] | 4.1 | 180 | [35 empty] | 13478248000
4034 | 15 | 2100, DARESBURY PARK | WARRINGTON | WA4 4HS | Halton |  | Offices And Premises | office | 1 | 2573.26 | 27698 | NIA | 367500 | Daresbury Npl T1 / Daresbury Npl T2 / Daresbury Pk T1 | inside-area | 4.5 | DUTTON GT2 / MOORE GT1 / PERCIVAL LA GT1 | FRODSHAM - INCE | SPM |  | unknown-primary | [5 empty] | 0 | 0 | 0 | 0 |  | DUTTON GT2 / MOORE GT1 / PERCIVAL LA GT1 |  |  | 0 |  |  | 0 | 0 | 0 | [8 empty] | 4.09 | 180 | 15 | 760883 | [9 empty] | Fiddlers Ferry | FRODSHAM | 5 | 1090 | 1090 | 0 | 0 | 0 | 2029-04 | 10012257142 | Offices and Workshop Businesses | 5941 | B | Grid Supplied Electricity | 3 |  | Air Conditioning | 2026-03-12 |  | 0.5 | FALSE | 53.3286 | -2.6444 | SPM-DARESBURY_NPL_T1_DARESBURY_NPL_T2_DARESBURY_PK_T1 | 14241406000 | SP Energy Networks open data (API key): NDP SPM primary-group polygons + Capacity Heatmaps Information Model SPM + LTDS appendices 3/6 + NSHR
4035 | 15 | 1ST & 2ND FS 60, GRACECHURCH STREET | LONDON | EC3V 3BN | City Of London |  | Offices And Premises | office | 1 | 2562.65 | 27584 | NIA | 1080000 |  | no-geocode | [33 empty] | 4.07 | 179 | [35 empty] | 7507243000
4036 | 15 | 4TH FLR 60, GRACECHURCH STREET | LONDON | EC3V 8BN | City Of London |  | Offices And Premises | office | 2 | 2553.3 | 27483 | NIA | 1080000 |  | no-geocode | [33 empty] | 4.06 | 179 | [35 empty] | 10433849000;10433862000
4037 | 15 | CARTWRIGHT WAY | COALVILLE | LE67 2TX | North West Leicestershire | WILSON BOWDEN PROPERTIES LIMITED | Offices And Premises | office | 1 | 2527.34 | 27204 | NIA | 277500 |  | no-geocode | [33 empty] | 4.02 | 177 | [35 empty] | 841969000
4038 | 15 | MARINER HOUSE, GALLEON BOULEVARD, CROSSWAYS BUSINESS PARK | DARTFORD | DA2 0QA | Dartford | MOAT HOMES LTD | Offices And Premises | office | 1 | 2511.5 | 27034 | NIA | 525000 |  | no-geocode | [33 empty] | 3.99 | 176 | [35 empty] | 10304765000
4039 | 15 | 2ND FLOOR VISTROM HOUSE, DARESBURY PARK | WARRINGTON | WA4 4BU | Halton |  | Offices And Premises | office | 2 | 2489.9 | 26801 | NIA | 357000 | Daresbury Npl T1 / Daresbury Npl T2 / Daresbury Pk T1 | inside-area | 4.56 | DUTTON GT2 / MOORE GT1 / PERCIVAL LA GT1 | FRODSHAM - INCE | SPM |  | unknown-primary | [5 empty] | 0 | 0 | 0 | 0 |  | DUTTON GT2 / MOORE GT1 / PERCIVAL LA GT1 |  |  | 0 |  |  | 0 | 0 | 0 | [8 empty] | 3.96 | 174 | 15 | 761780 | [9 empty] | Fiddlers Ferry | FRODSHAM | 5 | 1090 | 1090 | 0 | 0 | 0 | 2029-04 | 10010612110 | Offices and Workshop Businesses | 3790 | B | Grid Supplied Electricity | 3 |  | Air Conditioning | 2023-08-18 |  | 0.5 | FALSE | 53.3294 | -2.6455 | SPM-DARESBURY_NPL_T1_DARESBURY_NPL_T2_DARESBURY_PK_T1 | 10783480000;13885534000 | SP Energy Networks open data (API key): NDP SPM primary-group polygons + Capacity Heatmaps Information Model SPM + LTDS appendices 3/6 + NSHR
4040 | 15 | WILLOW PARK HOUSE 8, POUNDSWICK LANE | MANCHESTER | M22 8TA | Manchester |  | Offices And Premises | office | 1 | 2412.2 | 25965 | NIA | 330000 |  | no-geocode | [33 empty] | 3.83 | 169 | [35 empty] | 7515530000
4041 | 15 | 8TH F 60, GRACECHURCH STREET | LONDON | EC3V 8BN | City Of London |  | Offices And Premises | office | 2 | 2376.39 | 25579 | NIA | 1007500 |  | no-geocode | [33 empty] | 3.78 | 166 | [35 empty] | 7510614000;7510637000
4042 | 15 | 5TH & PT 6TH FLR AT 5, ST PAULS SQUARE | LIVERPOOL | L3 9SJ | Liverpool |  | Offices And Premises | office | 1 | 2370.41 | 25515 | NIA | 425000 | Ex Bixteth St T1 / Littlewoods T1 / Pall Mall T1 | inside-area | 0.09 | BURLINGTON ST GT2 / LISTER DV B GT1 / PARADISE ST GT1 | LISTER DRIVE | SPM |  | unknown-primary | [5 empty] | 0 | 0 | 0 | 0 |  | BURLINGTON ST GT2 / LISTER DV B GT1 / PARADISE ST GT1 |  |  | 0 |  |  | 0 | 0 | 0 | [8 empty] | 3.77 | 166 | 9 | 646780 | [9 empty] | Lister Drive | LISTER DRIVE | 2 | 114 | 114 | 0 | 57 | 20 | 2026-09 | 38251169 | Offices and Workshop Businesses | 15211 | B | Grid Supplied Electricity | 4 |  | Mixed-mode with Mechanical Ventilation | 2025-12-02 |  | 1 | FALSE | 53.4102 | -2.9938 | SPM-EX_BIXTETH_ST_T1_LITTLEWOODS_T1_PALL_MALL_T1 | 14532917000 | SP Energy Networks open data (API key): NDP SPM primary-group polygons + Capacity Heatmaps Information Model SPM + LTDS appendices 3/6 + NSHR
4043 | 15 | PT LGND & PT GND FLRS AREA A THE CAPITAL BUILDING 39, OLD HALL STREET | LIVERPOOL | L3 9PP | Liverpool |  | Offices And Premises | office | 1 | 2351.55 | 25312 | NIA | 415000 | Ex Bixteth St T1 / Littlewoods T1 / Pall Mall T1 | inside-area | 0.2 | BURLINGTON ST GT2 / LISTER DV B GT1 / PARADISE ST GT1 | LISTER DRIVE | SPM |  | unknown-primary | [5 empty] | 0 | 0 | 0 | 0 |  | BURLINGTON ST GT2 / LISTER DV B GT1 / PARADISE ST GT1 |  |  | 0 |  |  | 0 | 0 | 0 | [8 empty] | 3.74 | 165 | 9 | 646983 | [9 empty] | Lister Drive | LISTER DRIVE | 2 | 114 | 114 | 0 | 57 | 20 | 2026-09 | 38251179 | B1 Offices and Workshop businesses | 66079 | C | Natural Gas | 5 |  | Air Conditioning | 2022-01-17 |  | 1 | FALSE | 53.4093 | -2.995 | SPM-EX_BIXTETH_ST_T1_LITTLEWOODS_T1_PALL_MALL_T1 | 15116144000 | SP Energy Networks open data (API key): NDP SPM primary-group polygons + Capacity Heatmaps Information Model SPM + LTDS appendices 3/6 + NSHR
4044 | 15 | 2ND - 4TH FLRS 2-6, AUSTIN FRIARS | LONDON | EC2V 2HE | City Of London |  | Offices And Premises | office | 1 | 2332.9 | 25111 | NIA | 1160000 |  | no-geocode | [33 empty] | 3.71 | 163 | [35 empty] | 14988323000
4045 | 15 | VISION HOUSE AT 100, FLOATS ROAD | MANCHESTER | M23 9PL | Manchester |  | Offices And Premises | office | 1 | 2249.43 | 24213 | NIA | 305000 | Ringway T1 | nearest-substation | 3.99 | ELWORTH GT1 / ELWORTH GT2 / KNUTSFORD GT1 / KNUTSFORD GT2 | CARRINGTON - FIDDLERS FERRY | SPM |  | unknown-primary | [5 empty] | 0 | 0 | 0 | 0 |  | ELWORTH GT1 / ELWORTH GT2 / KNUTSFORD GT1 / KNUTSFORD GT2 |  |  | 0 |  |  | 0 | 0 | 0 | [8 empty] | 3.57 | 157 | 120 | 5437376 | [9 empty] | Fiddlers Ferry | CARRINGTON | 5 | 2186.9 | 2186.9 | 0 | 0 | 930 | 2026-05 | 10090666222 | Non-residential Institutions: Education | 2646 | A | Grid Supplied Electricity | 4 | 2 | Air Conditioning | 2026-06-20 |  | 0.67 | FALSE | 53.3951 | -2.2974 | SPM-RINGWAY_T1 | 14351035000 | SP Energy Networks open data (API key): NDP SPM primary-group polygons + Capacity Heatmaps Information Model SPM + LTDS appendices 3/6 + NSHR
4046 | 15 | TIMPSON HOUSE, CLAVERTON ROAD | MANCHESTER | M23 9NE | Manchester |  | Offices And Premises | office | 1 | 2214.5 | 23837 | NIA | 270000 | Ringway T1 | nearest-substation | 3.29 | ELWORTH GT1 / ELWORTH GT2 / KNUTSFORD GT1 / KNUTSFORD GT2 | CARRINGTON - FIDDLERS FERRY | SPM |  | unknown-primary | [5 empty] | 0 | 0 | 0 | 0 |  | ELWORTH GT1 / ELWORTH GT2 / KNUTSFORD GT1 / KNUTSFORD GT2 |  |  | 0 |  |  | 0 | 0 | 0 | [8 empty] | 3.52 | 155 | 120 | 5437752 | [9 empty] | Fiddlers Ferry | CARRINGTON | 5 | 2186.9 | 2186.9 | 0 | 0 | 930 | 2026-05 | 77045756 | B2 to B7 General Industrial and Special Industrial Groups | 1960 | C | Natural Gas | 3 | 1 | Heating and Natural Ventilation | 2019-08-07 |  | 0.5 | FALSE | 53.3888 | -2.297 | SPM-RINGWAY_T1 | 4082924000 | SP Energy Networks open data (API key): NDP SPM primary-group polygons + Capacity Heatmaps Information Model SPM + LTDS appendices 3/6 + NSHR
4047 | 15 | SEFTON METROPOLITAN COUNCIL TOWN HALL, LORD STREET | SOUTHPORT | PR8 1ZA | Sefton |  | Offices And Premises | office | 1 | 2193.1 | 23606 | NIA | 119000 |  | no-geocode | [33 empty] | 3.48 | 154 | [35 empty] | 7376074000
4048 | 15 | HADRIAN HOUSE, STATION ROAD | WALLSEND | NE28 6UP | North Tyneside |  | Offices And Premises | office | 1 | 2174.48 | 23406 | NIA | 225000 |  | no-geocode | [33 empty] | 3.46 | 152 | [35 empty] | 901443000
4049 | 15 | 17, ST HELENS PLACE | LONDON | EC3A 2DE | City Of London |  | Offices And Premises | office | 1 | 2146.46 | 23104 | NIA | 1030000 |  | no-geocode | [33 empty] | 3.41 | 150 | [35 empty] | 14368284000
4050 | 15 | GND FLR (WEST WING) & 1ST FLR WEYMOUTH HOUSE HAMPSHIRE COURT, MONARCH ROAD | NEWCASTLE UPON TYNE | NE4 7YE | Newcastle Upon Tyne |  | Offices And Premises | office | 1 | 2130.83 | 22936 | NIA | 229000 |  | no-geocode | [33 empty] | 3.39 | 149 | [35 empty] | 14743662000
4051 | 15 | LEVEL 5 AT VOYAGER, MANCHESTER AIRPORT | MANCHESTER | M90 3DQ | Manchester |  | Offices And Premises | office | 2 | 2125.5 | 22879 | NIA | 540000 | Ringway T1 | inside-area | 2.19 | ELWORTH GT1 / ELWORTH GT2 / KNUTSFORD GT1 / KNUTSFORD GT2 | CARRINGTON - FIDDLERS FERRY | SPM |  | unknown-primary | [5 empty] | 0 | 0 | 0 | 0 |  | ELWORTH GT1 / ELWORTH GT2 / KNUTSFORD GT1 / KNUTSFORD GT2 |  |  | 0 |  |  | 0 | 0 | 0 | [8 empty] | 3.38 | 149 | 120 | 5438710 | [9 empty] | Fiddlers Ferry | CARRINGTON | 5 | 2186.9 | 2186.9 | 0 | 0 | 930 | 2026-05 | [12 empty] | 53.3661 | -2.2741 | SPM-RINGWAY_T1 | 14082583000;14082582000 | SP Energy Networks open data (API key): NDP SPM primary-group polygons + Capacity Heatmaps Information Model SPM + LTDS appendices 3/6 + NSHR
4052 | 15 | TRESCO HSE 65, LISSON GROVE | LONDON | NW8 6UH | Westminster City |  | Offices And Premises | office | 1 | 2114.92 | 22765 | NIA | 850000 |  | no-geocode | [33 empty] | 3.36 | 148 | [35 empty] | 815936000
4053 | 15 | 3RD FLR NTH & 4TH-5TH FLRS 10, GROSVENOR STREET | LONDON | W1K 4DH | Westminster City |  | Offices And Premises | office | 1 | 1991.36 | 21435 | NIA | 2290000 |  | no-geocode | [33 empty] | 3.16 | 139 | [35 empty] | 14120535000
4054 | 15 | PT BST PT LGND PT GND THE CAPITAL BUILDING 39, OLD HALL STREET | LIVERPOOL | L3 9PP | Liverpool |  | Offices And Premises | office | 1 | 1980.52 | 21318 | NIA | 265000 | Ex Bixteth St T1 / Littlewoods T1 / Pall Mall T1 | inside-area | 0.2 | BURLINGTON ST GT2 / LISTER DV B GT1 / PARADISE ST GT1 | LISTER DRIVE | SPM |  | unknown-primary | [5 empty] | 0 | 0 | 0 | 0 |  | BURLINGTON ST GT2 / LISTER DV B GT1 / PARADISE ST GT1 |  |  | 0 |  |  | 0 | 0 | 0 | [8 empty] | 3.15 | 139 | 9 | 650977 | [9 empty] | Lister Drive | LISTER DRIVE | 2 | 114 | 114 | 0 | 57 | 20 | 2026-09 | 38251179 | B1 Offices and Workshop businesses | 66079 | C | Natural Gas | 5 |  | Air Conditioning | 2022-01-17 |  | 1 | FALSE | 53.4093 | -2.995 | SPM-EX_BIXTETH_ST_T1_LITTLEWOODS_T1_PALL_MALL_T1 | 11441510000 | SP Energy Networks open data (API key): NDP SPM primary-group polygons + Capacity Heatmaps Information Model SPM + LTDS appendices 3/6 + NSHR
4055 | 15 | ST WERBURGHS, BOSWELL AVENUE | WARRINGTON | WA4 6DQ | Warrington |  | Offices And Premises | office | 1 | 1914.9 | 20612 | NIA | 174000 | British Aluminium Latchford T1 / Greenhall Whitley T1 / Latchford T1 / Latchford T2 / Thames Board Mill T1 | inside-area | 1.22 | SANKEY BRIDGES GT3 / WARRINGTON GT5 | CARRINGTON - FIDDLERS FERRY | SPM |  | unknown-primary | [5 empty] | 0 | 0 | 0 | 0 |  | SANKEY BRIDGES GT3 / WARRINGTON GT5 |  |  | 0 |  |  | 0 | 0 | 0 | [8 empty] | 3.04 | 134 | 25 | 1051305 | [9 empty] | Fiddlers Ferry | CARRINGTON | 5 | 2186.9 | 2186.9 | 0 | 0 | 930 | 2026-05 | 10090372010 | Offices and Workshop Businesses | 722 | D | Natural Gas | 3 |  | Air Conditioning | 2022-09-22 |  | 1 | FALSE | 53.3764 | -2.5885 | SPM-BRITISH_ALUMINIUM_LATCHFORD_T1_GREENHALL_WHITLEY_T1_LATCHFOR | 9833375000 | SP Energy Networks open data (API key): NDP SPM primary-group polygons + Capacity Heatmaps Information Model SPM + LTDS appendices 3/6 + NSHR
4056 | 15 | TOWN HALL, MARKET PLACE | BATLEY | WF17 2DE | Kirklees |  | Offices And Premises | office | 1 | 1913.3 | 20595 | NIA | 96500 |  | no-geocode | [33 empty] | 3.04 | 134 | [35 empty] | 261210242
4057 | 15 | GND & 1ST FLR EAST WING 3100 DARESBURY, DARESBURY PARK | WARRINGTON | WA4 4BT | Halton |  | Offices And Premises | office | 1 | 1906.91 | 20526 | NIA | 272500 | Daresbury Npl T1 / Daresbury Npl T2 / Daresbury Pk T1 | inside-area | 4.58 | DUTTON GT2 / MOORE GT1 / PERCIVAL LA GT1 | FRODSHAM - INCE | SPM |  | unknown-primary | [5 empty] | 0 | 0 | 0 | 0 |  | DUTTON GT2 / MOORE GT1 / PERCIVAL LA GT1 |  |  | 0 |  |  | 0 | 0 | 0 | [8 empty] | 3.03 | 133 | 15 | 768055 | [9 empty] | Fiddlers Ferry | FRODSHAM | 5 | 1090 | 1090 | 0 | 0 | 0 | 2029-04 | 10090872166 | A1/A2 Retail and Financial/Professional services | 4086 | D | Grid Supplied Electricity | 4 |  | Mixed-mode with Mechanical Ventilation | 2012-06-14 |  | 1 | FALSE | 53.3304 | -2.6459 | SPM-DARESBURY_NPL_T1_DARESBURY_NPL_T2_DARESBURY_PK_T1 | 14680906000 | SP Energy Networks open data (API key): NDP SPM primary-group polygons + Capacity Heatmaps Information Model SPM + LTDS appendices 3/6 + NSHR
4058 | 15 | 91, PRESTON ROAD | YEOVIL | BA21 2DN | South Somerset |  | Offices And Premises | office | 1 | 1890.35 | 20348 | NIA | 129000 |  | no-geocode | [33 empty] | 3 | 132 | [35 empty] | 5639159000
4059 | 15 | UNITS 1-5 AT 301, BUILDING, MANCHESTER AIRPORT | MANCHESTER | M90 5UX | Manchester |  | Warehouse And Premises | industrial | 1 | 1856.4 | 19982 | GIA | 200000 | Ringway T1 | inside-area | 1.21 | ELWORTH GT1 / ELWORTH GT2 / KNUTSFORD GT1 / KNUTSFORD GT2 | CARRINGTON - FIDDLERS FERRY | SPM |  | unknown-primary | [5 empty] | 0 | 0 | 0 | 0 |  | ELWORTH GT1 / ELWORTH GT2 / KNUTSFORD GT1 / KNUTSFORD GT2 |  |  | 0 |  |  | 0 | 0 | 0 | [8 empty] | 2.95 | 46 | 120 | 5441607 | [9 empty] | Fiddlers Ferry | CARRINGTON | 5 | 2186.9 | 2186.9 | 0 | 0 | 930 | 2026-05 | [12 empty] | 53.3619 | -2.2874 | SPM-RINGWAY_T1 | 12016940000 | SP Energy Networks open data (API key): NDP SPM primary-group polygons + Capacity Heatmaps Information Model SPM + LTDS appendices 3/6 + NSHR
4060 | 15 | WEST MEON RAILWAY TUNNEL, VINNELLS LANE | PETERSFIELD | GU31 1LZ | Winchester |  | Store And Premises | industrial | 1 | 1856 | 19978 | GIA | 5400 |  | no-geocode | [33 empty] | 2.95 | 46 | [35 empty] | 198352171
4061 | 15 | ALDI FOODSTORE LTD, FFORDD YR HEN GAER | NEATH | SA10 7FA | Neath And Port Talbot |  | Large Foodstore | industrial | 1 | 1839 | 19795 | GIA | 330000 |  | no-geocode | [33 empty] | 2.92 | 46 | [35 empty] | 13566854000
4062 | 15 | NO 317, BUILDING, MANCHESTER AIRPORT | MANCHESTER | M90 5NA | Manchester |  | Warehouse And Premises | industrial | 1 | 1836.08 | 19763 | GIA | 179000 | Ringway T1 | inside-area | 1.01 | ELWORTH GT1 / ELWORTH GT2 / KNUTSFORD GT1 / KNUTSFORD GT2 | CARRINGTON - FIDDLERS FERRY | SPM |  | unknown-primary | [5 empty] | 0 | 0 | 0 | 0 |  | ELWORTH GT1 / ELWORTH GT2 / KNUTSFORD GT1 / KNUTSFORD GT2 |  |  | 0 |  |  | 0 | 0 | 0 | [8 empty] | 2.92 | 46 | 120 | 5441826 | [9 empty] | Fiddlers Ferry | CARRINGTON | 5 | 2186.9 | 2186.9 | 0 | 0 | 930 | 2026-05 | [12 empty] | 53.3622 | -2.2906 | SPM-RINGWAY_T1 | 600696000 | SP Energy Networks open data (API key): NDP SPM primary-group polygons + Capacity Heatmaps Information Model SPM + LTDS appendices 3/6 + NSHR
4063 | 15 | NO 318, BUILDING, MANCHESTER AIRPORT | MANCHESTER | M90 5DZ | Manchester |  | Warehouse And Premises | industrial | 1 | 1834.36 | 19745 | GIA | 178000 | Ringway T1 | inside-area | 0.97 | ELWORTH GT1 / ELWORTH GT2 / KNUTSFORD GT1 / KNUTSFORD GT2 | CARRINGTON - FIDDLERS FERRY | SPM |  | unknown-primary | [5 empty] | 0 | 0 | 0 | 0 |  | ELWORTH GT1 / ELWORTH GT2 / KNUTSFORD GT1 / KNUTSFORD GT2 |  |  | 0 |  |  | 0 | 0 | 0 | [8 empty] | 2.91 | 46 | 120 | 5441844 | [9 empty] | Fiddlers Ferry | CARRINGTON | 5 | 2186.9 | 2186.9 | 0 | 0 | 930 | 2026-05 | [12 empty] | 53.3627 | -2.2915 | SPM-RINGWAY_T1 | 600730000 | SP Energy Networks open data (API key): NDP SPM primary-group polygons + Capacity Heatmaps Information Model SPM + LTDS appendices 3/6 + NSHR
4064 | 15 | UNIT P, YEWTREE TRADING ESTATE, KILBUCK LANE | ST HELENS | WA11 9UX | St Helens |  | Warehouse And Premises | industrial | 1 | 1827.71 | 19673 | GIA | 130000 | Almatex T1 / St Helens Wwtw T1 / Watery La T2 / Ex Delta Metals T1 | nearest-substation | 4.09 | BOLD G2B / RAVENHEAD G1A2 / ST HELENS GT2A | RAINHILL | SPM |  | unknown-primary | [5 empty] | 0 | 0 | 0 | 0 |  | BOLD G2B / RAVENHEAD G1A2 / ST HELENS GT2A |  |  | 0 |  |  | 0 | 0 | 0 | [8 empty] | 2.9 | 46 | 70 | 5817035 | [9 empty] | Rainhill | RAINHILL | 1 | 85.5 | 85.5 | 0 | 0 | 57 | 2026-09 | [12 empty] | 53.4748 | -2.6481 | SPM-ALMATEX_T1_ST_HELENS_WWTW_T1_WATERY_LA_T2_EX_DELTA_METALS_T1 | 574368137 | SP Energy Networks open data (API key): NDP SPM primary-group polygons + Capacity Heatmaps Information Model SPM + LTDS appendices 3/6 + NSHR
4065 | 15 | CADDICK ROAD | PRESCOT | L34 9HP | Knowsley | HARTLEY PRECISION ENGINEERING LTD | Factory And Premises | industrial | 1 | 1826.96 | 19665 | GIA | 94500 | Kelco T1 / News International T1 / News International T2 / Palco T1 / Southdene T1 | inside-area | 1.47 | GILLMOSS GT1 / KIRKBY GT2 / SIMONSWOOD GT1 | KIRKBY | SPM |  | unknown-primary | [5 empty] | 0 | 0 | 0 | 0 |  | GILLMOSS GT1 / KIRKBY GT2 / SIMONSWOOD GT1 |  |  | 0 |  |  | 0 | 0 | 0 | [8 empty] | 2.9 | 110 | 67 | 4676527 | [9 empty] | Kirkby (_D) | KIRKBY | 4 | 514 | 514 | 400 | 0 | 0 | 2027-08 | 40007068 | B2 to B7 General Industrial and Special Industrial Groups | 2928 | C | Natural Gas | 3 | 1 | Heating and Natural Ventilation | 2016-12-02 |  | 1 | FALSE | 53.4583 | -2.8612 | SPM-KELCO_T1_NEWS_INTERNATIONAL_T1_NEWS_INTERNATIONAL_T2_PALCO_T | 404996134 | SP Energy Networks open data (API key): NDP SPM primary-group polygons + Capacity Heatmaps Information Model SPM + LTDS appendices 3/6 + NSHR
4066 | 15 | WELCOME CAR FINANCE, HORNHOUSE LANE | LIVERPOOL | L33 7YQ | Knowsley |  | Warehouse And Premises | industrial | 1 | 1819.9 | 19589 | GIA | 124000 | Kelco T1 / News International T1 / News International T2 / Palco T1 / Southdene T1 | inside-area | 0.78 | GILLMOSS GT1 / KIRKBY GT2 / SIMONSWOOD GT1 | KIRKBY | SPM |  | unknown-primary | [5 empty] | 0 | 0 | 0 | 0 |  | GILLMOSS GT1 / KIRKBY GT2 / SIMONSWOOD GT1 |  |  | 0 |  |  | 0 | 0 | 0 | [8 empty] | 2.89 | 45 | 67 | 4676603 | [9 empty] | Kirkby (_D) | KIRKBY | 4 | 514 | 514 | 400 | 0 | 0 | 2027-08 | [12 empty] | 53.4697 | -2.8545 | SPM-KELCO_T1_NEWS_INTERNATIONAL_T1_NEWS_INTERNATIONAL_T2_PALCO_T | 6970634000 | SP Energy Networks open data (API key): NDP SPM primary-group polygons + Capacity Heatmaps Information Model SPM + LTDS appendices 3/6 + NSHR
4067 | 15 | UNITS 3&4&4A, CAUSEWAY PARK, CENTRAL AVENUE | WARRINGTON | WA4 6QQ | Warrington |  | Workshop And Premises | industrial | 1 | 1806.91 | 19449 | GIA | 57000 | British Aluminium Latchford T1 / Greenhall Whitley T1 / Latchford T1 / Latchford T2 / Thames Board Mill T1 | inside-area | 0.84 | SANKEY BRIDGES GT3 / WARRINGTON GT5 | CARRINGTON - FIDDLERS FERRY | SPM |  | unknown-primary | [5 empty] | 0 | 0 | 0 | 0 |  | SANKEY BRIDGES GT3 / WARRINGTON GT5 |  |  | 0 |  |  | 0 | 0 | 0 | [8 empty] | 2.87 | 81 | 25 | 1052468 | [9 empty] | Fiddlers Ferry | CARRINGTON | 5 | 2186.9 | 2186.9 | 0 | 0 | 930 | 2026-05 | [12 empty] | 53.3801 | -2.5851 | SPM-BRITISH_ALUMINIUM_LATCHFORD_T1_GREENHALL_WHITLEY_T1_LATCHFOR | 13413699000 | SP Energy Networks open data (API key): NDP SPM primary-group polygons + Capacity Heatmaps Information Model SPM + LTDS appendices 3/6 + NSHR
4068 | 15 | LIDL, VALE STREET | DENBIGH | LL16 3AU | Denbighshire |  | Large Foodstore | industrial | 1 | 1804.17 | 19420 | GIA | 297500 | Bryn Stanley T1 / Denbigh T1 | inside-area | 3.03 | HOLYWELL GT1 / RHYL GT1 / ST ASAPH GT2 / ST ASAPH GT4 | CONNAHS QUAY - PENTIR - ST ASAPH | SPM |  | unknown-primary | [5 empty] | 0 | 0 | 0 | 0 |  | HOLYWELL GT1 / RHYL GT1 / ST ASAPH GT2 / ST ASAPH GT4 |  |  | 0 |  |  | 0 | 0 | 0 | [8 empty] | 2.87 | 45 | 5 | 108217 | [9 empty] | Connahs Quay / SASA | [8 empty] | 200004295751 | A1/A2 Retail and Financial/Professional services | 1540 | A | Grid Supplied Electricity | 4 | 2 | Air Conditioning | 2015-01-16 |  | 1 | FALSE | 53.1859 | -3.4145 | SPM-BRYN_STANLEY_T1_DENBIGH_T1 | 4894087000 | SP Energy Networks open data (API key): NDP SPM primary-group polygons + Capacity Heatmaps Information Model SPM + LTDS appendices 3/6 + NSHR
4069 | 15 | NO 315, BUILDING, MANCHESTER AIRPORT | MANCHESTER | M90 5BG | Manchester |  | Warehouse And Premises | industrial | 1 | 1803.14 | 19409 | GIA | 176000 | Ringway T1 | inside-area | 1.01 | ELWORTH GT1 / ELWORTH GT2 / KNUTSFORD GT1 / KNUTSFORD GT2 | CARRINGTON - FIDDLERS FERRY | SPM |  | unknown-primary | [5 empty] | 0 | 0 | 0 | 0 |  | ELWORTH GT1 / ELWORTH GT2 / KNUTSFORD GT1 / KNUTSFORD GT2 |  |  | 0 |  |  | 0 | 0 | 0 | [8 empty] | 2.87 | 45 | 120 | 5442180 | [9 empty] | Fiddlers Ferry | CARRINGTON | 5 | 2186.9 | 2186.9 | 0 | 0 | 930 | 2026-05 | 10023052585 | Storage or Distribution | 2366 | E | Natural Gas | 3 |  | Heating and Natural Ventilation | 2024-01-18 |  | 0.75 | FALSE | 53.3612 | -2.2903 | SPM-RINGWAY_T1 | 600656000 | SP Energy Networks open data (API key): NDP SPM primary-group polygons + Capacity Heatmaps Information Model SPM + LTDS appendices 3/6 + NSHR
4070 | 15 | UNIT 3A, GALLEON BOULEVARD, NEWTONS COURT, CROSSWAYS BUSINESS PARK | DARTFORD | DA1 6QL | Dartford |  | Warehouse And Premises | industrial | 1 | 1786.96 | 19235 | GIA | 244000 |  | no-geocode | [33 empty] | 2.84 | 45 | [35 empty] | 867122000
4071 | 15 | UNITS 1-3 BRYMAU FOUR INDUSTRIAL ESTATE, RIVER LANE | CHESTER | CH4 8RF | Flintshire |  | Factory Workshops And Premises | industrial | 1 | 1785.67 | 19221 | GIA | 41500 | Saltney T1 | inside-area | 2.29 | CHESTER MAIN GT4 / CRANE BANK GT1 / GUILDEN SUTTON GT1 / SALTNEY G2A | CAPENHURST | SPM |  | unknown-primary | [5 empty] | 0 | 0 | 0 | 0 |  | CHESTER MAIN GT4 / CRANE BANK GT1 / GUILDEN SUTTON GT1 / SALTNEY G2A |  |  | 0 |  |  | 0 | 0 | 0 | [8 empty] | 2.84 | 107 | 25 | 549009 | [9 empty] | Capenhurst | CAPENHURST | 4 | 896.6 | 896.6 | 0 | 0 | 304 | 2029-10 | 100100930184 | Offices and Workshop Businesses | 595 | E | Natural Gas | 3 |  | Heating and Natural Ventilation | 2025-08-08 |  | 0.8 | FALSE | 53.1798 | -2.9352 | SPM-SALTNEY_T1 | 979802000 | SP Energy Networks open data (API key): NDP SPM primary-group polygons + Capacity Heatmaps Information Model SPM + LTDS appendices 3/6 + NSHR
4072 | 15 | UNIT B, PENRHYN COURT, PENRHYN ROAD | PRESCOT | L34 9HY | Knowsley |  | Warehouse And Premises | industrial | 1 | 1769.56 | 19047 | GIA | 117000 | Kelco T1 / News International T1 / News International T2 / Palco T1 / Southdene T1 | inside-area | 1.28 | GILLMOSS GT1 / KIRKBY GT2 / SIMONSWOOD GT1 | KIRKBY | SPM |  | unknown-primary | [5 empty] | 0 | 0 | 0 | 0 |  | GILLMOSS GT1 / KIRKBY GT2 / SIMONSWOOD GT1 |  |  | 0 |  |  | 0 | 0 | 0 | [8 empty] | 2.81 | 44 | 67 | 4677145 | [9 empty] | Kirkby (_D) | KIRKBY | 4 | 514 | 514 | 400 | 0 | 0 | 2027-08 | [12 empty] | 53.4642 | -2.8628 | SPM-KELCO_T1_NEWS_INTERNATIONAL_T1_NEWS_INTERNATIONAL_T2_PALCO_T | 8205609000 | SP Energy Networks open data (API key): NDP SPM primary-group polygons + Capacity Heatmaps Information Model SPM + LTDS appendices 3/6 + NSHR
4073 | 15 | 97, TITHEBARN ROAD | SOUTHPORT | PR8 6AG | Sefton |  | Factory And Premises | industrial | 1 | 1768.89 | 19040 | GIA | 38750 | Ivy St (Southport) T1 / Kensington Rd T1 / Market St T1 / Southport T1 | inside-area | 0.92 | FORMBY GT2B / SOUTHPORT GT1 / SOUTHPORT GT2 | KIRKBY | SPM |  | unknown-primary | [5 empty] | 0 | 0 | 0 | 0 |  | FORMBY GT2B / SOUTHPORT GT1 / SOUTHPORT GT2 |  |  | 0 |  |  | 0 | 0 | 0 | [8 empty] | 2.81 | 106 | 28 | 1136847 | [9 empty] | Lister Drive | KIRKBY | 4 | 514 | 514 | 400 | 0 | 0 | 2027-08 | [12 empty] | 53.6452 | -2.9832 | SPM-IVY_ST_SOUTHPORT_T1_KENSINGTON_RD_T1_MARKET_ST_T1_SOUTHPORT_ | 385975134 | SP Energy Networks open data (API key): NDP SPM primary-group polygons + Capacity Heatmaps Information Model SPM + LTDS appendices 3/6 + NSHR
4074 | 15 | STAYCHROME LTD, DERWENT VIEW | LEEDS | LS11 9TJ | Leeds |  | Factory And Premises | industrial | 1 | 1766 | 19009 | GIA | 42250 |  | no-geocode | [33 empty] | 2.81 | 106 | [35 empty] | 387471244
4075 | 15 | STAFFORDS UNIT C, OVERBROOK COURT, OVERBROOK LANE | PRESCOT | L34 9FB | Knowsley |  | Warehouse And Premises | industrial | 1 | 1758.23 | 18925 | GIA | 122000 | Kelco T1 / News International T1 / News International T2 / Palco T1 / Southdene T1 | inside-area | 1.07 | GILLMOSS GT1 / KIRKBY GT2 / SIMONSWOOD GT1 | KIRKBY | SPM |  | unknown-primary | [5 empty] | 0 | 0 | 0 | 0 |  | GILLMOSS GT1 / KIRKBY GT2 / SIMONSWOOD GT1 |  |  | 0 |  |  | 0 | 0 | 0 | [8 empty] | 2.79 | 44 | 67 | 4677267 | [9 empty] | Kirkby (_D) | KIRKBY | 4 | 514 | 514 | 400 | 0 | 0 | 2027-08 | 40066652 | B1 Offices and Workshop businesses | 1787 | C | Natural Gas | 4 |  | Heating and Natural Ventilation | 2014-09-29 |  | 0.5 | FALSE | 53.4603 | -2.8562 | SPM-KELCO_T1_NEWS_INTERNATIONAL_T1_NEWS_INTERNATIONAL_T2_PALCO_T | 9761294000 | SP Energy Networks open data (API key): NDP SPM primary-group polygons + Capacity Heatmaps Information Model SPM + LTDS appendices 3/6 + NSHR
4076 | 15 | C B TRANSPORT REFRIGERATION LTD, OVERBROOK LANE | PRESCOT | L34 9FB | Knowsley |  | Workshop And Premises | industrial | 1 | 1756.63 | 18908 | GIA | 122000 | Kelco T1 / News International T1 / News International T2 / Palco T1 / Southdene T1 | inside-area | 1.07 | GILLMOSS GT1 / KIRKBY GT2 / SIMONSWOOD GT1 | KIRKBY | SPM |  | unknown-primary | [5 empty] | 0 | 0 | 0 | 0 |  | GILLMOSS GT1 / KIRKBY GT2 / SIMONSWOOD GT1 |  |  | 0 |  |  | 0 | 0 | 0 | [8 empty] | 2.79 | 79 | 67 | 4677284 | [9 empty] | Kirkby (_D) | KIRKBY | 4 | 514 | 514 | 400 | 0 | 0 | 2027-08 | 40073282 | B1 Offices and Workshop businesses | 1646 | B | Biomass | 3 |  | Air Conditioning | 2020-10-21 |  | 0.6 | FALSE | 53.4603 | -2.8562 | SPM-KELCO_T1_NEWS_INTERNATIONAL_T1_NEWS_INTERNATIONAL_T2_PALCO_T | 4326903000 | SP Energy Networks open data (API key): NDP SPM primary-group polygons + Capacity Heatmaps Information Model SPM + LTDS appendices 3/6 + NSHR
4077 | 15 | INSTANTA LTD, CANNING ROAD INDUSTRIAL ESTATE | SOUTHPORT | PR9 7SN | Sefton | INSTANTA LTD | Factory And Premises | industrial | 1 | 1752.83 | 18867 | GIA | 63000 | Ivy St (Southport) T1 / Kensington Rd T1 / Market St T1 / Southport T1 | inside-area | 1.45 | FORMBY GT2B / SOUTHPORT GT1 / SOUTHPORT GT2 | KIRKBY | SPM |  | unknown-primary | [5 empty] | 0 | 0 | 0 | 0 |  | FORMBY GT2B / SOUTHPORT GT1 / SOUTHPORT GT2 |  |  | 0 |  |  | 0 | 0 | 0 | [8 empty] | 2.79 | 105 | 28 | 1137020 | [9 empty] | Lister Drive | KIRKBY | 4 | 514 | 514 | 400 | 0 | 0 | 2027-08 | 41124655 | General Industrial and Special Industrial Groups | 1902 | E | Natural Gas | 3 | 1 | Heating and Natural Ventilation | 2023-12-23 |  | 0.5 | FALSE | 53.642 | -2.9669 | SPM-IVY_ST_SOUTHPORT_T1_KENSINGTON_RD_T1_MARKET_ST_T1_SOUTHPORT_ | 496306134 | SP Energy Networks open data (API key): NDP SPM primary-group polygons + Capacity Heatmaps Information Model SPM + LTDS appendices 3/6 + NSHR
4078 | 15 | THE COWSHED AT WALNUT TREE FARM, NORTHWICH ROAD | WARRINGTON | WA4 4PG | Warrington |  | Office, Warehouse And Premises | industrial | 1 | 1743.56 | 18768 | GIA | 108000 | Daresbury Npl T1 / Daresbury Npl T2 / Daresbury Pk T1 | inside-area | 1.09 | DUTTON GT2 / MOORE GT1 / PERCIVAL LA GT1 | FRODSHAM - INCE | SPM |  | unknown-primary | [5 empty] | 0 | 0 | 0 | 0 |  | DUTTON GT2 / MOORE GT1 / PERCIVAL LA GT1 |  |  | 0 |  |  | 0 | 0 | 0 | [8 empty] | 2.77 | 122 | 15 | 769813 | [9 empty] | Fiddlers Ferry | FRODSHAM | 5 | 1090 | 1090 | 0 | 0 | 0 | 2029-04 | 10092999237 | B8 Storage or Distribution | 1344 | B | Grid Supplied Electricity | 3 |  | Heating and Natural Ventilation | 2021-02-17 |  | 0.8 | FALSE | 53.3274 | -2.5675 | SPM-DARESBURY_NPL_T1_DARESBURY_NPL_T2_DARESBURY_PK_T1 | 11742945000 | SP Energy Networks open data (API key): NDP SPM primary-group polygons + Capacity Heatmaps Information Model SPM + LTDS appendices 3/6 + NSHR
4079 | 15 | 1-6, CRESCENT MEWS, CRESCENT ROAD | LONDON | N22 3LJ | Haringey |  | Store And Premises | industrial | 1 | 1733.63 | 18661 | GIA | 100000 |  | no-geocode | [33 empty] | 2.75 | 43 | [35 empty] | 188425053
4080 | 15 | KERSHAWS SEAFOOD CO, POOL HEY LANE | SOUTHPORT | PR8 5LD | West Lancashire |  | Factory And Premises | industrial | 1 | 1730.1 | 18623 | GIA | 35500 | Ivy St (Southport) T1 / Kensington Rd T1 / Market St T1 / Southport T1 | nearest-substation | 2.1 | FORMBY GT2B / SOUTHPORT GT1 / SOUTHPORT GT2 | KIRKBY | SPM |  | unknown-primary | [5 empty] | 0 | 0 | 0 | 0 |  | FORMBY GT2B / SOUTHPORT GT1 / SOUTHPORT GT2 |  |  | 0 |  |  | 0 | 0 | 0 | [8 empty] | 2.75 | 104 | 28 | 1137264 | [9 empty] | Lister Drive | KIRKBY | 4 | 514 | 514 | 400 | 0 | 0 | 2027-08 | [12 empty] | 53.6299 | -2.9582 | SPM-IVY_ST_SOUTHPORT_T1_KENSINGTON_RD_T1_MARKET_ST_T1_SOUTHPORT_ | 175457126 | SP Energy Networks open data (API key): NDP SPM primary-group polygons + Capacity Heatmaps Information Model SPM + LTDS appendices 3/6 + NSHR
4081 | 15 | ALDI, STATION ROAD | DENBIGH | LL16 3AL | Denbighshire |  | Large Food Store | industrial | 1 | 1724 | 18557 | GIA | 292500 | Bryn Stanley T1 / Denbigh T1 | inside-area | 3.3 | HOLYWELL GT1 / RHYL GT1 / ST ASAPH GT2 / ST ASAPH GT4 | CONNAHS QUAY - PENTIR - ST ASAPH | SPM |  | unknown-primary | [5 empty] | 0 | 0 | 0 | 0 |  | HOLYWELL GT1 / RHYL GT1 / ST ASAPH GT2 / ST ASAPH GT4 |  |  | 0 |  |  | 0 | 0 | 0 | [8 empty] | 2.74 | 43 | 5 | 109080 | [9 empty] | Connahs Quay / SASA | [8 empty] | 10093588172 | A1/A2 Retail and Financial/Professional services | 1684 | B | Grid Supplied Electricity | 4 |  | Air Conditioning | 2017-11-07 |  | 1 | FALSE | 53.1882 | -3.4122 | SPM-BRYN_STANLEY_T1_DENBIGH_T1 | 11215555000 | SP Energy Networks open data (API key): NDP SPM primary-group polygons + Capacity Heatmaps Information Model SPM + LTDS appendices 3/6 + NSHR
4082 | 15 | JAMIE HOUSE, KNUTSFORD ROAD | WARRINGTON | WA4 1JE | Warrington |  | Warehouse And Premises | industrial | 1 | 1719.27 | 18506 | GIA | 56000 | British Aluminium Latchford T1 / Greenhall Whitley T1 / Latchford T1 / Latchford T2 / Thames Board Mill T1 | inside-area | 0.23 | SANKEY BRIDGES GT3 / WARRINGTON GT5 | CARRINGTON - FIDDLERS FERRY | SPM |  | unknown-primary | [5 empty] | 0 | 0 | 0 | 0 |  | SANKEY BRIDGES GT3 / WARRINGTON GT5 |  |  | 0 |  |  | 0 | 0 | 0 | [8 empty] | 2.73 | 43 | 25 | 1053411 | [9 empty] | Fiddlers Ferry | CARRINGTON | 5 | 2186.9 | 2186.9 | 0 | 0 | 930 | 2026-05 | [12 empty] | 53.3814 | -2.5693 | SPM-BRITISH_ALUMINIUM_LATCHFORD_T1_GREENHALL_WHITLEY_T1_LATCHFOR | 442634000 | SP Energy Networks open data (API key): NDP SPM primary-group polygons + Capacity Heatmaps Information Model SPM + LTDS appendices 3/6 + NSHR
4083 | 15 | PROJECT HOUSE 5, DALLIMORE ROAD | MANCHESTER | M23 9NX | Manchester |  | Workshop And Premises | industrial | 1 | 1714.23 | 18452 | GIA | 85500 | Ringway T1 | nearest-substation | 3.81 | ELWORTH GT1 / ELWORTH GT2 / KNUTSFORD GT1 / KNUTSFORD GT2 | CARRINGTON - FIDDLERS FERRY | SPM |  | unknown-primary | [5 empty] | 0 | 0 | 0 | 0 |  | ELWORTH GT1 / ELWORTH GT2 / KNUTSFORD GT1 / KNUTSFORD GT2 |  |  | 0 |  |  | 0 | 0 | 0 | [8 empty] | 2.72 | 77 | 120 | 5443137 | [9 empty] | Fiddlers Ferry | CARRINGTON | 5 | 2186.9 | 2186.9 | 0 | 0 | 930 | 2026-05 | [12 empty] | 53.3932 | -2.2945 | SPM-RINGWAY_T1 | 8875192000 | SP Energy Networks open data (API key): NDP SPM primary-group polygons + Capacity Heatmaps Information Model SPM + LTDS appendices 3/6 + NSHR
4084 | 15 | MANDARK INTERNATIONAL FREIGHT SERVICES LTD, ST BARTHOLOMEWS WAY | MELTON MOWBRAY | LE13 3JP | Melton |  | Warehouse And Premises | industrial | 1 | 1711.2 | 18419 | GIA | 85500 |  | no-geocode | [33 empty] | 2.72 | 43 | [35 empty] | 249752046
4085 | 15 | ALLPORT FREIGHT LTD, DALLIMORE ROAD | MANCHESTER | M23 9NX | Manchester |  | Warehouse And Premises | industrial | 1 | 1708.19 | 18387 | GIA | 80000 | Ringway T1 | nearest-substation | 3.81 | ELWORTH GT1 / ELWORTH GT2 / KNUTSFORD GT1 / KNUTSFORD GT2 | CARRINGTON - FIDDLERS FERRY | SPM |  | unknown-primary | [5 empty] | 0 | 0 | 0 | 0 |  | ELWORTH GT1 / ELWORTH GT2 / KNUTSFORD GT1 / KNUTSFORD GT2 |  |  | 0 |  |  | 0 | 0 | 0 | [8 empty] | 2.71 | 43 | 120 | 5443202 | [9 empty] | Fiddlers Ferry | CARRINGTON | 5 | 2186.9 | 2186.9 | 0 | 0 | 930 | 2026-05 | 10023051552 | B8 Storage or Distribution | 1726 | D | Natural Gas | 3 |  | Heating and Natural Ventilation | 2014-07-10 |  | 1 | FALSE | 53.3932 | -2.2945 | SPM-RINGWAY_T1 | 282524113 | SP Energy Networks open data (API key): NDP SPM primary-group polygons + Capacity Heatmaps Information Model SPM + LTDS appendices 3/6 + NSHR
4086 | 15 | AXIAL LTD, SWINBURNE STREET | JARROW | NE34 3DL | South Tyneside |  | Workshop And Premises | industrial | 1 | 1702.7 | 18328 | GIA | 85000 |  | no-geocode | [33 empty] | 2.71 | 77 | [35 empty] | 3670113000
4087 | 15 | UNITS 2 AND 3 MILLARS BUSINESS CENTRE, FISHPONDS CLOSE | WOKINGHAM | RG40 2QA | Wokingham |  | Laboratory And Premises | industrial | 1 | 1683.86 | 18125 | GIA | 230000 |  | no-geocode | [33 empty] | 2.68 | 168 | [35 empty] | 10383618000
4088 | 15 | UNITS 5-7, WISTASTON ROAD BUSINESS PARK | CREWE | CW2 7RP | Cheshire East |  | Workshop And Premises | industrial | 1 | 1680.1 | 18084 | GIA | 42000 | Civic Centre T1 / Claughton Ave T1 / Electricity St T1 | inside-area | 0.54 | COPPENHALL GT1 / CREWE GT1 / CREWE GT2A / CREWE GT4A / RADWAY GREEN GT1 / RADWAY GREEN GT2 / WHITCHURCH GT2 | CELLARHEAD | SPM |  | unknown-primary | [5 empty] | 0 | 0 | 0 | 0 |  | COPPENHALL GT1 / CREWE GT1 / CREWE GT2A / CREWE GT4A / RADWAY GREEN GT1 / RADWAY GREEN GT2 / WHITCHURCH GT2 |  |  | 0 |  |  | 0 | 0 | 0 | [8 empty] | 2.67 | 76 | 15 | 511205 | [9 empty] | Frodsham | CELLARHEAD | 5 | 1680 | 1680 | 0 | 0 | 20 | 2027-07 | 10023728934 | B2 to B7 General Industrial and Special Industrial Groups | 699 | E | Natural Gas | 3 |  | Heating and Natural Ventilation | 2020-07-08 |  | 1 | FALSE | 53.0962 | -2.4504 | SPM-CIVIC_CENTRE_T1_CLAUGHTON_AVE_T1_ELECTRICITY_ST_T1 | 11985732000 | SP Energy Networks open data (API key): NDP SPM primary-group polygons + Capacity Heatmaps Information Model SPM + LTDS appendices 3/6 + NSHR
4089 | 15 | UNIT 3, RIVERSIDE TRADE PARK, RIVER LANE | CHESTER | CH4 8RL | Flintshire |  | Warehouse And Premises | industrial | 1 | 1675.51 | 18035 | GIA | 82000 | Saltney T1 | inside-area | 3.13 | CHESTER MAIN GT4 / CRANE BANK GT1 / GUILDEN SUTTON GT1 / SALTNEY G2A | CAPENHURST | SPM |  | unknown-primary | [5 empty] | 0 | 0 | 0 | 0 |  | CHESTER MAIN GT4 / CRANE BANK GT1 / GUILDEN SUTTON GT1 / SALTNEY G2A |  |  | 0 |  |  | 0 | 0 | 0 | [8 empty] | 2.66 | 42 | 25 | 550195 | [9 empty] | Capenhurst | CAPENHURST | 4 | 896.6 | 896.6 | 0 | 0 | 304 | 2029-10 | 10023847162 | B8 Storage or Distribution | 640 | C | Natural Gas | 3 |  | Heating and Natural Ventilation | 2023-01-17 |  | 0.75 | FALSE | 53.1817 | -2.9217 | SPM-SALTNEY_T1 | 6868419000 | SP Energy Networks open data (API key): NDP SPM primary-group polygons + Capacity Heatmaps Information Model SPM + LTDS appendices 3/6 + NSHR
4090 | 15 | UNIT N1, HAYDOCK CROSS, KILBUCK LANE | ST HELENS | WA11 9UX | St Helens |  | Warehouse And Premises | industrial | 1 | 1652 | 17782 | GIA | 104000 | Almatex T1 / St Helens Wwtw T1 / Watery La T2 / Ex Delta Metals T1 | nearest-substation | 4.09 | BOLD G2B / RAVENHEAD G1A2 / ST HELENS GT2A | RAINHILL | SPM |  | unknown-primary | [5 empty] | 0 | 0 | 0 | 0 |  | BOLD G2B / RAVENHEAD G1A2 / ST HELENS GT2A |  |  | 0 |  |  | 0 | 0 | 0 | [8 empty] | 2.63 | 41 | 70 | 5818926 | [9 empty] | Rainhill | RAINHILL | 1 | 85.5 | 85.5 | 0 | 0 | 57 | 2026-09 | 39098432 | Storage or Distribution | 1667 | B | Grid Supplied Electricity | 3 |  | Heating and Natural Ventilation | 2024-09-02 |  | 1 | FALSE | 53.4748 | -2.6481 | SPM-ALMATEX_T1_ST_HELENS_WWTW_T1_WATERY_LA_T2_EX_DELTA_METALS_T1 | 14304020000 | SP Energy Networks open data (API key): NDP SPM primary-group polygons + Capacity Heatmaps Information Model SPM + LTDS appendices 3/6 + NSHR
4091 | 15 | 9, CROWLAND STREET | SOUTHPORT | PR9 7RQ | Sefton |  | Workshop And Premises | industrial | 1 | 1646.77 | 17726 | GIA | 54000 | Ivy St (Southport) T1 / Kensington Rd T1 / Market St T1 / Southport T1 | inside-area | 1.37 | FORMBY GT2B / SOUTHPORT GT1 / SOUTHPORT GT2 | KIRKBY | SPM |  | unknown-primary | [5 empty] | 0 | 0 | 0 | 0 |  | FORMBY GT2B / SOUTHPORT GT1 / SOUTHPORT GT2 |  |  | 0 |  |  | 0 | 0 | 0 | [8 empty] | 2.62 | 74 | 28 | 1138161 | [9 empty] | Lister Drive | KIRKBY | 4 | 514 | 514 | 400 | 0 | 0 | 2027-08 | [12 empty] | 53.6417 | -2.968 | SPM-IVY_ST_SOUTHPORT_T1_KENSINGTON_RD_T1_MARKET_ST_T1_SOUTHPORT_ | 14513776000 | SP Energy Networks open data (API key): NDP SPM primary-group polygons + Capacity Heatmaps Information Model SPM + LTDS appendices 3/6 + NSHR
4092 | 15 | UNIT B, MILLBROOK COURT, OVERBROOK LANE | PRESCOT | L34 9AS | Knowsley |  | Warehouse Offices And Premises | industrial | 1 | 1636.1 | 17611 | GIA | 91500 | Kelco T1 / News International T1 / News International T2 / Palco T1 / Southdene T1 | inside-area | 1.16 | GILLMOSS GT1 / KIRKBY GT2 / SIMONSWOOD GT1 | KIRKBY | SPM |  | unknown-primary | [5 empty] | 0 | 0 | 0 | 0 |  | GILLMOSS GT1 / KIRKBY GT2 / SIMONSWOOD GT1 |  |  | 0 |  |  | 0 | 0 | 0 | [8 empty] | 2.6 | 115 | 67 | 4678581 | [9 empty] | Kirkby (_D) | KIRKBY | 4 | 514 | 514 | 400 | 0 | 0 | 2027-08 | 40068276 | Offices and Workshop Businesses | 2009 | B | Natural Gas | 3 | 2 | Heating and Natural Ventilation | 2026-07-27 |  | 1 | FALSE | 53.4592 | -2.8564 | SPM-KELCO_T1_NEWS_INTERNATIONAL_T1_NEWS_INTERNATIONAL_T2_PALCO_T | 3763260000 | SP Energy Networks open data (API key): NDP SPM primary-group polygons + Capacity Heatmaps Information Model SPM + LTDS appendices 3/6 + NSHR
4093 | 15 | UNIT C, ENNIS CLOSE | MANCHESTER | M23 9LE | Manchester |  | Warehouse And Premises | industrial | 1 | 1626.8 | 17511 | GIA | 128000 | Ringway T1 | nearest-substation | 3.57 | ELWORTH GT1 / ELWORTH GT2 / KNUTSFORD GT1 / KNUTSFORD GT2 | CARRINGTON - FIDDLERS FERRY | SPM |  | unknown-primary | [5 empty] | 0 | 0 | 0 | 0 |  | ELWORTH GT1 / ELWORTH GT2 / KNUTSFORD GT1 / KNUTSFORD GT2 |  |  | 0 |  |  | 0 | 0 | 0 | [8 empty] | 2.59 | 41 | 120 | 5444078 | [9 empty] | Fiddlers Ferry | CARRINGTON | 5 | 2186.9 | 2186.9 | 0 | 0 | 930 | 2026-05 | 10024148124 | General Industrial and Special Industrial Groups | 1912 | D | Natural Gas | 3 |  | Heating and Natural Ventilation | 2026-02-06 |  | 1 | FALSE | 53.3913 | -2.2969 | SPM-RINGWAY_T1 | 6739652000 | SP Energy Networks open data (API key): NDP SPM primary-group polygons + Capacity Heatmaps Information Model SPM + LTDS appendices 3/6 + NSHR
4094 | 15 | PENRHOS | LLANDYSUL | SA44 4 | Ceredigion |  | Workshop And Premises | industrial | 1 | 1625.48 | 17497 | GIA | 32750 |  | no-geocode | [33 empty] | 2.58 | 73 | [35 empty] | 117916193
4095 | 15 | CRANOE HOUSE 6, CLAVERTON ROAD | MANCHESTER | M23 9FT | Manchester |  | Factory And Premises | industrial | 1 | 1624.49 | 17486 | GIA | 136000 | Ringway T1 | nearest-substation | 3.29 | ELWORTH GT1 / ELWORTH GT2 / KNUTSFORD GT1 / KNUTSFORD GT2 | CARRINGTON - FIDDLERS FERRY | SPM |  | unknown-primary | [5 empty] | 0 | 0 | 0 | 0 |  | ELWORTH GT1 / ELWORTH GT2 / KNUTSFORD GT1 / KNUTSFORD GT2 |  |  | 0 |  |  | 0 | 0 | 0 | [8 empty] | 2.58 | 97 | 120 | 5444103 | [9 empty] | Fiddlers Ferry | CARRINGTON | 5 | 2186.9 | 2186.9 | 0 | 0 | 930 | 2026-05 | 77045769 | Storage or Distribution | 1902 | C | Natural Gas | 3 |  | Air Conditioning | 2025-07-24 |  | 0.5 | FALSE | 53.3889 | -2.2987 | SPM-RINGWAY_T1 | 9250391000 | SP Energy Networks open data (API key): NDP SPM primary-group polygons + Capacity Heatmaps Information Model SPM + LTDS appendices 3/6 + NSHR
4096 | 15 | 4E, SUNBANK LANE, AIRPORT CITY | MANCHESTER | M90 5AD | Manchester |  | Warehouse And Premises | industrial | 1 | 1617 | 17405 | GIA | 156000 | Ringway T1 | inside-area | 0.86 | ELWORTH GT1 / ELWORTH GT2 / KNUTSFORD GT1 / KNUTSFORD GT2 | CARRINGTON - FIDDLERS FERRY | SPM |  | unknown-primary | [5 empty] | 0 | 0 | 0 | 0 |  | ELWORTH GT1 / ELWORTH GT2 / KNUTSFORD GT1 / KNUTSFORD GT2 |  |  | 0 |  |  | 0 | 0 | 0 | [8 empty] | 2.57 | 40 | 120 | 5444184 | [9 empty] | Fiddlers Ferry | CARRINGTON | 5 | 2186.9 | 2186.9 | 0 | 0 | 930 | 2026-05 | 10093687034 | Storage or Distribution | 6211 | B | Grid Supplied Electricity | 3 | 3 | Heating and Natural Ventilation | 2024-07-29 |  | 1 | FALSE | 53.3589 | -2.2922 | SPM-RINGWAY_T1 | 10719234000 | SP Energy Networks open data (API key): NDP SPM primary-group polygons + Capacity Heatmaps Information Model SPM + LTDS appendices 3/6 + NSHR
4097 | 15 | 4A, SUNBANK LANE, AIRPORT CITY | MANCHESTER | M90 5AD | Manchester |  | Warehouse And Premises | industrial | 1 | 1610 | 17330 | GIA | 127000 | Ringway T1 | inside-area | 0.86 | ELWORTH GT1 / ELWORTH GT2 / KNUTSFORD GT1 / KNUTSFORD GT2 | CARRINGTON - FIDDLERS FERRY | SPM |  | unknown-primary | [5 empty] | 0 | 0 | 0 | 0 |  | ELWORTH GT1 / ELWORTH GT2 / KNUTSFORD GT1 / KNUTSFORD GT2 |  |  | 0 |  |  | 0 | 0 | 0 | [8 empty] | 2.56 | 40 | 120 | 5444259 | [9 empty] | Fiddlers Ferry | CARRINGTON | 5 | 2186.9 | 2186.9 | 0 | 0 | 930 | 2026-05 | 10093687030 | B2 to B7 General Industrial and Special Industrial Groups | 114 | B | Grid Supplied Electricity | 5 | 1 | Heating and Natural Ventilation | 2016-12-22 |  | 1 | FALSE | 53.3589 | -2.2922 | SPM-RINGWAY_T1 | 14440004000 | SP Energy Networks open data (API key): NDP SPM primary-group polygons + Capacity Heatmaps Information Model SPM + LTDS appendices 3/6 + NSHR
4098 | 15 | UNIT Y12, ELVINGTON INDUSTRIAL ESTATE | YORK | YO41 5AR | City Of York |  | Workshop And Premises | industrial | 1 | 1607.27 | 17300 | GIA | 86000 |  | no-geocode | [33 empty] | 2.55 | 72 | [35 empty] | 2047498000
4099 | 15 | 7, LOWER BROOK STREET | OSWESTRY | SY11 2HG | Shropshire |  | Vehicle Repair Workshop And Premises | industrial | 1 | 1602.75 | 17252 | GIA | 60000 | Coney Green T1 / Oswestry T2 / Oswestry T1 | inside-area | 3.36 | LEGACY LOCAL GT2 / NEWTOWN GT2 / OSWESTRY GT8 / WELSHPOOL GT1 | LEGACY | SPM |  | unknown-primary | [5 empty] | 0 | 0 | 0 | 0 |  | LEGACY LOCAL GT2 / NEWTOWN GT2 / OSWESTRY GT8 / WELSHPOOL GT1 |  |  | 0 |  |  | 0 | 0 | 0 | [8 empty] | 2.55 | 72 | 15 | 573205 | [9 empty] | Legacy | LEGACY | 5 | 1714 | 1714 | 0 | 0 | 0 | 2024-08 | 100071367876 | Offices and Workshop Businesses | 504 | E | Oil | 3 |  | Heating and Natural Ventilation | 2024-10-16 |  | 1 | FALSE | 52.8564 | -3.057 | SPM-CONEY_GREEN_T1_OSWESTRY_T2_OSWESTRY_T1 | 48828234 | SP Energy Networks open data (API key): NDP SPM primary-group polygons + Capacity Heatmaps Information Model SPM + LTDS appendices 3/6 + NSHR
4100 | 15 | 4D, SUNBANK LANE, AIRPORT CITY | MANCHESTER | M90 5AD | Manchester |  | Warehouse And Premises | industrial | 1 | 1600.7 | 17230 | GIA | 155000 | Ringway T1 | inside-area | 0.86 | ELWORTH GT1 / ELWORTH GT2 / KNUTSFORD GT1 / KNUTSFORD GT2 | CARRINGTON - FIDDLERS FERRY | SPM |  | unknown-primary | [5 empty] | 0 | 0 | 0 | 0 |  | ELWORTH GT1 / ELWORTH GT2 / KNUTSFORD GT1 / KNUTSFORD GT2 |  |  | 0 |  |  | 0 | 0 | 0 | [8 empty] | 2.54 | 40 | 120 | 5444359 | [9 empty] | Fiddlers Ferry | CARRINGTON | 5 | 2186.9 | 2186.9 | 0 | 0 | 930 | 2026-05 | 10093687033 | B2 to B7 General Industrial and Special Industrial Groups | 114 | B | Grid Supplied Electricity | 5 | 1 | Heating and Natural Ventilation | 2016-12-22 |  | 1 | FALSE | 53.3589 | -2.2922 | SPM-RINGWAY_T1 | 10719215000 | SP Energy Networks open data (API key): NDP SPM primary-group polygons + Capacity Heatmaps Information Model SPM + LTDS appendices 3/6 + NSHR
4101 | 15 | RIDGEONS, SCHOOL ROAD | KING'S LYNN | PE30 7XE | Kings Lynn & West Norfolk |  | Warehouse And Premises | industrial | 1 | 1599.3 | 17215 | GIA | 35250 |  | no-geocode | [33 empty] | 2.54 | 40 | [35 empty] | 468254000
4102 | 15 | SUTTON ENGINEERING | CRICKHOWELL | NP8 1 | Powys 3 (Breconshire) |  | Workshop And Premises | industrial | 1 | 1595.1 | 17169 | GIA | 20500 |  | no-geocode | [33 empty] | 2.53 | 72 | [35 empty] | 207100195
4103 | 15 | UNITS 349/16A-F, RANDLES ROAD | PRESCOT | L34 9HX | Knowsley |  | Warehouse And Premises | industrial | 1 | 1590.63 | 17121 | GIA | 73500 | Kelco T1 / News International T1 / News International T2 / Palco T1 / Southdene T1 | inside-area | 1.95 | GILLMOSS GT1 / KIRKBY GT2 / SIMONSWOOD GT1 | KIRKBY | SPM |  | unknown-primary | [5 empty] | 0 | 0 | 0 | 0 |  | GILLMOSS GT1 / KIRKBY GT2 / SIMONSWOOD GT1 |  |  | 0 |  |  | 0 | 0 | 0 | [8 empty] | 2.53 | 40 | 67 | 4679071 | [9 empty] | Kirkby (_D) | KIRKBY | 4 | 514 | 514 | 400 | 0 | 0 | 2027-08 | [12 empty] | 53.4593 | -2.8707 | SPM-KELCO_T1_NEWS_INTERNATIONAL_T1_NEWS_INTERNATIONAL_T2_PALCO_T | 10248354000 | SP Energy Networks open data (API key): NDP SPM primary-group polygons + Capacity Heatmaps Information Model SPM + LTDS appendices 3/6 + NSHR
4104 | 15 | GND FLR SUITES 1 & 2 BUILDING 7, HATTERS LANE | WATFORD | WD28 8PA | Three Rivers |  | Laboratory | industrial | 1 | 1586.48 | 17077 | NIA | 570000 |  | no-geocode | [33 empty] | 2.52 | 159 | [35 empty] | 15000791000
4105 | 15 | WEALDPARK ENGINEERING CO LTD, SUTTON ROAD | ST HELENS | WA9 3DJ | St Helens |  | Workshop And Premises | industrial | 1 | 1584.65 | 17057 | GIA | 60500 | Almatex T1 / St Helens Wwtw T1 / Watery La T2 / Ex Delta Metals T1 | inside-area | 1.85 | BOLD G2B / RAVENHEAD G1A2 / ST HELENS GT2A | RAINHILL | SPM |  | unknown-primary | [5 empty] | 0 | 0 | 0 | 0 |  | BOLD G2B / RAVENHEAD G1A2 / ST HELENS GT2A |  |  | 0 |  |  | 0 | 0 | 0 | [8 empty] | 2.52 | 71 | 70 | 5819651 | [9 empty] | Rainhill | RAINHILL | 1 | 85.5 | 85.5 | 0 | 0 | 57 | 2026-09 | [12 empty] | 53.444 | -2.7166 | SPM-ALMATEX_T1_ST_HELENS_WWTW_T1_WATERY_LA_T2_EX_DELTA_METALS_T1 | 13038009000 | SP Energy Networks open data (API key): NDP SPM primary-group polygons + Capacity Heatmaps Information Model SPM + LTDS appendices 3/6 + NSHR
4106 | 15 | M1 HOUSE UNITS D1-D2 PENRYHN COURT, PENRHYN ROAD | PRESCOT | L34 9HY | Knowsley |  | Warehouse And Premises | industrial | 1 | 1584.31 | 17053 | GIA | 103000 | Kelco T1 / News International T1 / News International T2 / Palco T1 / Southdene T1 | inside-area | 1.28 | GILLMOSS GT1 / KIRKBY GT2 / SIMONSWOOD GT1 | KIRKBY | SPM |  | unknown-primary | [5 empty] | 0 | 0 | 0 | 0 |  | GILLMOSS GT1 / KIRKBY GT2 / SIMONSWOOD GT1 |  |  | 0 |  |  | 0 | 0 | 0 | [8 empty] | 2.52 | 40 | 67 | 4679139 | [9 empty] | Kirkby (_D) | KIRKBY | 4 | 514 | 514 | 400 | 0 | 0 | 2027-08 | [12 empty] | 53.4642 | -2.8628 | SPM-KELCO_T1_NEWS_INTERNATIONAL_T1_NEWS_INTERNATIONAL_T2_PALCO_T | 9717679000 | SP Energy Networks open data (API key): NDP SPM primary-group polygons + Capacity Heatmaps Information Model SPM + LTDS appendices 3/6 + NSHR
4107 | 15 | CONCORDIA, CALDEY ROAD | MANCHESTER | M23 9LE | Manchester |  | Warehouse And Premises | industrial | 1 | 1581.3 | 17021 | GIA | 117000 | Ringway T1 | nearest-substation | 3.57 | ELWORTH GT1 / ELWORTH GT2 / KNUTSFORD GT1 / KNUTSFORD GT2 | CARRINGTON - FIDDLERS FERRY | SPM |  | unknown-primary | [5 empty] | 0 | 0 | 0 | 0 |  | ELWORTH GT1 / ELWORTH GT2 / KNUTSFORD GT1 / KNUTSFORD GT2 |  |  | 0 |  |  | 0 | 0 | 0 | [8 empty] | 2.51 | 40 | 120 | 5444568 | [9 empty] | Fiddlers Ferry | CARRINGTON | 5 | 2186.9 | 2186.9 | 0 | 0 | 930 | 2026-05 | [12 empty] | 53.3913 | -2.2969 | SPM-RINGWAY_T1 | 3371782000 | SP Energy Networks open data (API key): NDP SPM primary-group polygons + Capacity Heatmaps Information Model SPM + LTDS appendices 3/6 + NSHR
4108 | 15 | ARTHUR V CRUTCHLEY & CO LTD, CLOISTER WAY, BRIDGES ROAD | ELLESMERE PORT | CH65 4EL | Cheshire West And Chester |  | Warehouse And Premises | industrial | 1 | 1575.02 | 16953 | GIA | 114000 | Burmah Oil T1 / Cabot Carbon T1 / Van Leer No 1 T1 | inside-area | 0.72 | ELLESMERE PORT GT2 / INCE LOCAL GT1 / INCE LOCAL GT2 | FRODSHAM - INCE | SPM |  | unknown-primary | [5 empty] | 0 | 0 | 0 | 0 |  | ELLESMERE PORT GT2 / INCE LOCAL GT1 / INCE LOCAL GT2 |  |  | 0 |  |  | 0 | 0 | 0 | [8 empty] | 2.5 | 39 | 9 | 233909 | [9 empty] | Capenhurst | FRODSHAM | 5 | 1090 | 1090 | 0 | 0 | 0 | 2029-04 | 10093485394 | General Industrial and Special Industrial Groups | 3163 | C | Grid Supplied Electricity | 3 |  | Heating and Natural Ventilation | 2024-02-25 |  | 0.5 | FALSE | 53.2784 | -2.8809 | SPM-BURMAH_OIL_T1_CABOT_CARBON_T1_VAN_LEER_NO_1_T1 | 2864408000 | SP Energy Networks open data (API key): NDP SPM primary-group polygons + Capacity Heatmaps Information Model SPM + LTDS appendices 3/6 + NSHR
4109 | 15 | CHESHIRE SPAS & POOLS RONALD HOUSE, BUILDWAS ROAD | NESTON | CH64 3TA | Cheshire West And Chester |  | Workshop And Premises | industrial | 1 | 1560.2 | 16794 | GIA | 66000 | Buildwas Rd T1 / Morgan Refractories T1 / Neston Main T1 | inside-area | 1.62 | HESWALL GT1 / HOYLAKE GT2 / PRENTON GRID GT3 | BIRKENHEAD | SPM |  | unknown-primary | [5 empty] | 0 | 0 | 0 | 0 |  | HESWALL GT1 / HOYLAKE GT2 / PRENTON GRID GT3 |  |  | 0 |  |  | 0 | 0 | 0 | [8 empty] | 2.48 | 70 | 5 | 561885 | [9 empty] | Connahs Quay / SASA | BIRKENHEAD | 0 | 0 | 0 | 0 | 0 | 90 |  | 200002832992 | B8 Storage or Distribution | 955 | B | Natural Gas | 3 |  | Heating and Natural Ventilation | 2019-03-04 |  | 1 | FALSE | 53.2998 | -3.0621 | SPM-BUILDWAS_RD_T1_MORGAN_REFRACTORIES_T1_NESTON_MAIN_T1 | 15043215000 | SP Energy Networks open data (API key): NDP SPM primary-group polygons + Capacity Heatmaps Information Model SPM + LTDS appendices 3/6 + NSHR
4110 | 15 | UNIT 22 AT 36-38, WATERLOO ROAD | LONDON | NW2 7ZZ | Brent |  | Warehouse And Premises | industrial | 1 | 1557.36 | 16763 | GIA | 178000 |  | no-geocode | [33 empty] | 2.47 | 39 | [35 empty] | 12201918000
4111 | 15 | UNIT 4, INDIGO ROAD | ELLESMERE PORT | CH65 4AJ | Cheshire West And Chester |  | Warehouse And Premises | industrial | 1 | 1554.8 | 16736 | GIA | 28750 | Burmah Oil T1 / Cabot Carbon T1 / Van Leer No 1 T1 | inside-area | 0.23 | ELLESMERE PORT GT2 / INCE LOCAL GT1 / INCE LOCAL GT2 | FRODSHAM - INCE | SPM |  | unknown-primary | [5 empty] | 0 | 0 | 0 | 0 |  | ELLESMERE PORT GT2 / INCE LOCAL GT1 / INCE LOCAL GT2 |  |  | 0 |  |  | 0 | 0 | 0 | [8 empty] | 2.47 | 39 | 9 | 234126 | [9 empty] | Capenhurst | FRODSHAM | 5 | 1090 | 1090 | 0 | 0 | 0 | 2029-04 | [12 empty] | 53.2853 | -2.8742 | SPM-BURMAH_OIL_T1_CABOT_CARBON_T1_VAN_LEER_NO_1_T1 | 2099467000 | SP Energy Networks open data (API key): NDP SPM primary-group polygons + Capacity Heatmaps Information Model SPM + LTDS appendices 3/6 + NSHR
4112 | 15 | PT LEVEL 2 REAR A & B, CRANBORNE HOUSE, CRANBORNE ROAD | POTTERS BAR | EN6 3JY | Hertsmere |  | Warehouse And Premises | industrial | 1 | 1552 | 16706 | GIA | 119000 |  | no-geocode | [33 empty] | 2.47 | 39 | [35 empty] | 14248681000
4113 | 15 | RECALL ADJ UNIT 1, DALLIMORE ROAD | MANCHESTER | M23 9JA | Manchester |  | Warehouse And Premises | industrial | 1 | 1542.8 | 16607 | GIA | 95500 | Ringway T1 | nearest-substation | 3.88 | ELWORTH GT1 / ELWORTH GT2 / KNUTSFORD GT1 / KNUTSFORD GT2 | CARRINGTON - FIDDLERS FERRY | SPM |  | unknown-primary | [5 empty] | 0 | 0 | 0 | 0 |  | ELWORTH GT1 / ELWORTH GT2 / KNUTSFORD GT1 / KNUTSFORD GT2 |  |  | 0 |  |  | 0 | 0 | 0 | [8 empty] | 2.45 | 39 | 120 | 5444982 | [9 empty] | Fiddlers Ferry | CARRINGTON | 5 | 2186.9 | 2186.9 | 0 | 0 | 930 | 2026-05 | 10090667791 | B8 Storage or Distribution | 5329 | D | Natural Gas | 3 |  | Heating and Natural Ventilation | 2017-03-10 |  | 1 | FALSE | 53.3939 | -2.2948 | SPM-RINGWAY_T1 | 8072449000 | SP Energy Networks open data (API key): NDP SPM primary-group polygons + Capacity Heatmaps Information Model SPM + LTDS appendices 3/6 + NSHR
4114 | 15 | UNIT 1, NORTH FLORIDA ROAD, HAYDOCK INDUSTRIAL ESTATE | ST HELENS | WA11 9TN | St Helens |  | Workshop And Premises | industrial | 1 | 1539 | 16566 | GIA | 71000 | Almatex T1 / St Helens Wwtw T1 / Watery La T2 / Ex Delta Metals T1 | nearest-substation | 3.22 | BOLD G2B / RAVENHEAD G1A2 / ST HELENS GT2A | RAINHILL | SPM |  | unknown-primary | [5 empty] | 0 | 0 | 0 | 0 |  | BOLD G2B / RAVENHEAD G1A2 / ST HELENS GT2A |  |  | 0 |  |  | 0 | 0 | 0 | [8 empty] | 2.45 | 69 | 70 | 5820142 | [9 empty] | Rainhill | RAINHILL | 1 | 85.5 | 85.5 | 0 | 0 | 57 | 2026-09 | [12 empty] | 53.4736 | -2.6689 | SPM-ALMATEX_T1_ST_HELENS_WWTW_T1_WATERY_LA_T2_EX_DELTA_METALS_T1 | 14931576000 | SP Energy Networks open data (API key): NDP SPM primary-group polygons + Capacity Heatmaps Information Model SPM + LTDS appendices 3/6 + NSHR
4115 | 15 | UNITS 8-9, MERCURY PARK, MERCURY WAY | MANCHESTER | M41 2LR | Trafford |  | Factory, Offices And Premises | industrial | 1 | 1538.5 | 16560 | GIA | 131000 |  | no-geocode | [33 empty] | 2.44 | 92 | [35 empty] | 6319680000
4116 | 15 | HOWLEY POINT 1, HOMLESFIELD ROAD, FAIRFIELD & HOWLEY | WARRINGTON | WA1 2DS | Warrington |  | Warehouse And Premises | industrial | 1 | 1536 | 16533 | GIA | 61000 | British Aluminium Latchford T1 / Greenhall Whitley T1 / Latchford T1 / Latchford T2 / Thames Board Mill T1 | inside-area | 0.92 | SANKEY BRIDGES GT3 / WARRINGTON GT5 | CARRINGTON - FIDDLERS FERRY | SPM |  | unknown-primary | [5 empty] | 0 | 0 | 0 | 0 |  | SANKEY BRIDGES GT3 / WARRINGTON GT5 |  |  | 0 |  |  | 0 | 0 | 0 | [8 empty] | 2.44 | 38 | 25 | 1055384 | [9 empty] | Fiddlers Ferry | CARRINGTON | 5 | 2186.9 | 2186.9 | 0 | 0 | 930 | 2026-05 |  | General Industrial and Special Industrial Groups | 1306 | B | Grid Supplied Electricity | 3 |  | Heating and Natural Ventilation | 2023-11-22 |  | 0.75 | FALSE | 53.3901 | -2.5745 | SPM-BRITISH_ALUMINIUM_LATCHFORD_T1_GREENHALL_WHITLEY_T1_LATCHFOR | 14976617000 | SP Energy Networks open data (API key): NDP SPM primary-group polygons + Capacity Heatmaps Information Model SPM + LTDS appendices 3/6 + NSHR
4117 | 15 | VEHICLE REPAIR WORKSHOP WALNUT TREE FARM, NORTHWICH ROAD | WARRINGTON | WA4 4NU | Warrington |  | Vehicle Repair Workshop And Premises | industrial | 1 | 1535.72 | 16530 | GIA | 52000 | Daresbury Npl T1 / Daresbury Npl T2 / Daresbury Pk T1 | inside-area | 0.51 | DUTTON GT2 / MOORE GT1 / PERCIVAL LA GT1 | FRODSHAM - INCE | SPM |  | unknown-primary | [5 empty] | 0 | 0 | 0 | 0 |  | DUTTON GT2 / MOORE GT1 / PERCIVAL LA GT1 |  |  | 0 |  |  | 0 | 0 | 0 | [8 empty] | 2.44 | 69 | 15 | 772051 | [9 empty] | Fiddlers Ferry | FRODSHAM | 5 | 1090 | 1090 | 0 | 0 | 0 | 2029-04 | [12 empty] | 53.3376 | -2.571 | SPM-DARESBURY_NPL_T1_DARESBURY_NPL_T2_DARESBURY_PK_T1 | 14894184000 | SP Energy Networks open data (API key): NDP SPM primary-group polygons + Capacity Heatmaps Information Model SPM + LTDS appendices 3/6 + NSHR
4118 | 15 | FLOAT GLASS, SOUTHMOOR ROAD | MANCHESTER | M23 9LP | Manchester |  | Warehouse And Premises | industrial | 1 | 1531.87 | 16489 | GIA | 98500 | Ringway T1 | nearest-substation | 3.81 | ELWORTH GT1 / ELWORTH GT2 / KNUTSFORD GT1 / KNUTSFORD GT2 | CARRINGTON - FIDDLERS FERRY | SPM |  | unknown-primary | [5 empty] | 0 | 0 | 0 | 0 |  | ELWORTH GT1 / ELWORTH GT2 / KNUTSFORD GT1 / KNUTSFORD GT2 |  |  | 0 |  |  | 0 | 0 | 0 | [8 empty] | 2.43 | 38 | 120 | 5445100 | [9 empty] | Fiddlers Ferry | CARRINGTON | 5 | 2186.9 | 2186.9 | 0 | 0 | 930 | 2026-05 | [12 empty] | 53.3927 | -2.2903 | SPM-RINGWAY_T1 | 9790635000 | SP Energy Networks open data (API key): NDP SPM primary-group polygons + Capacity Heatmaps Information Model SPM + LTDS appendices 3/6 + NSHR
4119 | 15 | UNIT 6, BRYMAU TWO INDUSTRIAL ESTATE, RIVER LANE | CHESTER | CH4 8RB | Flintshire |  | Warehouse And Premises | industrial | 1 | 1529.88 | 16467 | GIA | 73500 | Saltney T1 | inside-area | 2.99 | CHESTER MAIN GT4 / CRANE BANK GT1 / GUILDEN SUTTON GT1 / SALTNEY G2A | CAPENHURST | SPM |  | unknown-primary | [5 empty] | 0 | 0 | 0 | 0 |  | CHESTER MAIN GT4 / CRANE BANK GT1 / GUILDEN SUTTON GT1 / SALTNEY G2A |  |  | 0 |  |  | 0 | 0 | 0 | [8 empty] | 2.43 | 38 | 25 | 551763 | [9 empty] | Capenhurst | CAPENHURST | 4 | 896.6 | 896.6 | 0 | 0 | 304 | 2029-10 | 10095364125 | Storage or Distribution | 648 | C | Grid Supplied Electricity | 3 |  | Heating and Natural Ventilation | 2026-03-17 |  | 0.75 | FALSE | 53.1805 | -2.924 | SPM-SALTNEY_T1 | 14932095000 | SP Energy Networks open data (API key): NDP SPM primary-group polygons + Capacity Heatmaps Information Model SPM + LTDS appendices 3/6 + NSHR
4120 | 15 | UNIT E1, HAYDOCK CROSS, KILBUCK LANE | ST HELENS | WA11 9UX | St Helens |  | Warehouse And Premises | industrial | 1 | 1529.37 | 16462 | GIA | 97500 | Almatex T1 / St Helens Wwtw T1 / Watery La T2 / Ex Delta Metals T1 | nearest-substation | 4.09 | BOLD G2B / RAVENHEAD G1A2 / ST HELENS GT2A | RAINHILL | SPM |  | unknown-primary | [5 empty] | 0 | 0 | 0 | 0 |  | BOLD G2B / RAVENHEAD G1A2 / ST HELENS GT2A |  |  | 0 |  |  | 0 | 0 | 0 | [8 empty] | 2.43 | 38 | 70 | 5820246 | [9 empty] | Rainhill | RAINHILL | 1 | 85.5 | 85.5 | 0 | 0 | 57 | 2026-09 | 39079159 | General Industrial and Special Industrial Groups | 2919 | B | Grid Supplied Electricity | 3 |  | Heating and Natural Ventilation | 2023-10-05 |  | 1 | FALSE | 53.4748 | -2.6481 | SPM-ALMATEX_T1_ST_HELENS_WWTW_T1_WATERY_LA_T2_EX_DELTA_METALS_T1 | 14845366000 | SP Energy Networks open data (API key): NDP SPM primary-group polygons + Capacity Heatmaps Information Model SPM + LTDS appendices 3/6 + NSHR
4121 | 15 | BRITISH TELECOM, SUTTON ROAD | ST HELENS | WA9 3DZ | St Helens |  | Storage Depot And Premises | industrial | 1 | 1526.5 | 16431 | GIA | 62500 | Almatex T1 / St Helens Wwtw T1 / Watery La T2 / Ex Delta Metals T1 | inside-area | 1.57 | BOLD G2B / RAVENHEAD G1A2 / ST HELENS GT2A | RAINHILL | SPM |  | unknown-primary | [5 empty] | 0 | 0 | 0 | 0 |  | BOLD G2B / RAVENHEAD G1A2 / ST HELENS GT2A |  |  | 0 |  |  | 0 | 0 | 0 | [8 empty] | 2.43 | 38 | 70 | 5820277 | [9 empty] | Rainhill | RAINHILL | 1 | 85.5 | 85.5 | 0 | 0 | 57 | 2026-09 | [12 empty] | 53.4428 | -2.7116 | SPM-ALMATEX_T1_ST_HELENS_WWTW_T1_WATERY_LA_T2_EX_DELTA_METALS_T1 | 8977477000 | SP Energy Networks open data (API key): NDP SPM primary-group polygons + Capacity Heatmaps Information Model SPM + LTDS appendices 3/6 + NSHR
4122 | 15 | 19 SHED, EAST SIDE, TYNE DOCK | SOUTH SHIELDS | NE34 5SR | South Tyneside |  | Warehouse And Premises | industrial | 1 | 1523.12 | 16395 | GIA | 63500 |  | no-geocode | [33 empty] | 2.42 | 38 | [35 empty] | 11164622000
4123 | 15 | JON RICHARD LTD, TILSON ROAD | MANCHESTER | M23 9PH | Manchester |  | Warehouse And Premises | industrial | 1 | 1509.06 | 16243 | GIA | 123000 | Ringway T1 | nearest-substation | 3.63 | ELWORTH GT1 / ELWORTH GT2 / KNUTSFORD GT1 / KNUTSFORD GT2 | CARRINGTON - FIDDLERS FERRY | SPM |  | unknown-primary | [5 empty] | 0 | 0 | 0 | 0 |  | ELWORTH GT1 / ELWORTH GT2 / KNUTSFORD GT1 / KNUTSFORD GT2 |  |  | 0 |  |  | 0 | 0 | 0 | [8 empty] | 2.4 | 38 | 120 | 5445346 | [9 empty] | Fiddlers Ferry | CARRINGTON | 5 | 2186.9 | 2186.9 | 0 | 0 | 930 | 2026-05 | [12 empty] | 53.3914 | -2.2931 | SPM-RINGWAY_T1 | 2517683000 | SP Energy Networks open data (API key): NDP SPM primary-group polygons + Capacity Heatmaps Information Model SPM + LTDS appendices 3/6 + NSHR
4124 | 15 | CAEBARDD | WELSHPOOL | SY21 9DS | Powys 1 (Montgomeryshire) |  | Workshop And Premises | industrial | 1 | 1505.13 | 16201 | GIA | 30750 | Welshpool T1 | inside-area | 3.82 | LEGACY LOCAL GT2 / NEWTOWN GT2 / OSWESTRY GT8 / WELSHPOOL GT1 | LEGACY | SPM |  | unknown-primary | [5 empty] | 0 | 0 | 0 | 0 |  | LEGACY LOCAL GT2 / NEWTOWN GT2 / OSWESTRY GT8 / WELSHPOOL GT1 |  |  | 0 |  |  | 0 | 0 | 0 | [8 empty] | 2.39 | 68 | 6 | 327883 | [9 empty] | Legacy | LEGACY | 5 | 1714 | 1714 | 0 | 0 | 0 | 2024-08 | [12 empty] | 52.7143 | -3.1547 | SPM-WELSHPOOL_T1 | 235556206 | SP Energy Networks open data (API key): NDP SPM primary-group polygons + Capacity Heatmaps Information Model SPM + LTDS appendices 3/6 + NSHR
4125 | 15 | THE NORTH BUILDING, NORTH FLORIDA ROAD, HAYDOCK INDUSTRIAL ESTATE | ST HELENS | WA11 9UB | St Helens |  | Workshop And Premises | industrial | 1 | 1485.16 | 15986 | GIA | 88500 | Almatex T1 / St Helens Wwtw T1 / Watery La T2 / Ex Delta Metals T1 | nearest-substation | 3.39 | BOLD G2B / RAVENHEAD G1A2 / ST HELENS GT2A | RAINHILL | SPM |  | unknown-primary | [5 empty] | 0 | 0 | 0 | 0 |  | BOLD G2B / RAVENHEAD G1A2 / ST HELENS GT2A |  |  | 0 |  |  | 0 | 0 | 0 | [8 empty] | 2.36 | 67 | 70 | 5820722 | [9 empty] | Rainhill | RAINHILL | 1 | 85.5 | 85.5 | 0 | 0 | 57 | 2026-09 | 39041924 | Storage or Distribution | 7864 | C | Natural Gas | 4 |  | Heating and Natural Ventilation | 2024-03-11 |  | 1 | FALSE | 53.4733 | -2.6624 | SPM-ALMATEX_T1_ST_HELENS_WWTW_T1_WATERY_LA_T2_EX_DELTA_METALS_T1 | 9072345000 | SP Energy Networks open data (API key): NDP SPM primary-group polygons + Capacity Heatmaps Information Model SPM + LTDS appendices 3/6 + NSHR
4126 | 15 | BSS, APPIAN WAY, GILBEY ROAD | GRIMSBY | DN32 2FD | North East Lincolnshire |  | Warehouse And Premises | industrial | 1 | 1484.42 | 15978 | GIA | 66500 |  | no-geocode | [33 empty] | 2.36 | 37 | [35 empty] | 1621062000
4127 | 15 | WATTON SAW MILL, THE WATTON | BRECON | LD3 7 | Powys 3 (Breconshire) |  | Sawmill And Premises | industrial | 1 | 1475.12 | 15878 | GIA | 19750 |  | no-geocode | [33 empty] | 2.34 | 89 | [35 empty] | 206571195
4128 | 15 | UNIT 402 EASTER PARK, HAYDOCK LANE | ST HELENS | WA11 9UP | St Helens |  | Warehouse And Premises | industrial | 1 | 1472.94 | 15855 | GIA | 120000 | Almatex T1 / St Helens Wwtw T1 / Watery La T2 / Ex Delta Metals T1 | nearest-substation | 3.54 | BOLD G2B / RAVENHEAD G1A2 / ST HELENS GT2A | RAINHILL | SPM |  | unknown-primary | [5 empty] | 0 | 0 | 0 | 0 |  | BOLD G2B / RAVENHEAD G1A2 / ST HELENS GT2A |  |  | 0 |  |  | 0 | 0 | 0 | [8 empty] | 2.34 | 37 | 70 | 5820853 | [9 empty] | Rainhill | RAINHILL | 1 | 85.5 | 85.5 | 0 | 0 | 57 | 2026-09 | [12 empty] | 53.476 | -2.6659 | SPM-ALMATEX_T1_ST_HELENS_WWTW_T1_WATERY_LA_T2_EX_DELTA_METALS_T1 | 7721448000 | SP Energy Networks open data (API key): NDP SPM primary-group polygons + Capacity Heatmaps Information Model SPM + LTDS appendices 3/6 + NSHR
4129 | 15 | WAREHOUSE AT THE QUARRY | WELSHPOOL | SY21 8SZ | Powys 1 (Montgomeryshire) | SPEED | Warehouse And Premises | industrial | 1 | 1464.75 | 15766 | GIA | 41750 | Welshpool T1 | inside-area | 3.84 | LEGACY LOCAL GT2 / NEWTOWN GT2 / OSWESTRY GT8 / WELSHPOOL GT1 | LEGACY | SPM |  | unknown-primary | [5 empty] | 0 | 0 | 0 | 0 |  | LEGACY LOCAL GT2 / NEWTOWN GT2 / OSWESTRY GT8 / WELSHPOOL GT1 |  |  | 0 |  |  | 0 | 0 | 0 | [8 empty] | 2.33 | 37 | 6 | 328318 | [9 empty] | Legacy | LEGACY | 5 | 1714 | 1714 | 0 | 0 | 0 | 2024-08 | [12 empty] | 52.6852 | -3.0846 | SPM-WELSHPOOL_T1 | 12637396000 | SP Energy Networks open data (API key): NDP SPM primary-group polygons + Capacity Heatmaps Information Model SPM + LTDS appendices 3/6 + NSHR
4130 | 15 | MUSIC EXCHANGE M/CR LTD, CLAVERTON ROAD | MANCHESTER | M23 9NE | Manchester |  | Warehouse And Premises | industrial | 1 | 1463.7 | 15755 | GIA | 115000 | Ringway T1 | nearest-substation | 3.29 | ELWORTH GT1 / ELWORTH GT2 / KNUTSFORD GT1 / KNUTSFORD GT2 | CARRINGTON - FIDDLERS FERRY | SPM |  | unknown-primary | [5 empty] | 0 | 0 | 0 | 0 |  | ELWORTH GT1 / ELWORTH GT2 / KNUTSFORD GT1 / KNUTSFORD GT2 |  |  | 0 |  |  | 0 | 0 | 0 | [8 empty] | 2.33 | 37 | 120 | 5445834 | [9 empty] | Fiddlers Ferry | CARRINGTON | 5 | 2186.9 | 2186.9 | 0 | 0 | 930 | 2026-05 | [12 empty] | 53.3888 | -2.297 | SPM-RINGWAY_T1 | 222273113 | SP Energy Networks open data (API key): NDP SPM primary-group polygons + Capacity Heatmaps Information Model SPM + LTDS appendices 3/6 + NSHR
4131 | 15 | MERIDIAN, LEICESTER ROAD | ASHBY-DE-LA-ZOUCH | LE67 5TR | North West Leicestershire |  | Factory And Premises | industrial | 1 | 1461.78 | 15734 | GIA | 37250 |  | no-geocode | [33 empty] | 2.32 | 88 | [35 empty] | 13566860000
4132 | 15 | 1, DARBY WAY | LEICESTER | LE9 5 | Blaby |  | Factory And Premises | industrial | 1 | 1456.6 | 15679 | GIA | 84000 |  | no-geocode | [33 empty] | 2.31 | 87 | [35 empty] | 2372915000
4133 | 15 | TERFYN FARM, MARIAN, TAI TERFYN, CWM | RHYL | LL18 6HU | Denbighshire | CLWYD AGRICULTURAL | Workshop And Premises | industrial | 1 | 1450.99 | 15618 | GIA | 13250 | Graig Fawr T1 | inside-area | 2.07 | HOLYWELL GT1 / RHYL GT1 / ST ASAPH GT2 / ST ASAPH GT4 | CONNAHS QUAY - PENTIR - ST ASAPH | SPM |  | unknown-primary | [5 empty] | 0 | 0 | 0 | 0 |  | HOLYWELL GT1 / RHYL GT1 / ST ASAPH GT2 / ST ASAPH GT4 |  |  | 0 |  |  | 0 | 0 | 0 | [8 empty] | 2.31 | 65 | 1 | 25346 | [9 empty] | Connahs Quay / SASA | [20 empty] | 53.2894 | -3.3878 | SPM-GRAIG_FAWR_T1 | 179128206 | SP Energy Networks open data (API key): NDP SPM primary-group polygons + Capacity Heatmaps Information Model SPM + LTDS appendices 3/6 + NSHR
4134 | 15 | STH, BELL HILL INDUSTRIAL ESTATE, WOOD LANE | LEEDS | LS26 2AE | Leeds |  | Workshop And Premises | industrial | 1 | 1450.4 | 15612 | GIA | 62500 |  | no-geocode | [33 empty] | 2.3 | 65 | [35 empty] | 6105300000
4135 | 15 | UNITS 7-10 CAMBOIS COLLIERY | BLYTH | NE24 1RL | Northumberland |  | Factory And Premises | industrial | 1 | 1427.4 | 15364 | GIA | 15250 |  | no-geocode | [33 empty] | 2.27 | 86 | [35 empty] | 6311731000
4136 | 15 | FRED DAVIES (STORAGE) LTD, GASKELL STREET | ST HELENS | WA9 1PX | St Helens |  | Warehouse And Premises | industrial | 1 | 1424.7 | 15335 | GIA | 55000 | Almatex T1 / St Helens Wwtw T1 / Watery La T2 / Ex Delta Metals T1 | inside-area | 1.72 | BOLD G2B / RAVENHEAD G1A2 / ST HELENS GT2A | RAINHILL | SPM |  | unknown-primary | [5 empty] | 0 | 0 | 0 | 0 |  | BOLD G2B / RAVENHEAD G1A2 / ST HELENS GT2A |  |  | 0 |  |  | 0 | 0 | 0 | [8 empty] | 2.26 | 36 | 70 | 5821373 | [9 empty] | Rainhill | RAINHILL | 1 | 85.5 | 85.5 | 0 | 0 | 57 | 2026-09 | 39098429 | B8 Storage or Distribution | 772 | F | Grid Supplied Electricity | 3 |  | Heating and Natural Ventilation | 2012-04-28 |  | 0.5 | FALSE | 53.4449 | -2.7148 | SPM-ALMATEX_T1_ST_HELENS_WWTW_T1_WATERY_LA_T2_EX_DELTA_METALS_T1 | 12027676000 | SP Energy Networks open data (API key): NDP SPM primary-group polygons + Capacity Heatmaps Information Model SPM + LTDS appendices 3/6 + NSHR
4137 | 15 | CHALON COMPONENTS LIMITED SOLUTION POINT, HAYDOCK LANE | ST HELENS | WA11 9UY | St Helens |  | Workshop And Premises | industrial | 1 | 1424.6 | 15334 | GIA | 74000 | Almatex T1 / St Helens Wwtw T1 / Watery La T2 / Ex Delta Metals T1 | nearest-substation | 3.39 | BOLD G2B / RAVENHEAD G1A2 / ST HELENS GT2A | RAINHILL | SPM |  | unknown-primary | [5 empty] | 0 | 0 | 0 | 0 |  | BOLD G2B / RAVENHEAD G1A2 / ST HELENS GT2A |  |  | 0 |  |  | 0 | 0 | 0 | [8 empty] | 2.26 | 64 | 70 | 5821374 | [9 empty] | Rainhill | RAINHILL | 1 | 85.5 | 85.5 | 0 | 0 | 57 | 2026-09 | 39090794 | General Industrial and Special Industrial Groups | 1470 | C | Natural Gas | 3 |  | Heating and Natural Ventilation | 2024-11-11 |  | 1 | FALSE | 53.475 | -2.6675 | SPM-ALMATEX_T1_ST_HELENS_WWTW_T1_WATERY_LA_T2_EX_DELTA_METALS_T1 | 10651211000 | SP Energy Networks open data (API key): NDP SPM primary-group polygons + Capacity Heatmaps Information Model SPM + LTDS appendices 3/6 + NSHR
4138 | 15 | 14, DARTFORD ROAD | LEICESTER | LE2 7RQ | City Of Leicester |  | Factory And Premises | industrial | 1 | 1423.56 | 15323 | GIA | 61500 |  | no-geocode | [33 empty] | 2.26 | 85 | [35 empty] | 6444092000
4139 | 15 | SPECTRUM HOUSE, FLOATS ROAD | MANCHESTER | M23 9DR | Manchester |  | Factory And Premises | industrial | 1 | 1412.62 | 15205 | GIA | 74500 | Ringway T1 | nearest-substation | 3.86 | ELWORTH GT1 / ELWORTH GT2 / KNUTSFORD GT1 / KNUTSFORD GT2 | CARRINGTON - FIDDLERS FERRY | SPM |  | unknown-primary | [5 empty] | 0 | 0 | 0 | 0 |  | ELWORTH GT1 / ELWORTH GT2 / KNUTSFORD GT1 / KNUTSFORD GT2 |  |  | 0 |  |  | 0 | 0 | 0 | [8 empty] | 2.24 | 85 | 120 | 5446384 | [9 empty] | Fiddlers Ferry | CARRINGTON | 5 | 2186.9 | 2186.9 | 0 | 0 | 930 | 2026-05 | [12 empty] | 53.394 | -2.298 | SPM-RINGWAY_T1 | 4488152000 | SP Energy Networks open data (API key): NDP SPM primary-group polygons + Capacity Heatmaps Information Model SPM + LTDS appendices 3/6 + NSHR
4140 | 15 | UNIT E2, HAYDOCK CROSS, KILBUCK LANE | ST HELENS | WA11 9UX | St Helens |  | Warehouse And Premises | industrial | 1 | 1409.26 | 15169 | GIA | 91000 | Almatex T1 / St Helens Wwtw T1 / Watery La T2 / Ex Delta Metals T1 | nearest-substation | 4.09 | BOLD G2B / RAVENHEAD G1A2 / ST HELENS GT2A | RAINHILL | SPM |  | unknown-primary | [5 empty] | 0 | 0 | 0 | 0 |  | BOLD G2B / RAVENHEAD G1A2 / ST HELENS GT2A |  |  | 0 |  |  | 0 | 0 | 0 | [8 empty] | 2.24 | 35 | 70 | 5821539 | [9 empty] | Rainhill | RAINHILL | 1 | 85.5 | 85.5 | 0 | 0 | 57 | 2026-09 | 39079154 | B8 Storage or Distribution | 363 | D | Grid Supplied Electricity | 3 |  | Heating and Natural Ventilation | 2014-06-05 |  | 0.75 | FALSE | 53.4748 | -2.6481 | SPM-ALMATEX_T1_ST_HELENS_WWTW_T1_WATERY_LA_T2_EX_DELTA_METALS_T1 | 14845367000 | SP Energy Networks open data (API key): NDP SPM primary-group polygons + Capacity Heatmaps Information Model SPM + LTDS appendices 3/6 + NSHR
4141 | 15 | UNIT 1, SILVERTHORNE ROAD | LONDON | SW8 3NE | Wandsworth |  | Warehouse And Premises | industrial | 1 | 1407.83 | 15154 | GIA | 382500 |  | no-geocode | [33 empty] | 2.24 | 35 | [35 empty] | 15003035000
4142 | 15 | RIVERSIDE INDUSTRIAL ESTATE, RIVER LANE | CHESTER | CH4 8RS | Flintshire | LAYBOND PRODUCTS LTD | Factory And Premises | industrial | 1 | 1405.2 | 15125 | GIA | 36500 | Saltney T1 | inside-area | 2.07 | CHESTER MAIN GT4 / CRANE BANK GT1 / GUILDEN SUTTON GT1 / SALTNEY G2A | CAPENHURST | SPM |  | unknown-primary | [5 empty] | 0 | 0 | 0 | 0 |  | CHESTER MAIN GT4 / CRANE BANK GT1 / GUILDEN SUTTON GT1 / SALTNEY G2A |  |  | 0 |  |  | 0 | 0 | 0 | [8 empty] | 2.23 | 84 | 25 | 553105 | [9 empty] | Capenhurst | CAPENHURST | 4 | 896.6 | 896.6 | 0 | 0 | 304 | 2029-10 | [12 empty] | 53.1816 | -2.9379 | SPM-SALTNEY_T1 | 9320114000 | SP Energy Networks open data (API key): NDP SPM primary-group polygons + Capacity Heatmaps Information Model SPM + LTDS appendices 3/6 + NSHR
4143 | 15 | UNIT 410, EASTER PARK, HAYDOCK LANE | ST HELENS | WA11 9TH | St Helens |  | Warehouse Offices And Premises | industrial | 1 | 1401.42 | 15085 | GIA | 116000 | Almatex T1 / St Helens Wwtw T1 / Watery La T2 / Ex Delta Metals T1 | nearest-substation | 3.76 | BOLD G2B / RAVENHEAD G1A2 / ST HELENS GT2A | RAINHILL | SPM |  | unknown-primary | [5 empty] | 0 | 0 | 0 | 0 |  | BOLD G2B / RAVENHEAD G1A2 / ST HELENS GT2A |  |  | 0 |  |  | 0 | 0 | 0 | [8 empty] | 2.23 | 98 | 70 | 5821623 | [9 empty] | Rainhill | RAINHILL | 1 | 85.5 | 85.5 | 0 | 0 | 57 | 2026-09 | 39087863 | General Industrial and Special Industrial Groups | 2084 | C | Natural Gas | 3 |  | Heating and Natural Ventilation | 2026-06-07 |  | 1 | FALSE | 53.4777 | -2.6644 | SPM-ALMATEX_T1_ST_HELENS_WWTW_T1_WATERY_LA_T2_EX_DELTA_METALS_T1 | 8267262000 | SP Energy Networks open data (API key): NDP SPM primary-group polygons + Capacity Heatmaps Information Model SPM + LTDS appendices 3/6 + NSHR
4144 | 15 | UNIT 11 DUNSTEAD FARM, TRUELOVES LANE | INGATESTONE | CM13 0NJ | Brentwood |  | Workshop And Premises | industrial | 1 | 1400.44 | 15074 | GIA | 66000 |  | no-geocode | [33 empty] | 2.23 | 63 | [35 empty] | 11888933000
4145 | 15 | UNIT A, MILLBROOK COURT, OVERBROOK LANE | PRESCOT | L34 9FB | Knowsley |  | Warehouse And Premises | industrial | 1 | 1399.67 | 15066 | GIA | 94000 | Kelco T1 / News International T1 / News International T2 / Palco T1 / Southdene T1 | inside-area | 1.07 | GILLMOSS GT1 / KIRKBY GT2 / SIMONSWOOD GT1 | KIRKBY | SPM |  | unknown-primary | [5 empty] | 0 | 0 | 0 | 0 |  | GILLMOSS GT1 / KIRKBY GT2 / SIMONSWOOD GT1 |  |  | 0 |  |  | 0 | 0 | 0 | [8 empty] | 2.22 | 35 | 67 | 4681126 | [9 empty] | Kirkby (_D) | KIRKBY | 4 | 514 | 514 | 400 | 0 | 0 | 2027-08 | 40073278 | B1 Offices and Workshop businesses | 2370 | C | Natural Gas | 3 |  | Heating and Natural Ventilation | 2017-07-27 |  | 0.75 | FALSE | 53.4603 | -2.8562 | SPM-KELCO_T1_NEWS_INTERNATIONAL_T1_NEWS_INTERNATIONAL_T2_PALCO_T | 3763258000 | SP Energy Networks open data (API key): NDP SPM primary-group polygons + Capacity Heatmaps Information Model SPM + LTDS appendices 3/6 + NSHR
4146 | 15 | MAXMADE LTD, STONEY LANE | PRESCOT | L35 9ND | St Helens |  | Workshop And Premises | industrial | 1 | 1399.1 | 15060 | GIA | 69500 | Holt La (Warrington Rd) T1 / Prescot T1 / Rainhill Local T1 / Whiston Hosp T1 | inside-area | 1.83 | BOLD G2A / PRESCOT GT1B / WIDNES GT1 / WIDNES GT2 | RAINHILL | SPM |  | unknown-primary | [5 empty] | 0 | 0 | 0 | 0 |  | BOLD G2A / PRESCOT GT1B / WIDNES GT1 / WIDNES GT2 |  |  | 0 |  |  | 0 | 0 | 0 | [8 empty] | 2.22 | 63 | 3 | 407060 | [9 empty] | Rainhill | RAINHILL | 1 | 85.5 | 85.5 | 0 | 0 | 57 | 2026-09 | 39079895 | B2 to B7 General Industrial and Special Industrial Groups | 686 | C | Natural Gas | 3 |  | Heating and Natural Ventilation | 2018-08-15 |  | 1 | FALSE | 53.4161 | -2.7759 | SPM-HOLT_LA_WARRINGTON_RD_T1_PRESCOT_T1_RAINHILL_LOCAL_T1_WHISTO | 2673211000 | SP Energy Networks open data (API key): NDP SPM primary-group polygons + Capacity Heatmaps Information Model SPM + LTDS appendices 3/6 + NSHR
4147 | 15 | ERIC WARBURTON (P & M) LTD DAIRY HOUSE FARM, ASHLEY ROAD | ALTRINCHAM | WA15 0QG | Cheshire East |  | Store And Premises | industrial | 1 | 1392.75 | 14991 | GIA | 45250 | Ringway T1 | inside-area | 2.27 | ELWORTH GT1 / ELWORTH GT2 / KNUTSFORD GT1 / KNUTSFORD GT2 | CARRINGTON - FIDDLERS FERRY | SPM |  | unknown-primary | [5 empty] | 0 | 0 | 0 | 0 |  | ELWORTH GT1 / ELWORTH GT2 / KNUTSFORD GT1 / KNUTSFORD GT2 |  |  | 0 |  |  | 0 | 0 | 0 | [8 empty] | 2.21 | 35 | 120 | 5446598 | [9 empty] | Fiddlers Ferry | CARRINGTON | 5 | 2186.9 | 2186.9 | 0 | 0 | 930 | 2026-05 | [12 empty] | 53.3627 | -2.339 | SPM-RINGWAY_T1 | 331113133 | SP Energy Networks open data (API key): NDP SPM primary-group polygons + Capacity Heatmaps Information Model SPM + LTDS appendices 3/6 + NSHR
4148 | 15 | 19, WILTSHIRE ROAD | HULL | HU4 6HP | City And County Of Kingston-Upon-Hull |  | Factory And Premises | industrial | 1 | 1391.29 | 14976 | GIA | 52000 |  | no-geocode | [33 empty] | 2.21 | 83 | [35 empty] | 94405000
4149 | 15 | 88, NUFFIELD ROAD | POOLE | BH17 0SX | Bcp Council (Poole) |  | Warehouse And Premises | industrial | 1 | 1391.13 | 14974 | GIA | 38500 |  | no-geocode | [33 empty] | 2.21 | 35 | [35 empty] | 6918394000
4150 | 15 | 7, CROWLAND STREET | SOUTHPORT | PR9 7RL | Sefton |  | Workshop And Premises | industrial | 1 | 1388.17 | 14942 | GIA | 52000 | Ivy St (Southport) T1 / Kensington Rd T1 / Market St T1 / Southport T1 | inside-area | 1.45 | FORMBY GT2B / SOUTHPORT GT1 / SOUTHPORT GT2 | KIRKBY | SPM |  | unknown-primary | [5 empty] | 0 | 0 | 0 | 0 |  | FORMBY GT2B / SOUTHPORT GT1 / SOUTHPORT GT2 |  |  | 0 |  |  | 0 | 0 | 0 | [8 empty] | 2.21 | 62 | 28 | 1140945 | [9 empty] | Lister Drive | KIRKBY | 4 | 514 | 514 | 400 | 0 | 0 | 2027-08 | 41227369 | B2 to B7 General Industrial and Special Industrial Groups | 653 | E | Natural Gas | 4 |  | Heating and Natural Ventilation | 2012-08-17 |  | 0.5 | FALSE | 53.6416 | -2.9667 | SPM-IVY_ST_SOUTHPORT_T1_KENSINGTON_RD_T1_MARKET_ST_T1_SOUTHPORT_ | 9970096000 | SP Energy Networks open data (API key): NDP SPM primary-group polygons + Capacity Heatmaps Information Model SPM + LTDS appendices 3/6 + NSHR
4151 | 15 | UNIT B5, EAST ROAD, MARCHWOOD INDUSTRIAL PARK | SOUTHAMPTON | SO40 4BP | New Forest |  | Workshop And Premises | industrial | 1 | 1387.6 | 14936 | GIA | 144000 |  | no-geocode | [33 empty] | 2.21 | 62 | [35 empty] | 4972182000
4152 | 15 | EVOLUTION HOUSE LONG ACRES LANE | NESTON | CH64 3RL | Cheshire West And Chester |  | Workshop And Premises | industrial | 1 | 1382.5 | 14881 | GIA | 55500 | Buildwas Rd T1 / Morgan Refractories T1 / Neston Main T1 | inside-area | 1.56 | HESWALL GT1 / HOYLAKE GT2 / PRENTON GRID GT3 | BIRKENHEAD | SPM |  | unknown-primary | [5 empty] | 0 | 0 | 0 | 0 |  | HESWALL GT1 / HOYLAKE GT2 / PRENTON GRID GT3 |  |  | 0 |  |  | 0 | 0 | 0 | [8 empty] | 2.2 | 62 | 5 | 563798 | [9 empty] | Connahs Quay / SASA | BIRKENHEAD | 0 | 0 | 0 | 0 | 0 | 90 |  | 10095486285 | B1 Offices and Workshop businesses | 1406 | C | Natural Gas | 3 |  | Heating and Natural Ventilation | 2016-07-25 |  | 0.5 | FALSE | 53.2993 | -3.0628 | SPM-BUILDWAS_RD_T1_MORGAN_REFRACTORIES_T1_NESTON_MAIN_T1 | 12486250000 | SP Energy Networks open data (API key): NDP SPM primary-group polygons + Capacity Heatmaps Information Model SPM + LTDS appendices 3/6 + NSHR
4153 | 15 | UNIT B1, SOUTHMOOR INDUSTRIAL ESTATE, SOUTHMOOR ROAD | MANCHESTER | M23 9LR | Manchester |  | Workshop And Premises | industrial | 1 | 1377.99 | 14833 | GIA | 76500 | Ringway T1 | nearest-substation | 3.62 | ELWORTH GT1 / ELWORTH GT2 / KNUTSFORD GT1 / KNUTSFORD GT2 | CARRINGTON - FIDDLERS FERRY | SPM |  | unknown-primary | [5 empty] | 0 | 0 | 0 | 0 |  | ELWORTH GT1 / ELWORTH GT2 / KNUTSFORD GT1 / KNUTSFORD GT2 |  |  | 0 |  |  | 0 | 0 | 0 | [8 empty] | 2.19 | 62 | 120 | 5446756 | [9 empty] | Fiddlers Ferry | CARRINGTON | 5 | 2186.9 | 2186.9 | 0 | 0 | 930 | 2026-05 | [12 empty] | 53.3915 | -2.294 | SPM-RINGWAY_T1 | 12904830000 | SP Energy Networks open data (API key): NDP SPM primary-group polygons + Capacity Heatmaps Information Model SPM + LTDS appendices 3/6 + NSHR
4154 | 15 | UNIT 6-9, PANTEG INDUSTRIAL ESTATE, STATION ROAD | PONTYPOOL | NP4 5XL | Torfaen |  | Workshop And Premises | industrial | 1 | 1373.26 | 14782 | GIA | 59000 |  | no-geocode | [33 empty] | 2.18 | 62 | [35 empty] | 11456821000
4155 | 15 | UNITS 25-27, HUTTON BUSINESS PARK, HANGTHWAITE ROAD | DONCASTER | DN6 7GA | Doncaster |  | Workshop And Premises | industrial | 1 | 1370 | 14747 | GIA | 47750 |  | no-geocode | [33 empty] | 2.18 | 62 | [21 empty] | Storage or Distribution | 1408 | C | Grid Supplied Electricity | 3 |  | Heating and Natural Ventilation | 2024-03-07 |  | 1 | FALSE |  |  |  | 13761324000
4156 | 15 | DELTA POINT, LEESTONE ROAD | MANCHESTER | M22 5SA | Manchester |  | Warehouse And Premises | industrial | 1 | 1360.62 | 14646 | GIA | 119000 | Ringway T1 | nearest-substation | 3.63 | ELWORTH GT1 / ELWORTH GT2 / KNUTSFORD GT1 / KNUTSFORD GT2 | CARRINGTON - FIDDLERS FERRY | SPM |  | unknown-primary | [5 empty] | 0 | 0 | 0 | 0 |  | ELWORTH GT1 / ELWORTH GT2 / KNUTSFORD GT1 / KNUTSFORD GT2 |  |  | 0 |  |  | 0 | 0 | 0 | [8 empty] | 2.16 | 34 | 120 | 5446943 | [9 empty] | Fiddlers Ferry | CARRINGTON | 5 | 2186.9 | 2186.9 | 0 | 0 | 930 | 2026-05 | [12 empty] | 53.38 | -2.2626 | SPM-RINGWAY_T1 | 1958918000 | SP Energy Networks open data (API key): NDP SPM primary-group polygons + Capacity Heatmaps Information Model SPM + LTDS appendices 3/6 + NSHR
4157 | 15 | ATG ACCESS LTD, NORTH FLORIDA ROAD, COBACO HOUSE, HAYDOCK INDUSTRIAL ESTATE | ST HELENS | WA11 9TP | St Helens |  | Warehouse And Premises | industrial | 1 | 1359.99 | 14639 | GIA | 99000 | Almatex T1 / St Helens Wwtw T1 / Watery La T2 / Ex Delta Metals T1 | nearest-substation | 3.22 | BOLD G2B / RAVENHEAD G1A2 / ST HELENS GT2A | RAINHILL | SPM |  | unknown-primary | [5 empty] | 0 | 0 | 0 | 0 |  | BOLD G2B / RAVENHEAD G1A2 / ST HELENS GT2A |  |  | 0 |  |  | 0 | 0 | 0 | [8 empty] | 2.16 | 34 | 70 | 5822069 | [9 empty] | Rainhill | RAINHILL | 1 | 85.5 | 85.5 | 0 | 0 | 57 | 2026-09 | 39090789 | Offices and Workshop Businesses | 757 | E | Natural Gas | 3 |  | Heating and Natural Ventilation | 2026-09-15 |  | 1 | FALSE | 53.4734 | -2.6684 | SPM-ALMATEX_T1_ST_HELENS_WWTW_T1_WATERY_LA_T2_EX_DELTA_METALS_T1 | 8185183000 | SP Energy Networks open data (API key): NDP SPM primary-group polygons + Capacity Heatmaps Information Model SPM + LTDS appendices 3/6 + NSHR
4158 | 15 | THE NEW MEDIA CENTRE, OLD ROAD | WARRINGTON | WA4 1AH | Warrington |  | Workshop And Premises | industrial | 1 | 1356.84 | 14605 | GIA | 45500 | British Aluminium Latchford T1 / Greenhall Whitley T1 / Latchford T1 / Latchford T2 / Thames Board Mill T1 | inside-area | 1.17 | SANKEY BRIDGES GT3 / WARRINGTON GT5 | CARRINGTON - FIDDLERS FERRY | SPM |  | unknown-primary | [5 empty] | 0 | 0 | 0 | 0 |  | SANKEY BRIDGES GT3 / WARRINGTON GT5 |  |  | 0 |  |  | 0 | 0 | 0 | [8 empty] | 2.16 | 61 | 25 | 1057312 | [9 empty] | Fiddlers Ferry | CARRINGTON | 5 | 2186.9 | 2186.9 | 0 | 0 | 930 | 2026-05 | [12 empty] | 53.3848 | -2.5897 | SPM-BRITISH_ALUMINIUM_LATCHFORD_T1_GREENHALL_WHITLEY_T1_LATCHFOR | 7655106000 | SP Energy Networks open data (API key): NDP SPM primary-group polygons + Capacity Heatmaps Information Model SPM + LTDS appendices 3/6 + NSHR
4159 | 15 | BLUETHORN LTD, LEDSON ROAD | MANCHESTER | M23 9GP | Manchester |  | Warehouse (Undergoing Redevelopment) | industrial | 1 | 1347.9 | 14509 | GIA | 1275 | Ringway T1 | nearest-substation | 3.81 | ELWORTH GT1 / ELWORTH GT2 / KNUTSFORD GT1 / KNUTSFORD GT2 | CARRINGTON - FIDDLERS FERRY | SPM |  | unknown-primary | [5 empty] | 0 | 0 | 0 | 0 |  | ELWORTH GT1 / ELWORTH GT2 / KNUTSFORD GT1 / KNUTSFORD GT2 |  |  | 0 |  |  | 0 | 0 | 0 | [8 empty] | 2.14 | 34 | 120 | 5447080 | [9 empty] | Fiddlers Ferry | CARRINGTON | 5 | 2186.9 | 2186.9 | 0 | 0 | 930 | 2026-05 | 10090667482 | B1 Offices and Workshop businesses | 745 | E | Natural Gas | 3 | 12 | Heating and Natural Ventilation | 2012-10-22 |  | 0.5 | FALSE | 53.3931 | -2.293 | SPM-RINGWAY_T1 | 13397094000 | SP Energy Networks open data (API key): NDP SPM primary-group polygons + Capacity Heatmaps Information Model SPM + LTDS appendices 3/6 + NSHR
4160 | 15 | DONALD TIMBER ENGINEERING LTD, THELWALL LANE | WARRINGTON | WA4 1PD | Warrington |  | Warehouse And Premises | industrial | 1 | 1346.54 | 14494 | GIA | 68500 | British Aluminium Latchford T1 / Greenhall Whitley T1 / Latchford T1 / Latchford T2 / Thames Board Mill T1 | inside-area | 2.05 | SANKEY BRIDGES GT3 / WARRINGTON GT5 | CARRINGTON - FIDDLERS FERRY | SPM |  | unknown-primary | [5 empty] | 0 | 0 | 0 | 0 |  | SANKEY BRIDGES GT3 / WARRINGTON GT5 |  |  | 0 |  |  | 0 | 0 | 0 | [8 empty] | 2.14 | 34 | 25 | 1057423 | [9 empty] | Fiddlers Ferry | CARRINGTON | 5 | 2186.9 | 2186.9 | 0 | 0 | 930 | 2026-05 | 10008651943 | General Industrial and Special Industrial Groups | 1869 | B | Grid Supplied Electricity | 3 |  | Air Conditioning | 2022-06-25 |  | 0.5 | FALSE | 53.3834 | -2.5419 | SPM-BRITISH_ALUMINIUM_LATCHFORD_T1_GREENHALL_WHITLEY_T1_LATCHFOR | 14795122000 | SP Energy Networks open data (API key): NDP SPM primary-group polygons + Capacity Heatmaps Information Model SPM + LTDS appendices 3/6 + NSHR
4161 | 15 | BAY 10, AVIATION PARK, FLINT ROAD | CHESTER | CH4 0GZ | Flintshire |  | Warehouse And Premises | industrial | 1 | 1345.36 | 14481 | GIA | 51000 | Saltney T1 | inside-area | 0.43 | CHESTER MAIN GT4 / CRANE BANK GT1 / GUILDEN SUTTON GT1 / SALTNEY G2A | CAPENHURST | SPM |  | unknown-primary | [5 empty] | 0 | 0 | 0 | 0 |  | CHESTER MAIN GT4 / CRANE BANK GT1 / GUILDEN SUTTON GT1 / SALTNEY G2A |  |  | 0 |  |  | 0 | 0 | 0 | [8 empty] | 2.14 | 34 | 25 | 553749 | [9 empty] | Capenhurst | CAPENHURST | 4 | 896.6 | 896.6 | 0 | 0 | 304 | 2029-10 | 10090462600 | B1 Offices and Workshop businesses | 1371 | D | Grid Supplied Electricity | 3 |  | Heating and Natural Ventilation | 2012-05-08 |  | 1 | FALSE | 53.1869 | -2.9743 | SPM-SALTNEY_T1 | 5484271000 | SP Energy Networks open data (API key): NDP SPM primary-group polygons + Capacity Heatmaps Information Model SPM + LTDS appendices 3/6 + NSHR
4162 | 15 | UNIT 2 AT 43-53, MARKFIELD ROAD | LONDON | N15 1AA | Haringey |  | Factory And Premises | industrial | 1 | 1342.7 | 14453 | GIA | 136000 |  | no-geocode | [33 empty] | 2.13 | 81 | [35 empty] | 270024053
4163 | 15 | LAKESIDE VIEW, CENTRE PARK | WARRINGTON | WA1 1QX | Warrington | BREVINI UK LTD | Warehouse And Premises | industrial | 1 | 1338.86 | 14411 | GIA | 76500 | British Aluminium Latchford T1 / Greenhall Whitley T1 / Latchford T1 / Latchford T2 / Thames Board Mill T1 | inside-area | 1.73 | SANKEY BRIDGES GT3 / WARRINGTON GT5 | CARRINGTON - FIDDLERS FERRY | SPM |  | unknown-primary | [5 empty] | 0 | 0 | 0 | 0 |  | SANKEY BRIDGES GT3 / WARRINGTON GT5 |  |  | 0 |  |  | 0 | 0 | 0 | [8 empty] | 2.13 | 33 | 25 | 1057506 | [9 empty] | Fiddlers Ferry | CARRINGTON | 5 | 2186.9 | 2186.9 | 0 | 0 | 930 | 2026-05 |  | Offices and Workshop Businesses | 1190 | A | Grid Supplied Electricity | 3 |  | Air Conditioning | 2024-10-10 |  | 0.5 | FALSE | 53.3827 | -2.5988 | SPM-BRITISH_ALUMINIUM_LATCHFORD_T1_GREENHALL_WHITLEY_T1_LATCHFOR | 174735137 | SP Energy Networks open data (API key): NDP SPM primary-group polygons + Capacity Heatmaps Information Model SPM + LTDS appendices 3/6 + NSHR
4164 | 15 | KLICK TECHNOLOGY LTD, CLAVERTON ROAD | MANCHESTER | M23 9FT | Manchester |  | Warehouse And Premises | industrial | 1 | 1332.88 | 14347 | GIA | 104000 | Ringway T1 | nearest-substation | 3.29 | ELWORTH GT1 / ELWORTH GT2 / KNUTSFORD GT1 / KNUTSFORD GT2 | CARRINGTON - FIDDLERS FERRY | SPM |  | unknown-primary | [5 empty] | 0 | 0 | 0 | 0 |  | ELWORTH GT1 / ELWORTH GT2 / KNUTSFORD GT1 / KNUTSFORD GT2 |  |  | 0 |  |  | 0 | 0 | 0 | [8 empty] | 2.12 | 33 | 120 | 5447242 | [9 empty] | Fiddlers Ferry | CARRINGTON | 5 | 2186.9 | 2186.9 | 0 | 0 | 930 | 2026-05 | 77042229 | Storage or Distribution | 1354 | E | Natural Gas | 3 |  | Heating and Natural Ventilation | 2024-12-10 |  | 1 | FALSE | 53.3889 | -2.2987 | SPM-RINGWAY_T1 | 1576840000 | SP Energy Networks open data (API key): NDP SPM primary-group polygons + Capacity Heatmaps Information Model SPM + LTDS appendices 3/6 + NSHR
4165 | 15 | UNITS C1A C1B & C1C, CORNWALL ROAD | WIGSTON | LE18 2XH | Oadby & Wigston |  | Factory And Premises | industrial | 1 | 1331.44 | 14331 | GIA | 53000 |  | no-geocode | [33 empty] | 2.12 | 80 | [35 empty] | 7237441000
4166 | 15 | CRAIG EDWARDS CONSTRUCTION, KITLING ROAD | PRESCOT | L34 9JA | Knowsley |  | Factory And Premises | industrial | 1 | 1330.8 | 14325 | GIA | 69000 | Kelco T1 / News International T1 / News International T2 / Palco T1 / Southdene T1 | inside-area | 1.03 | GILLMOSS GT1 / KIRKBY GT2 / SIMONSWOOD GT1 | KIRKBY | SPM |  | unknown-primary | [5 empty] | 0 | 0 | 0 | 0 |  | GILLMOSS GT1 / KIRKBY GT2 / SIMONSWOOD GT1 |  |  | 0 |  |  | 0 | 0 | 0 | [8 empty] | 2.11 | 80 | 67 | 4681867 | [9 empty] | Kirkby (_D) | KIRKBY | 4 | 514 | 514 | 400 | 0 | 0 | 2027-08 | [12 empty] | 53.461 | -2.8564 | SPM-KELCO_T1_NEWS_INTERNATIONAL_T1_NEWS_INTERNATIONAL_T2_PALCO_T | 9400259000 | SP Energy Networks open data (API key): NDP SPM primary-group polygons + Capacity Heatmaps Information Model SPM + LTDS appendices 3/6 + NSHR
4167 | 15 | UNITS 1 & 2, LICHFIELD ROAD | BIRMINGHAM | B6 7RW | Birmingham |  | Warehouse And Premises | industrial | 1 | 1317.21 | 14178 | GIA | 76000 |  | no-geocode | [33 empty] | 2.09 | 33 | [35 empty] | 415881221
4168 | 15 | COMVERGENT VISCOUNT HOUSE, RIVER LANE | CHESTER | CH4 8RH | Flintshire |  | Warehouse And Premises | industrial | 1 | 1298.51 | 13977 | GIA | 57500 | Saltney T1 | inside-area | 3 | CHESTER MAIN GT4 / CRANE BANK GT1 / GUILDEN SUTTON GT1 / SALTNEY G2A | CAPENHURST | SPM |  | unknown-primary | [5 empty] | 0 | 0 | 0 | 0 |  | CHESTER MAIN GT4 / CRANE BANK GT1 / GUILDEN SUTTON GT1 / SALTNEY G2A |  |  | 0 |  |  | 0 | 0 | 0 | [8 empty] | 2.06 | 32 | 25 | 554253 | [9 empty] | Capenhurst | CAPENHURST | 4 | 896.6 | 896.6 | 0 | 0 | 304 | 2029-10 | 10093282201 | Storage or Distribution | 1417 | B | Grid Supplied Electricity | 3 | 2 | Heating and Natural Ventilation | 2023-11-22 |  | 1 | FALSE | 53.1814 | -2.9237 | SPM-SALTNEY_T1 | 10870800000 | SP Energy Networks open data (API key): NDP SPM primary-group polygons + Capacity Heatmaps Information Model SPM + LTDS appendices 3/6 + NSHR
4169 | 15 | WAREHOUSE & GND FLR OFFICE VISCOUNT HOUSE, RIVER LANE | CHESTER | CH4 8RH | Flintshire |  | Warehouse And Premises | industrial | 1 | 1298.51 | 13977 | GIA | 57500 | Saltney T1 | inside-area | 3 | CHESTER MAIN GT4 / CRANE BANK GT1 / GUILDEN SUTTON GT1 / SALTNEY G2A | CAPENHURST | SPM |  | unknown-primary | [5 empty] | 0 | 0 | 0 | 0 |  | CHESTER MAIN GT4 / CRANE BANK GT1 / GUILDEN SUTTON GT1 / SALTNEY G2A |  |  | 0 |  |  | 0 | 0 | 0 | [8 empty] | 2.06 | 32 | 25 | 554253 | [9 empty] | Capenhurst | CAPENHURST | 4 | 896.6 | 896.6 | 0 | 0 | 304 | 2029-10 | 10013706958 | B1 Offices and Workshop businesses | 1424 | C | Grid Supplied Electricity | 3 |  | Heating and Natural Ventilation | 2012-10-31 |  | 1 | FALSE | 53.1814 | -2.9237 | SPM-SALTNEY_T1 | 15141743000 | SP Energy Networks open data (API key): NDP SPM primary-group polygons + Capacity Heatmaps Information Model SPM + LTDS appendices 3/6 + NSHR
4170 | 15 | NEW BLOSSOM HOUSE 6, COLDFIELD DRIVE | MANCHESTER | M23 9GG | Manchester |  | Warehouse And Premises | industrial | 1 | 1296.31 | 13953 | GIA | 67000 | Ringway T1 | nearest-substation | 3.88 | ELWORTH GT1 / ELWORTH GT2 / KNUTSFORD GT1 / KNUTSFORD GT2 | CARRINGTON - FIDDLERS FERRY | SPM |  | unknown-primary | [5 empty] | 0 | 0 | 0 | 0 |  | ELWORTH GT1 / ELWORTH GT2 / KNUTSFORD GT1 / KNUTSFORD GT2 |  |  | 0 |  |  | 0 | 0 | 0 | [8 empty] | 2.06 | 32 | 120 | 5447636 | [9 empty] | Fiddlers Ferry | CARRINGTON | 5 | 2186.9 | 2186.9 | 0 | 0 | 930 | 2026-05 | 10090667327 | General Industrial and Special Industrial Groups | 5124 | G | Natural Gas | 3 |  | Heating and Natural Ventilation | 2024-01-10 |  | 0.5 | FALSE | 53.3936 | -2.292 | SPM-RINGWAY_T1 | 9209584000 | SP Energy Networks open data (API key): NDP SPM primary-group polygons + Capacity Heatmaps Information Model SPM + LTDS appendices 3/6 + NSHR
4171 | 15 | UNITS 1A & 1B, WISTASTON ROAD BUSINESS CENTRE, WISTASTON ROAD | CREWE | CW2 7RP | Cheshire East |  | Workshop And Premises | industrial | 1 | 1293.2 | 13920 | GIA | 32250 | Civic Centre T1 / Claughton Ave T1 / Electricity St T1 | inside-area | 0.54 | COPPENHALL GT1 / CREWE GT1 / CREWE GT2A / CREWE GT4A / RADWAY GREEN GT1 / RADWAY GREEN GT2 / WHITCHURCH GT2 | CELLARHEAD | SPM |  | unknown-primary | [5 empty] | 0 | 0 | 0 | 0 |  | COPPENHALL GT1 / CREWE GT1 / CREWE GT2A / CREWE GT4A / RADWAY GREEN GT1 / RADWAY GREEN GT2 / WHITCHURCH GT2 |  |  | 0 |  |  | 0 | 0 | 0 | [8 empty] | 2.06 | 58 | 15 | 515369 | [9 empty] | Frodsham | CELLARHEAD | 5 | 1680 | 1680 | 0 | 0 | 20 | 2027-07 | 10094313069 | General Industrial and Special Industrial Groups | 1310 | E | Natural Gas | 3 |  | Heating and Natural Ventilation | 2025-04-08 |  | 1 | FALSE | 53.0962 | -2.4504 | SPM-CIVIC_CENTRE_T1_CLAUGHTON_AVE_T1_ELECTRICITY_ST_T1 | 7673002000 | SP Energy Networks open data (API key): NDP SPM primary-group polygons + Capacity Heatmaps Information Model SPM + LTDS appendices 3/6 + NSHR
4172 | 15 | BISPHAM ROAD | SOUTHPORT | PR9 7ZA | Sefton | HARCROS TIMBER & BUILDING SUPPLIES LTD | Warehouse And Premises | industrial | 1 | 1291.73 | 13904 | GIA | 100000 |  | no-geocode | [33 empty] | 2.05 | 32 | [35 empty] | 530252134
4173 | 15 | UNIT 3, PRIORITY ENTERPRISE PARK, TY VERLON INDUSTRIAL EST | BARRY | CF63 2BQ | Vale Of Glamorgan |  | Warehouse And Premises | industrial | 1 | 1285.15 | 13833 | GIA | 44750 |  | no-geocode | [33 empty] | 2.04 | 32 | [35 empty] | 730801192
4174 | 15 | 2-4, BURNERS LANE | MILTON KEYNES | MK11 3AE | Milton Keynes |  | Factory And Premises | industrial | 1 | 1285 | 13832 | GIA | 85500 |  | no-geocode | [33 empty] | 2.04 | 77 | [35 empty] | 558225162
4175 | 15 | ENTERPRISE PARK, MIDWAY ROAD | BODMIN | PL31 0FQ | Cornwall |  | Workshop And Premises | industrial | 1 | 1280.72 | 13786 | GIA | 81500 |  | no-geocode | [33 empty] | 2.04 | 58 | [35 empty] | 9376257000
4176 | 15 | 14A, PINE GROVE | SOUTHPORT | PR9 9AG | Sefton |  | Workshop And Premises | industrial | 1 | 1277.78 | 13754 | GIA | 33000 | Ivy St (Southport) T1 / Kensington Rd T1 / Market St T1 / Southport T1 | inside-area | 1 | FORMBY GT2B / SOUTHPORT GT1 / SOUTHPORT GT2 | KIRKBY | SPM |  | unknown-primary | [5 empty] | 0 | 0 | 0 | 0 |  | FORMBY GT2B / SOUTHPORT GT1 / SOUTHPORT GT2 |  |  | 0 |  |  | 0 | 0 | 0 | [8 empty] | 2.03 | 58 | 28 | 1142133 | [9 empty] | Lister Drive | KIRKBY | 4 | 514 | 514 | 400 | 0 | 0 | 2027-08 | [12 empty] | 53.6462 | -2.9851 | SPM-IVY_ST_SOUTHPORT_T1_KENSINGTON_RD_T1_MARKET_ST_T1_SOUTHPORT_ | 3606664000 | SP Energy Networks open data (API key): NDP SPM primary-group polygons + Capacity Heatmaps Information Model SPM + LTDS appendices 3/6 + NSHR
4177 | 15 | MERSEYSIDE CAR HOSPITAL, RUSSELL STREET | BIRKENHEAD | CH41 3QS | Wirral |  | Workshop And Premises | industrial | 1 | 1268.9 | 13658 | GIA | 47750 |  | no-geocode | [33 empty] | 2.02 | 57 | [35 empty] | 2449781000
4178 | 15 | UNIT 1, ATHELSTAN BUSINESS PARK, HANWELL LANE | RIPON | HG4 5PF | Harrogate |  | Factory And Premises | industrial | 1 | 1259.61 | 13558 | GIA | 37750 |  | no-geocode | [33 empty] | 2 | 76 | [35 empty] | 9318727000
4179 | 15 | UNIT 48, PARKHALL BUSINESS VILLAGE, PARKHALL ROAD | STOKE-ON-TRENT | ST3 4XA | Stoke On Trent |  | Warehouse And Premises | industrial | 1 | 1258.12 | 13542 | GIA | 81500 |  | no-geocode | [33 empty] | 2 | 31 | [35 empty] | 12111047000
4180 | 15 | UNIT G, ENNIS CLOSE ROUNDTHORN IND EST | MANCHESTER | M23 9LE | Manchester |  | Warehouse And Premises | industrial | 1 | 1253.88 | 13497 | GIA | 97000 | Ringway T1 | nearest-substation | 3.57 | ELWORTH GT1 / ELWORTH GT2 / KNUTSFORD GT1 / KNUTSFORD GT2 | CARRINGTON - FIDDLERS FERRY | SPM |  | unknown-primary | [5 empty] | 0 | 0 | 0 | 0 |  | ELWORTH GT1 / ELWORTH GT2 / KNUTSFORD GT1 / KNUTSFORD GT2 |  |  | 0 |  |  | 0 | 0 | 0 | [8 empty] | 1.99 | 31 | 120 | 5448092 | [9 empty] | Fiddlers Ferry | CARRINGTON | 5 | 2186.9 | 2186.9 | 0 | 0 | 930 | 2026-05 | 10023048754 | General Industrial and Special Industrial Groups | 811 | B | Grid Supplied Electricity | 3 |  | Heating and Natural Ventilation | 2023-01-19 |  | 0.67 | FALSE | 53.3913 | -2.2969 | SPM-RINGWAY_T1 | 11664904000 | SP Energy Networks open data (API key): NDP SPM primary-group polygons + Capacity Heatmaps Information Model SPM + LTDS appendices 3/6 + NSHR
4181 | 15 | UNITS E1-E2, PENRHYN COURT, PENRHYN ROAD | PRESCOT | L34 9HY | Knowsley |  | Warehouse And Premises | industrial | 1 | 1251.7 | 13473 | GIA | 78000 | Kelco T1 / News International T1 / News International T2 / Palco T1 / Southdene T1 | inside-area | 1.28 | GILLMOSS GT1 / KIRKBY GT2 / SIMONSWOOD GT1 | KIRKBY | SPM |  | unknown-primary | [5 empty] | 0 | 0 | 0 | 0 |  | GILLMOSS GT1 / KIRKBY GT2 / SIMONSWOOD GT1 |  |  | 0 |  |  | 0 | 0 | 0 | [8 empty] | 1.99 | 31 | 67 | 4682719 | [9 empty] | Kirkby (_D) | KIRKBY | 4 | 514 | 514 | 400 | 0 | 0 | 2027-08 | [12 empty] | 53.4642 | -2.8628 | SPM-KELCO_T1_NEWS_INTERNATIONAL_T1_NEWS_INTERNATIONAL_T2_PALCO_T | 15071327000 | SP Energy Networks open data (API key): NDP SPM primary-group polygons + Capacity Heatmaps Information Model SPM + LTDS appendices 3/6 + NSHR
4182 | 15 | SANDERSON HOUSE 9, LEDSON ROAD | MANCHESTER | M23 9GB | Manchester |  | Warehouse And Premises | industrial | 1 | 1251.31 | 13469 | GIA | 92000 | Ringway T1 | nearest-substation | 3.61 | ELWORTH GT1 / ELWORTH GT2 / KNUTSFORD GT1 / KNUTSFORD GT2 | CARRINGTON - FIDDLERS FERRY | SPM |  | unknown-primary | [5 empty] | 0 | 0 | 0 | 0 |  | ELWORTH GT1 / ELWORTH GT2 / KNUTSFORD GT1 / KNUTSFORD GT2 |  |  | 0 |  |  | 0 | 0 | 0 | [8 empty] | 1.99 | 31 | 120 | 5448120 | [9 empty] | Fiddlers Ferry | CARRINGTON | 5 | 2186.9 | 2186.9 | 0 | 0 | 930 | 2026-05 |  | Storage or Distribution | 1241 | D | Grid Supplied Electricity | 3 |  | Heating and Natural Ventilation | 2025-11-30 |  | 1 | FALSE | 53.3916 | -2.296 | SPM-RINGWAY_T1 | 8164886000 | SP Energy Networks open data (API key): NDP SPM primary-group polygons + Capacity Heatmaps Information Model SPM + LTDS appendices 3/6 + NSHR
4183 | 15 | COKEBUSTERS TECHNOLOGY CENTRE, AVIATION PARK, FLINT ROAD | CHESTER | CH4 0GZ | Flintshire |  | Workshop And Premises | industrial | 1 | 1248.39 | 13438 | GIA | 36750 | Saltney T1 | inside-area | 0.43 | CHESTER MAIN GT4 / CRANE BANK GT1 / GUILDEN SUTTON GT1 / SALTNEY G2A | CAPENHURST | SPM |  | unknown-primary | [5 empty] | 0 | 0 | 0 | 0 |  | CHESTER MAIN GT4 / CRANE BANK GT1 / GUILDEN SUTTON GT1 / SALTNEY G2A |  |  | 0 |  |  | 0 | 0 | 0 | [8 empty] | 1.98 | 56 | 25 | 554792 | [9 empty] | Capenhurst | CAPENHURST | 4 | 896.6 | 896.6 | 0 | 0 | 304 | 2029-10 | 10090464142 | B1 Offices and Workshop businesses | 1064 | C | Grid Supplied Electricity | 3 |  | Air Conditioning | 2012-05-08 |  | 0.5 | FALSE | 53.1869 | -2.9743 | SPM-SALTNEY_T1 | 8839334000 | SP Energy Networks open data (API key): NDP SPM primary-group polygons + Capacity Heatmaps Information Model SPM + LTDS appendices 3/6 + NSHR
4184 | 15 | FLORIDA HOUSE, NORTH FLORIDA ROAD, HAYDOCK INDUSTRIAL ESTATE | ST HELENS | WA11 9UB | St Helens |  | Workshop And Premises | industrial | 1 | 1247.46 | 13428 | GIA | 76500 | Almatex T1 / St Helens Wwtw T1 / Watery La T2 / Ex Delta Metals T1 | nearest-substation | 3.39 | BOLD G2B / RAVENHEAD G1A2 / ST HELENS GT2A | RAINHILL | SPM |  | unknown-primary | [5 empty] | 0 | 0 | 0 | 0 |  | BOLD G2B / RAVENHEAD G1A2 / ST HELENS GT2A |  |  | 0 |  |  | 0 | 0 | 0 | [8 empty] | 1.98 | 56 | 70 | 5823280 | [9 empty] | Rainhill | RAINHILL | 1 | 85.5 | 85.5 | 0 | 0 | 57 | 2026-09 | 39041924 | Storage or Distribution | 7864 | C | Natural Gas | 4 |  | Heating and Natural Ventilation | 2024-03-11 |  | 1 | FALSE | 53.4733 | -2.6624 | SPM-ALMATEX_T1_ST_HELENS_WWTW_T1_WATERY_LA_T2_EX_DELTA_METALS_T1 | 9745880000 | SP Energy Networks open data (API key): NDP SPM primary-group polygons + Capacity Heatmaps Information Model SPM + LTDS appendices 3/6 + NSHR
4185 | 15 | TANYGROES CAR DISMANTLING | CARDIGAN | SA43 2 | Ceredigion |  | Workshop Land And Premises | industrial | 1 | 1243.16 | 13381 | GIA | 34000 |  | no-geocode | [33 empty] | 1.98 | 56 | [35 empty] | 117841193
4186 | 15 | CLOVEMEAD, HOLMESFIELD ROAD | WARRINGTON | WA1 2DS | Warrington |  | Warehouse And Premises | industrial | 1 | 1240.48 | 13352 | GIA | 66500 | British Aluminium Latchford T1 / Greenhall Whitley T1 / Latchford T1 / Latchford T2 / Thames Board Mill T1 | inside-area | 0.92 | SANKEY BRIDGES GT3 / WARRINGTON GT5 | CARRINGTON - FIDDLERS FERRY | SPM |  | unknown-primary | [5 empty] | 0 | 0 | 0 | 0 |  | SANKEY BRIDGES GT3 / WARRINGTON GT5 |  |  | 0 |  |  | 0 | 0 | 0 | [8 empty] | 1.97 | 31 | 25 | 1058565 | [9 empty] | Fiddlers Ferry | CARRINGTON | 5 | 2186.9 | 2186.9 | 0 | 0 | 930 | 2026-05 | 10008652410 | B8 Storage or Distribution | 1280 | E | Oil | 3 |  | Heating and Natural Ventilation | 2015-01-30 |  | 0.5 | FALSE | 53.3901 | -2.5745 | SPM-BRITISH_ALUMINIUM_LATCHFORD_T1_GREENHALL_WHITLEY_T1_LATCHFOR | 7159684000 | SP Energy Networks open data (API key): NDP SPM primary-group polygons + Capacity Heatmaps Information Model SPM + LTDS appendices 3/6 + NSHR
4187 | 15 | UNIT 3B AT NO 307, BUILDING, MANCHESTER AIRPORT | MANCHESTER | M90 5QL | Manchester |  | Warehouse And Premises | industrial | 1 | 1236.9 | 13314 | NIA | 218000 | Ringway T1 | inside-area | 1.17 | ELWORTH GT1 / ELWORTH GT2 / KNUTSFORD GT1 / KNUTSFORD GT2 | CARRINGTON - FIDDLERS FERRY | SPM |  | unknown-primary | [5 empty] | 0 | 0 | 0 | 0 |  | ELWORTH GT1 / ELWORTH GT2 / KNUTSFORD GT1 / KNUTSFORD GT2 |  |  | 0 |  |  | 0 | 0 | 0 | [8 empty] | 1.97 | 31 | 120 | 5448275 | [9 empty] | Fiddlers Ferry | CARRINGTON | 5 | 2186.9 | 2186.9 | 0 | 0 | 930 | 2026-05 | 10023050701 | Storage or Distribution | 1389 | E | Natural Gas | 3 |  | Heating and Natural Ventilation | 2024-09-05 |  | 1 | FALSE | 53.3644 | -2.2895 | SPM-RINGWAY_T1 | 10568878000 | SP Energy Networks open data (API key): NDP SPM primary-group polygons + Capacity Heatmaps Information Model SPM + LTDS appendices 3/6 + NSHR
4188 | 15 | UNIT A5/6A SOUTHMOOR INDUSTRIAL ESTATE, SOUTHMOOR ROAD | MANCHESTER | M23 9LR | Manchester |  | Warehouse And Premises | industrial | 1 | 1232.8 | 13270 | GIA | 66500 | Ringway T1 | nearest-substation | 3.62 | ELWORTH GT1 / ELWORTH GT2 / KNUTSFORD GT1 / KNUTSFORD GT2 | CARRINGTON - FIDDLERS FERRY | SPM |  | unknown-primary | [5 empty] | 0 | 0 | 0 | 0 |  | ELWORTH GT1 / ELWORTH GT2 / KNUTSFORD GT1 / KNUTSFORD GT2 |  |  | 0 |  |  | 0 | 0 | 0 | [8 empty] | 1.96 | 31 | 120 | 5448319 | [9 empty] | Fiddlers Ferry | CARRINGTON | 5 | 2186.9 | 2186.9 | 0 | 0 | 930 | 2026-05 | [12 empty] | 53.3915 | -2.294 | SPM-RINGWAY_T1 | 12161152000 | SP Energy Networks open data (API key): NDP SPM primary-group polygons + Capacity Heatmaps Information Model SPM + LTDS appendices 3/6 + NSHR
4189 | 15 | ROY TREVOR LTD, BURLEY HEYES ESTATE, ARLEY ROAD | WARRINGTON | WA4 4RR | Warrington |  | Warehouse And Premises | industrial | 1 | 1231.29 | 13253 | GIA | 42000 | Daresbury Npl T1 / Daresbury Npl T2 / Daresbury Pk T1 | inside-area | 3 | DUTTON GT2 / MOORE GT1 / PERCIVAL LA GT1 | FRODSHAM - INCE | SPM |  | unknown-primary | [5 empty] | 0 | 0 | 0 | 0 |  | DUTTON GT2 / MOORE GT1 / PERCIVAL LA GT1 |  |  | 0 |  |  | 0 | 0 | 0 | [8 empty] | 1.96 | 31 | 15 | 775328 | [9 empty] | Fiddlers Ferry | FRODSHAM | 5 | 1090 | 1090 | 0 | 0 | 0 | 2029-04 | [12 empty] | 53.3406 | -2.5331 | SPM-DARESBURY_NPL_T1_DARESBURY_NPL_T2_DARESBURY_PK_T1 | 630089137 | SP Energy Networks open data (API key): NDP SPM primary-group polygons + Capacity Heatmaps Information Model SPM + LTDS appendices 3/6 + NSHR
4190 | 15 | THE FOX COMPLEX, SEVERN ROAD | WELSHPOOL | SY21 7AZ | Powys 1 (Montgomeryshire) |  | Warehouse And Premises | industrial | 1 | 1230 | 13240 | GIA | 27750 | Welshpool T1 | inside-area | 2.72 | LEGACY LOCAL GT2 / NEWTOWN GT2 / OSWESTRY GT8 / WELSHPOOL GT1 | LEGACY | SPM |  | unknown-primary | [5 empty] | 0 | 0 | 0 | 0 |  | LEGACY LOCAL GT2 / NEWTOWN GT2 / OSWESTRY GT8 / WELSHPOOL GT1 |  |  | 0 |  |  | 0 | 0 | 0 | [8 empty] | 1.95 | 31 | 6 | 330844 | [9 empty] | Legacy | LEGACY | 5 | 1714 | 1714 | 0 | 0 | 0 | 2024-08 | 10094381911 | Storage or Distribution | 115 | D | Grid Supplied Electricity | 3 |  | Heating and Natural Ventilation | 2023-03-29 |  | 1 | FALSE | 52.6566 | -3.1377 | SPM-WELSHPOOL_T1 | 12769750000 | SP Energy Networks open data (API key): NDP SPM primary-group polygons + Capacity Heatmaps Information Model SPM + LTDS appendices 3/6 + NSHR
4191 | 15 | FANTASTIC FUNHOUSE, CAMBRIAN WORKS, GOBOWEN ROAD | OSWESTRY | SY11 1HS | Shropshire |  | Warehouse And Premises | industrial | 1 | 1223.91 | 13174 | GIA | 36500 | Coney Green T1 / Oswestry T2 / Oswestry T1 | inside-area | 2.46 | LEGACY LOCAL GT2 / NEWTOWN GT2 / OSWESTRY GT8 / WELSHPOOL GT1 | LEGACY | SPM |  | unknown-primary | [5 empty] | 0 | 0 | 0 | 0 |  | LEGACY LOCAL GT2 / NEWTOWN GT2 / OSWESTRY GT8 / WELSHPOOL GT1 |  |  | 0 |  |  | 0 | 0 | 0 | [8 empty] | 1.94 | 31 | 15 | 577283 | [9 empty] | Legacy | LEGACY | 5 | 1714 | 1714 | 0 | 0 | 0 | 2024-08 | 10007021400 | General Assembly and Leisure, Night Clubs, and Theatres | 777 | C | Grid Supplied Electricity | 3 |  | Heating and Natural Ventilation | 2025-05-28 |  | 0.8 | FALSE | 52.8629 | -3.0477 | SPM-CONEY_GREEN_T1_OSWESTRY_T2_OSWESTRY_T1 | 14993006000 | SP Energy Networks open data (API key): NDP SPM primary-group polygons + Capacity Heatmaps Information Model SPM + LTDS appendices 3/6 + NSHR
4192 | 15 | 16, JUBILEE WAY | LONDON | SW19 3GJ | Merton |  | Warehouse And Premises | industrial | 1 | 1221.55 | 13149 | GIA | 226000 |  | no-geocode | [33 empty] | 1.94 | 31 | [35 empty] | 576559000
4193 | 15 | FRODSHAM SIGNS, HAYDOCK LANE, HAYDOCK INDUSTRIAL ESTATE | ST HELENS | WA11 9UY | St Helens |  | Workshop And Premises | industrial | 1 | 1217.31 | 13103 | GIA | 81000 | Almatex T1 / St Helens Wwtw T1 / Watery La T2 / Ex Delta Metals T1 | nearest-substation | 3.39 | BOLD G2B / RAVENHEAD G1A2 / ST HELENS GT2A | RAINHILL | SPM |  | unknown-primary | [5 empty] | 0 | 0 | 0 | 0 |  | BOLD G2B / RAVENHEAD G1A2 / ST HELENS GT2A |  |  | 0 |  |  | 0 | 0 | 0 | [8 empty] | 1.93 | 55 | 70 | 5823605 | [9 empty] | Rainhill | RAINHILL | 1 | 85.5 | 85.5 | 0 | 0 | 57 | 2026-09 | [12 empty] | 53.475 | -2.6675 | SPM-ALMATEX_T1_ST_HELENS_WWTW_T1_WATERY_LA_T2_EX_DELTA_METALS_T1 | 10566465000 | SP Energy Networks open data (API key): NDP SPM primary-group polygons + Capacity Heatmaps Information Model SPM + LTDS appendices 3/6 + NSHR
4194 | 15 | UNIT 4, LONDON ROAD INDUSTRIAL ESTATE | PEMBROKE DOCK | SA72 6 | Pembrokeshire |  | Warehouse And Premises | industrial | 1 | 1215.4 | 13082 | GIA | 39250 |  | no-geocode | [33 empty] | 1.93 | 30 | [35 empty] | 212548193
4195 | 15 | UNITS 3/4 GLYNWED PREMISES, NEILSON ROAD | GATESHEAD | NE10 0ZZ | Gateshead |  | Warehouse And Premises | industrial | 1 | 1209.9 | 13023 | GIA | 69500 |  | no-geocode | [33 empty] | 1.92 | 30 | [35 empty] | 6701632000
4196 | 15 | MALES TRACTOR SERVICE, HASTY LANE | ALTRINCHAM | WA15 8UR | Manchester |  | Workshop And Premises | industrial | 1 | 1208.56 | 13009 | GIA | 96500 | Ringway T1 | inside-area | 1.15 | ELWORTH GT1 / ELWORTH GT2 / KNUTSFORD GT1 / KNUTSFORD GT2 | CARRINGTON - FIDDLERS FERRY | SPM |  | unknown-primary | [5 empty] | 0 | 0 | 0 | 0 |  | ELWORTH GT1 / ELWORTH GT2 / KNUTSFORD GT1 / KNUTSFORD GT2 |  |  | 0 |  |  | 0 | 0 | 0 | [8 empty] | 1.92 | 54 | 120 | 5448580 | [9 empty] | Fiddlers Ferry | CARRINGTON | 5 | 2186.9 | 2186.9 | 0 | 0 | 930 | 2026-05 | [12 empty] | 53.3666 | -2.2924 | SPM-RINGWAY_T1 | 197817113 | SP Energy Networks open data (API key): NDP SPM primary-group polygons + Capacity Heatmaps Information Model SPM + LTDS appendices 3/6 + NSHR
4197 | 15 | ALBERT HOUSE 6, CLOISTER WAY, BRIDGES ROAD | ELLESMERE PORT | CH65 4EL | Cheshire West And Chester | L & R ROADLINES LTD | Workshop And Premises | industrial | 1 | 1208.27 | 13006 | GIA | 67500 | Burmah Oil T1 / Cabot Carbon T1 / Van Leer No 1 T1 | inside-area | 0.72 | ELLESMERE PORT GT2 / INCE LOCAL GT1 / INCE LOCAL GT2 | FRODSHAM - INCE | SPM |  | unknown-primary | [5 empty] | 0 | 0 | 0 | 0 |  | ELLESMERE PORT GT2 / INCE LOCAL GT1 / INCE LOCAL GT2 |  |  | 0 |  |  | 0 | 0 | 0 | [8 empty] | 1.92 | 54 | 9 | 237856 | [9 empty] | Capenhurst | FRODSHAM | 5 | 1090 | 1090 | 0 | 0 | 0 | 2029-04 | 10093485394 | General Industrial and Special Industrial Groups | 3163 | C | Grid Supplied Electricity | 3 |  | Heating and Natural Ventilation | 2024-02-25 |  | 0.5 | FALSE | 53.2784 | -2.8809 | SPM-BURMAH_OIL_T1_CABOT_CARBON_T1_VAN_LEER_NO_1_T1 | 8837428000 | SP Energy Networks open data (API key): NDP SPM primary-group polygons + Capacity Heatmaps Information Model SPM + LTDS appendices 3/6 + NSHR
4198 | 15 | UNIT NO 1, CHESTER BANK BUSINESS PARK, RIVER LANE | CHESTER | CH4 8SL | Flintshire |  | Warehouse And Premises | industrial | 1 | 1206 | 12981 | GIA | 32500 | Saltney T1 | inside-area | 2.23 | CHESTER MAIN GT4 / CRANE BANK GT1 / GUILDEN SUTTON GT1 / SALTNEY G2A | CAPENHURST | SPM |  | unknown-primary | [5 empty] | 0 | 0 | 0 | 0 |  | CHESTER MAIN GT4 / CRANE BANK GT1 / GUILDEN SUTTON GT1 / SALTNEY G2A |  |  | 0 |  |  | 0 | 0 | 0 | [8 empty] | 1.92 | 30 | 25 | 555249 | [9 empty] | Capenhurst | CAPENHURST | 4 | 896.6 | 896.6 | 0 | 0 | 304 | 2029-10 | 10093283404 | B1 Offices and Workshop businesses | 617 | D | Natural Gas | 3 |  | Heating and Natural Ventilation | 2012-08-10 |  | 0.5 | FALSE | 53.1799 | -2.9361 | SPM-SALTNEY_T1 | 491723206 | SP Energy Networks open data (API key): NDP SPM primary-group polygons + Capacity Heatmaps Information Model SPM + LTDS appendices 3/6 + NSHR
4199 | 15 | SERVISAIR LTD-ADJ NO 5A, HANGAR, MANCHESTER AIRPORT | MANCHESTER | M90 5UZ | Manchester |  | Workshop And Premises | industrial | 1 | 1204.66 | 12967 | GIA | 110000 | Ringway T1 | inside-area | 1.48 | ELWORTH GT1 / ELWORTH GT2 / KNUTSFORD GT1 / KNUTSFORD GT2 | CARRINGTON - FIDDLERS FERRY | SPM |  | unknown-primary | [5 empty] | 0 | 0 | 0 | 0 |  | ELWORTH GT1 / ELWORTH GT2 / KNUTSFORD GT1 / KNUTSFORD GT2 |  |  | 0 |  |  | 0 | 0 | 0 | [8 empty] | 1.91 | 54 | 120 | 5448622 | [9 empty] | Fiddlers Ferry | CARRINGTON | 5 | 2186.9 | 2186.9 | 0 | 0 | 930 | 2026-05 | [12 empty] | 53.3581 | -2.2831 | SPM-RINGWAY_T1 | 213656113 | SP Energy Networks open data (API key): NDP SPM primary-group polygons + Capacity Heatmaps Information Model SPM + LTDS appendices 3/6 + NSHR
4200 | 15 | PARRYS MOTOR PARTS LTD, COMMON LANE | WARRINGTON | WA4 2RS | Warrington |  | Workshop And Premises | industrial | 1 | 1202.28 | 12941 | NIA | 51500 | British Aluminium Latchford T1 / Greenhall Whitley T1 / Latchford T1 / Latchford T2 / Thames Board Mill T1 | inside-area | 0.57 | SANKEY BRIDGES GT3 / WARRINGTON GT5 | CARRINGTON - FIDDLERS FERRY | SPM |  | unknown-primary | [5 empty] | 0 | 0 | 0 | 0 |  | SANKEY BRIDGES GT3 / WARRINGTON GT5 |  |  | 0 |  |  | 0 | 0 | 0 | [8 empty] | 1.91 | 54 | 25 | 1058976 | [9 empty] | Fiddlers Ferry | CARRINGTON | 5 | 2186.9 | 2186.9 | 0 | 0 | 930 | 2026-05 | [12 empty] | 53.3774 | -2.5687 | SPM-BRITISH_ALUMINIUM_LATCHFORD_T1_GREENHALL_WHITLEY_T1_LATCHFOR | 642282137 | SP Energy Networks open data (API key): NDP SPM primary-group polygons + Capacity Heatmaps Information Model SPM + LTDS appendices 3/6 + NSHR
4201 | 15 | RUSHLIFT (UK) LTD, LOCK WAY | DEWSBURY | WF12 3SX | Kirklees |  | Workshop And Premises | industrial | 1 | 1196.46 | 12879 | GIA | 55500 |  | no-geocode | [33 empty] | 1.9 | 54 | [35 empty] | 6886797000
4202 | 15 | UNITS 6 & 7, HAYDOCK CROSS, KILBUCK LANE | ST HELENS | WA11 9UX | St Helens |  | Warehouse And Premises | industrial | 1 | 1195.92 | 12873 | GIA | 83000 | Almatex T1 / St Helens Wwtw T1 / Watery La T2 / Ex Delta Metals T1 | nearest-substation | 4.09 | BOLD G2B / RAVENHEAD G1A2 / ST HELENS GT2A | RAINHILL | SPM |  | unknown-primary | [5 empty] | 0 | 0 | 0 | 0 |  | BOLD G2B / RAVENHEAD G1A2 / ST HELENS GT2A |  |  | 0 |  |  | 0 | 0 | 0 | [8 empty] | 1.9 | 30 | 70 | 5823835 | [9 empty] | Rainhill | RAINHILL | 1 | 85.5 | 85.5 | 0 | 0 | 57 | 2026-09 |  | B8 Storage or Distribution | 501 | C | Grid Supplied Electricity | 5 |  | Heating and Natural Ventilation | 2021-09-06 |  | 0.75 | FALSE | 53.4748 | -2.6481 | SPM-ALMATEX_T1_ST_HELENS_WWTW_T1_WATERY_LA_T2_EX_DELTA_METALS_T1 | 13833069000 | SP Energy Networks open data (API key): NDP SPM primary-group polygons + Capacity Heatmaps Information Model SPM + LTDS appendices 3/6 + NSHR
4203 | 15 | 372, BROOK LANE | SOUTHAMPTON | SO31 6DP | Fareham | BRUCE BANKS SAILMAKERS | Factory And Premises | industrial | 1 | 1195.12 | 12864 | GIA | 62500 |  | no-geocode | [33 empty] | 1.9 | 72 | [35 empty] | 74644175
4204 | 15 | DEVON 4X4 CENTRE | SOUTH MOLTON | EX36 3QJ | North Devon |  | Workshops And Premises | industrial | 1 | 1194.1 | 12853 | GIA | 46500 |  | no-geocode | [33 empty] | 1.9 | 54 | [35 empty] | 13745049000
4205 | 15 | BAY 5B, AVIATION PARK, FLINT ROAD | CHESTER | CH4 0GZ | Flintshire |  | Warehouse And Premises | industrial | 1 | 1190.78 | 12817 | GIA | 47750 | Saltney T1 | inside-area | 0.43 | CHESTER MAIN GT4 / CRANE BANK GT1 / GUILDEN SUTTON GT1 / SALTNEY G2A | CAPENHURST | SPM |  | unknown-primary | [5 empty] | 0 | 0 | 0 | 0 |  | CHESTER MAIN GT4 / CRANE BANK GT1 / GUILDEN SUTTON GT1 / SALTNEY G2A |  |  | 0 |  |  | 0 | 0 | 0 | [8 empty] | 1.89 | 30 | 25 | 555413 | [9 empty] | Capenhurst | CAPENHURST | 4 | 896.6 | 896.6 | 0 | 0 | 304 | 2029-10 | 10090462600 | B1 Offices and Workshop businesses | 1371 | D | Grid Supplied Electricity | 3 |  | Heating and Natural Ventilation | 2012-05-08 |  | 0.67 | FALSE | 53.1869 | -2.9743 | SPM-SALTNEY_T1 | 5350929000 | SP Energy Networks open data (API key): NDP SPM primary-group polygons + Capacity Heatmaps Information Model SPM + LTDS appendices 3/6 + NSHR
4206 | 15 | UNIT 14, CAPITOL COURT, CAPITOL PARK | BARNSLEY | S73 3UD | Barnsley |  | Warehouse And Premises | industrial | 1 | 1186.34 | 12770 | NIA | 63000 |  | no-geocode | [33 empty] | 1.89 | 30 | [35 empty] | 12567537000
4207 | 15 | DUTCH BARN AT THE QUARRY | WELSHPOOL | SY21 8SZ | Powys 1 (Montgomeryshire) | SPEED | Warehouse And Premises | industrial | 1 | 1183.79 | 12742 | GIA | 30750 | Welshpool T1 | inside-area | 3.84 | LEGACY LOCAL GT2 / NEWTOWN GT2 / OSWESTRY GT8 / WELSHPOOL GT1 | LEGACY | SPM |  | unknown-primary | [5 empty] | 0 | 0 | 0 | 0 |  | LEGACY LOCAL GT2 / NEWTOWN GT2 / OSWESTRY GT8 / WELSHPOOL GT1 |  |  | 0 |  |  | 0 | 0 | 0 | [8 empty] | 1.88 | 30 | 6 | 331342 | [9 empty] | Legacy | LEGACY | 5 | 1714 | 1714 | 0 | 0 | 0 | 2024-08 | [12 empty] | 52.6852 | -3.0846 | SPM-WELSHPOOL_T1 | 12637395000 | SP Energy Networks open data (API key): NDP SPM primary-group polygons + Capacity Heatmaps Information Model SPM + LTDS appendices 3/6 + NSHR
4208 | 15 | BORDER COUNTIES SCHOOL OF GYMNASTICS, CAMBRIAN WORKS, GOBOWEN ROAD | OSWESTRY | SY11 1HS | Shropshire |  | Warehouse And Premises | industrial | 1 | 1182.72 | 12731 | GIA | 35750 | Coney Green T1 / Oswestry T2 / Oswestry T1 | inside-area | 2.46 | LEGACY LOCAL GT2 / NEWTOWN GT2 / OSWESTRY GT8 / WELSHPOOL GT1 | LEGACY | SPM |  | unknown-primary | [5 empty] | 0 | 0 | 0 | 0 |  | LEGACY LOCAL GT2 / NEWTOWN GT2 / OSWESTRY GT8 / WELSHPOOL GT1 |  |  | 0 |  |  | 0 | 0 | 0 | [8 empty] | 1.88 | 30 | 15 | 577726 | [9 empty] | Legacy | LEGACY | 5 | 1714 | 1714 | 0 | 0 | 0 | 2024-08 | 10093748797 | Restaurants and Cafes/Drinking Establishments/Takeaways | 305 | D | Natural Gas | 3 |  | Heating and Natural Ventilation | 2025-05-28 |  | 0.75 | FALSE | 52.8629 | -3.0477 | SPM-CONEY_GREEN_T1_OSWESTRY_T2_OSWESTRY_T1 | 9135088000 | SP Energy Networks open data (API key): NDP SPM primary-group polygons + Capacity Heatmaps Information Model SPM + LTDS appendices 3/6 + NSHR
4209 | 15 | UNITS 6 7 & 8 HEXAGON BUSINESS CENTRE, SPRINGFIELD ROAD | HAYES | UB4 7TH | Hillingdon |  | Warehouse And Premises | industrial | 1 | 1177.68 | 12676 | GIA | 151000 |  | no-geocode | [33 empty] | 1.87 | 29 | [35 empty] | 9588079000
4210 | 15 | BLUNDELLS LANE | PRESCOT | L35 6ND | St Helens | ELM CONSTRUCTION | Workshop And Premises | industrial | 1 | 1176.79 | 12667 | GIA | 25250 | Holt La (Warrington Rd) T1 / Prescot T1 / Rainhill Local T1 / Whiston Hosp T1 | inside-area | 1.15 | BOLD G2A / PRESCOT GT1B / WIDNES GT1 / WIDNES GT2 | RAINHILL | SPM |  | unknown-primary | [5 empty] | 0 | 0 | 0 | 0 |  | BOLD G2A / PRESCOT GT1B / WIDNES GT1 / WIDNES GT2 |  |  | 0 |  |  | 0 | 0 | 0 | [8 empty] | 1.87 | 53 | 3 | 409453 | [9 empty] | Rainhill | RAINHILL | 1 | 85.5 | 85.5 | 0 | 0 | 57 | 2026-09 | [12 empty] | 53.41 | -2.7777 | SPM-HOLT_LA_WARRINGTON_RD_T1_PRESCOT_T1_RAINHILL_LOCAL_T1_WHISTO | 568211137 | SP Energy Networks open data (API key): NDP SPM primary-group polygons + Capacity Heatmaps Information Model SPM + LTDS appendices 3/6 + NSHR
4211 | 15 | 151, SHAKESPEARE STREET | SOUTHPORT | PR8 5AN | Sefton |  | Warehouse And Premises | industrial | 1 | 1173.9 | 12636 | GIA | 41000 | Ivy St (Southport) T1 / Kensington Rd T1 / Market St T1 / Southport T1 | inside-area | 1.24 | FORMBY GT2B / SOUTHPORT GT1 / SOUTHPORT GT2 | KIRKBY | SPM |  | unknown-primary | [5 empty] | 0 | 0 | 0 | 0 |  | FORMBY GT2B / SOUTHPORT GT1 / SOUTHPORT GT2 |  |  | 0 |  |  | 0 | 0 | 0 | [8 empty] | 1.87 | 29 | 28 | 1143251 | [9 empty] | Lister Drive | KIRKBY | 4 | 514 | 514 | 400 | 0 | 0 | 2027-08 | [12 empty] | 53.6383 | -3.0062 | SPM-IVY_ST_SOUTHPORT_T1_KENSINGTON_RD_T1_MARKET_ST_T1_SOUTHPORT_ | 9364983000 | SP Energy Networks open data (API key): NDP SPM primary-group polygons + Capacity Heatmaps Information Model SPM + LTDS appendices 3/6 + NSHR
4212 | 15 | UNIT 2/3, AL-AMIN BUILDINGS, GROSVENOR ROAD | BIRMINGHAM | B6 3LZ | Birmingham |  | Warehouse And Premises | industrial | 1 | 1160 | 12486 | GIA | 84000 |  | no-geocode | [33 empty] | 1.84 | 29 | [35 empty] | 13003804000
4213 | 15 | 12, PENRHYN ROAD | PRESCOT | L34 9HY | Knowsley |  | Warehouse Offices And Premises | industrial | 1 | 1157.6 | 12460 | GIA | 85500 | Kelco T1 / News International T1 / News International T2 / Palco T1 / Southdene T1 | inside-area | 1.28 | GILLMOSS GT1 / KIRKBY GT2 / SIMONSWOOD GT1 | KIRKBY | SPM |  | unknown-primary | [5 empty] | 0 | 0 | 0 | 0 |  | GILLMOSS GT1 / KIRKBY GT2 / SIMONSWOOD GT1 |  |  | 0 |  |  | 0 | 0 | 0 | [8 empty] | 1.84 | 81 | 67 | 4683732 | [9 empty] | Kirkby (_D) | KIRKBY | 4 | 514 | 514 | 400 | 0 | 0 | 2027-08 | 40075184 | B2 to B7 General Industrial and Special Industrial Groups | 1167 | C | Oil | 3 |  | Heating and Natural Ventilation | 2021-11-24 |  | 1 | FALSE | 53.4642 | -2.8628 | SPM-KELCO_T1_NEWS_INTERNATIONAL_T1_NEWS_INTERNATIONAL_T2_PALCO_T | 9465641000 | SP Energy Networks open data (API key): NDP SPM primary-group polygons + Capacity Heatmaps Information Model SPM + LTDS appendices 3/6 + NSHR
4214 | 15 | 307, GREENWOOD ROAD | MANCHESTER | M22 9HD | Manchester |  | Offices, Workshop And Premises | industrial | 1 | 1152.9 | 12410 | NIA | 140000 | Ringway T1 | nearest-substation | 3.98 | ELWORTH GT1 / ELWORTH GT2 / KNUTSFORD GT1 / KNUTSFORD GT2 | CARRINGTON - FIDDLERS FERRY | SPM |  | unknown-primary | [5 empty] | 0 | 0 | 0 | 0 |  | ELWORTH GT1 / ELWORTH GT2 / KNUTSFORD GT1 / KNUTSFORD GT2 |  |  | 0 |  |  | 0 | 0 | 0 | [8 empty] | 1.83 | 52 | 120 | 5449179 | [9 empty] | Fiddlers Ferry | CARRINGTON | 5 | 2186.9 | 2186.9 | 0 | 0 | 930 | 2026-05 | [12 empty] | 53.3892 | -2.2714 | SPM-RINGWAY_T1 | 9880802000 | SP Energy Networks open data (API key): NDP SPM primary-group polygons + Capacity Heatmaps Information Model SPM + LTDS appendices 3/6 + NSHR
4215 | 15 | BAY 6C, AVIATION PARK, FLINT ROAD | CHESTER | CH4 0GZ | Flintshire |  | Warehouse And Premises | industrial | 1 | 1149.85 | 12377 | GIA | 52500 | Saltney T1 | inside-area | 0.43 | CHESTER MAIN GT4 / CRANE BANK GT1 / GUILDEN SUTTON GT1 / SALTNEY G2A | CAPENHURST | SPM |  | unknown-primary | [5 empty] | 0 | 0 | 0 | 0 |  | CHESTER MAIN GT4 / CRANE BANK GT1 / GUILDEN SUTTON GT1 / SALTNEY G2A |  |  | 0 |  |  | 0 | 0 | 0 | [8 empty] | 1.83 | 29 | 25 | 555853 | [9 empty] | Capenhurst | CAPENHURST | 4 | 896.6 | 896.6 | 0 | 0 | 304 | 2029-10 | 10090461124 | B2 to B7 General Industrial and Special Industrial Groups | 1138 | D | Oil | 3 | 3 | Heating and Natural Ventilation | 2018-03-21 |  | 1 | FALSE | 53.1869 | -2.9743 | SPM-SALTNEY_T1 | 11426365000 | SP Energy Networks open data (API key): NDP SPM primary-group polygons + Capacity Heatmaps Information Model SPM + LTDS appendices 3/6 + NSHR
4216 | 15 | CAMBRIAN BUILDINGS, CONEY GREEN | OSWESTRY | SY11 2JL | Shropshire |  | Factory And Premises | industrial | 1 | 1149.1 | 12369 | GIA | 27250 | Coney Green T1 / Oswestry T2 / Oswestry T1 | inside-area | 2.91 | LEGACY LOCAL GT2 / NEWTOWN GT2 / OSWESTRY GT8 / WELSHPOOL GT1 | LEGACY | SPM |  | unknown-primary | [5 empty] | 0 | 0 | 0 | 0 |  | LEGACY LOCAL GT2 / NEWTOWN GT2 / OSWESTRY GT8 / WELSHPOOL GT1 |  |  | 0 |  |  | 0 | 0 | 0 | [8 empty] | 1.83 | 69 | 15 | 578088 | [9 empty] | Legacy | LEGACY | 5 | 1714 | 1714 | 0 | 0 | 0 | 2024-08 | 10007019285 | Offices and Workshop Businesses | 1169 | D | Natural Gas | 3 |  | Heating and Natural Ventilation | 2025-04-03 |  | 1 | FALSE | 52.8596 | -3.0524 | SPM-CONEY_GREEN_T1_OSWESTRY_T2_OSWESTRY_T1 | 13449607000 | SP Energy Networks open data (API key): NDP SPM primary-group polygons + Capacity Heatmaps Information Model SPM + LTDS appendices 3/6 + NSHR
4217 | 15 | UNIT B, VILLIERS COURT, VILLIERS ROAD | PRESCOT | L34 9ET | Knowsley | PRECISION PNEUMATICS LTD | Warehouse And Premises | industrial | 1 | 1148.9 | 12367 | GIA | 78000 | Kelco T1 / News International T1 / News International T2 / Palco T1 / Southdene T1 | inside-area | 1.21 | GILLMOSS GT1 / KIRKBY GT2 / SIMONSWOOD GT1 | KIRKBY | SPM |  | unknown-primary | [5 empty] | 0 | 0 | 0 | 0 |  | GILLMOSS GT1 / KIRKBY GT2 / SIMONSWOOD GT1 |  |  | 0 |  |  | 0 | 0 | 0 | [8 empty] | 1.83 | 29 | 67 | 4683825 | [9 empty] | Kirkby (_D) | KIRKBY | 4 | 514 | 514 | 400 | 0 | 0 | 2027-08 | 40067223 | B1 Offices and Workshop businesses | 1005 | D | Grid Supplied Electricity | 3 | 3 | Heating and Natural Ventilation | 2012-01-06 |  | 0.67 | FALSE | 53.4621 | -2.8606 | SPM-KELCO_T1_NEWS_INTERNATIONAL_T1_NEWS_INTERNATIONAL_T2_PALCO_T | 2685021000 | SP Energy Networks open data (API key): NDP SPM primary-group polygons + Capacity Heatmaps Information Model SPM + LTDS appendices 3/6 + NSHR
4218 | 15 | UNIT 2 LAUNTON BUSINESS CENTRE, MURDOCK ROAD | BICESTER | OX26 4LP | Cherwell |  | Warehouse And Premises | industrial | 1 | 1148.54 | 12363 | GIA | 77500 |  | no-geocode | [33 empty] | 1.83 | 29 | [21 empty] | Storage or Distribution | 3489 | C | Natural Gas | 3 | 2 | Heating and Natural Ventilation | 2024-09-14 |  | 0.67 | FALSE |  |  |  | 1793911000
4219 | 15 | UNIT 8 & 9 WESTWOOD COURT, CLAYHILL INDUSTRIAL ESTATE, BUILDWAS ROAD | NESTON | CH64 3UJ | Cheshire West And Chester |  | Warehouse And Premises | industrial | 1 | 1143.5 | 12309 | GIA | 47500 | Buildwas Rd T1 / Morgan Refractories T1 / Neston Main T1 | inside-area | 1.59 | HESWALL GT1 / HOYLAKE GT2 / PRENTON GRID GT3 | BIRKENHEAD | SPM |  | unknown-primary | [5 empty] | 0 | 0 | 0 | 0 |  | HESWALL GT1 / HOYLAKE GT2 / PRENTON GRID GT3 |  |  | 0 |  |  | 0 | 0 | 0 | [8 empty] | 1.82 | 29 | 5 | 566370 | [9 empty] | Connahs Quay / SASA | BIRKENHEAD | 0 | 0 | 0 | 0 | 0 | 90 |  | 100012823041 | B2 to B7 General Industrial and Special Industrial Groups | 1126 | C | Natural Gas | 3 |  | Heating and Natural Ventilation | 2022-02-25 |  | 0.8 | FALSE | 53.2995 | -3.0608 | SPM-BUILDWAS_RD_T1_MORGAN_REFRACTORIES_T1_NESTON_MAIN_T1 | 9391784000 | SP Energy Networks open data (API key): NDP SPM primary-group polygons + Capacity Heatmaps Information Model SPM + LTDS appendices 3/6 + NSHR
4220 | 15 | UNIT H, RENNIE HOGG ROAD | NOTTINGHAM | NG2 1 | Nottingham |  | Warehouse And Premises | industrial | 1 | 1142.1 | 12293 | GIA | 88500 |  | no-geocode | [33 empty] | 1.81 | 29 | [35 empty] | 1605676000
4221 | 15 | UNIT 8 NORTHBANK INDUSTRIAL PARK, SIEMENS ROAD | MANCHESTER | M44 8EZ | Salford |  | Warehouse And Premises | industrial | 1 | 1140.1 | 12272 | GIA | 59500 |  | no-geocode | [33 empty] | 1.81 | 29 | [35 empty] | 3806770000
4222 | 15 | UNIT 2, CAUSEWAY PARK, CENTRAL AVENUE | WARRINGTON | WA4 6QQ | Warrington |  | Workshop And Premises | industrial | 1 | 1138.45 | 12254 | GIA | 36000 | British Aluminium Latchford T1 / Greenhall Whitley T1 / Latchford T1 / Latchford T2 / Thames Board Mill T1 | inside-area | 0.84 | SANKEY BRIDGES GT3 / WARRINGTON GT5 | CARRINGTON - FIDDLERS FERRY | SPM |  | unknown-primary | [5 empty] | 0 | 0 | 0 | 0 |  | SANKEY BRIDGES GT3 / WARRINGTON GT5 |  |  | 0 |  |  | 0 | 0 | 0 | [8 empty] | 1.81 | 51 | 25 | 1059663 | [9 empty] | Fiddlers Ferry | CARRINGTON | 5 | 2186.9 | 2186.9 | 0 | 0 | 930 | 2026-05 | 10094962492 | Storage or Distribution | 1073 | C | Grid Supplied Electricity | 3 |  | Heating and Natural Ventilation | 2025-09-22 |  | 1 | FALSE | 53.3801 | -2.5851 | SPM-BRITISH_ALUMINIUM_LATCHFORD_T1_GREENHALL_WHITLEY_T1_LATCHFOR | 13413704000 | SP Energy Networks open data (API key): NDP SPM primary-group polygons + Capacity Heatmaps Information Model SPM + LTDS appendices 3/6 + NSHR
4223 | 15 | UNIT C2, PENRHYN COURT, PENRHYN ROAD | PRESCOT | L34 9HY | Knowsley |  | Warehouse And Premises | industrial | 1 | 1128.8 | 12150 | GIA | 74000 | Kelco T1 / News International T1 / News International T2 / Palco T1 / Southdene T1 | inside-area | 1.28 | GILLMOSS GT1 / KIRKBY GT2 / SIMONSWOOD GT1 | KIRKBY | SPM |  | unknown-primary | [5 empty] | 0 | 0 | 0 | 0 |  | GILLMOSS GT1 / KIRKBY GT2 / SIMONSWOOD GT1 |  |  | 0 |  |  | 0 | 0 | 0 | [8 empty] | 1.79 | 28 | 67 | 4684042 | [9 empty] | Kirkby (_D) | KIRKBY | 4 | 514 | 514 | 400 | 0 | 0 | 2027-08 | [12 empty] | 53.4642 | -2.8628 | SPM-KELCO_T1_NEWS_INTERNATIONAL_T1_NEWS_INTERNATIONAL_T2_PALCO_T | 8204957000 | SP Energy Networks open data (API key): NDP SPM primary-group polygons + Capacity Heatmaps Information Model SPM + LTDS appendices 3/6 + NSHR
4224 | 15 | UNITS 3-4, HAYDOCK LANE, HAYDOCK INDUSTRIAL ESTATE | ST HELENS | WA11 9UY | St Helens | BLACKBURNS METALS LIMITED | Warehouse And Premises | industrial | 1 | 1125.3 | 12113 | GIA | 72500 | Almatex T1 / St Helens Wwtw T1 / Watery La T2 / Ex Delta Metals T1 | nearest-substation | 3.39 | BOLD G2B / RAVENHEAD G1A2 / ST HELENS GT2A | RAINHILL | SPM |  | unknown-primary | [5 empty] | 0 | 0 | 0 | 0 |  | BOLD G2B / RAVENHEAD G1A2 / ST HELENS GT2A |  |  | 0 |  |  | 0 | 0 | 0 | [8 empty] | 1.79 | 28 | 70 | 5824595 | [9 empty] | Rainhill | RAINHILL | 1 | 85.5 | 85.5 | 0 | 0 | 57 | 2026-09 | 39087709 | Offices and Workshop Businesses | 1143 | C | Grid Supplied Electricity | 3 |  | Heating and Natural Ventilation | 2025-05-27 |  | 1 | FALSE | 53.475 | -2.6675 | SPM-ALMATEX_T1_ST_HELENS_WWTW_T1_WATERY_LA_T2_EX_DELTA_METALS_T1 | 4798376000 | SP Energy Networks open data (API key): NDP SPM primary-group polygons + Capacity Heatmaps Information Model SPM + LTDS appendices 3/6 + NSHR
4225 | 15 | UNIT C1, PENRHYN COURT, PENRHYN ROAD | PRESCOT | L34 9HY | Knowsley |  | Warehouse And Premises | industrial | 1 | 1122.03 | 12077 | GIA | 75000 | Kelco T1 / News International T1 / News International T2 / Palco T1 / Southdene T1 | inside-area | 1.28 | GILLMOSS GT1 / KIRKBY GT2 / SIMONSWOOD GT1 | KIRKBY | SPM |  | unknown-primary | [5 empty] | 0 | 0 | 0 | 0 |  | GILLMOSS GT1 / KIRKBY GT2 / SIMONSWOOD GT1 |  |  | 0 |  |  | 0 | 0 | 0 | [8 empty] | 1.78 | 28 | 67 | 4684115 | [9 empty] | Kirkby (_D) | KIRKBY | 4 | 514 | 514 | 400 | 0 | 0 | 2027-08 | [12 empty] | 53.4642 | -2.8628 | SPM-KELCO_T1_NEWS_INTERNATIONAL_T1_NEWS_INTERNATIONAL_T2_PALCO_T | 8664574000 | SP Energy Networks open data (API key): NDP SPM primary-group polygons + Capacity Heatmaps Information Model SPM + LTDS appendices 3/6 + NSHR
4226 | 15 | UNIT 3, PARR INDUSTRIAL ESTATE, BEDFORD STREET | ST HELENS | WA9 1PN | St Helens |  | Factory And Premises | industrial | 1 | 1112.5 | 11975 | GIA | 33250 | Almatex T1 / St Helens Wwtw T1 / Watery La T2 / Ex Delta Metals T1 | inside-area | 1.35 | BOLD G2B / RAVENHEAD G1A2 / ST HELENS GT2A | RAINHILL | SPM |  | unknown-primary | [5 empty] | 0 | 0 | 0 | 0 |  | BOLD G2B / RAVENHEAD G1A2 / ST HELENS GT2A |  |  | 0 |  |  | 0 | 0 | 0 | [8 empty] | 1.77 | 67 | 70 | 5824733 | [9 empty] | Rainhill | RAINHILL | 1 | 85.5 | 85.5 | 0 | 0 | 57 | 2026-09 | 39102058 | Offices and Workshop Businesses | 374 | B | Grid Supplied Electricity | 3 |  | Heating and Natural Ventilation | 2023-10-20 |  | 0.67 | FALSE | 53.4483 | -2.7094 | SPM-ALMATEX_T1_ST_HELENS_WWTW_T1_WATERY_LA_T2_EX_DELTA_METALS_T1 | 14189350000 | SP Energy Networks open data (API key): NDP SPM primary-group polygons + Capacity Heatmaps Information Model SPM + LTDS appendices 3/6 + NSHR
4227 | 15 | MAGNET LTD, HOLMESFIELD ROAD | WARRINGTON | WA1 2DS | Warrington |  | Warehouse,Showroom And Premises | industrial | 1 | 1104.54 | 11889 | GIA | 47500 | British Aluminium Latchford T1 / Greenhall Whitley T1 / Latchford T1 / Latchford T2 / Thames Board Mill T1 | inside-area | 0.92 | SANKEY BRIDGES GT3 / WARRINGTON GT5 | CARRINGTON - FIDDLERS FERRY | SPM |  | unknown-primary | [5 empty] | 0 | 0 | 0 | 0 |  | SANKEY BRIDGES GT3 / WARRINGTON GT5 |  |  | 0 |  |  | 0 | 0 | 0 | [8 empty] | 1.76 | 99 | 25 | 1060028 | [9 empty] | Fiddlers Ferry | CARRINGTON | 5 | 2186.9 | 2186.9 | 0 | 0 | 930 | 2026-05 | 10008652410 | B8 Storage or Distribution | 1280 | E | Oil | 3 |  | Heating and Natural Ventilation | 2015-01-30 |  | 0.5 | FALSE | 53.3901 | -2.5745 | SPM-BRITISH_ALUMINIUM_LATCHFORD_T1_GREENHALL_WHITLEY_T1_LATCHFOR | 271593000 | SP Energy Networks open data (API key): NDP SPM primary-group polygons + Capacity Heatmaps Information Model SPM + LTDS appendices 3/6 + NSHR
4228 | 15 | BANNERDOWN BENCING LTD ADJ, FARLEIGH RISE | BRADFORD-ON-AVON | BA17 2QP | Wiltshire |  | Store And Premises | industrial | 1 | 1101.63 | 11858 | GIA | 29000 |  | no-geocode | [33 empty] | 1.75 | 28 | [35 empty] | 281916216
4229 | 15 | UNIT N2, HAYDOCK CROSS, KILBUCK LANE | ST HELENS | WA11 9UX | St Helens |  | Warehouse And Premises | industrial | 1 | 1100.4 | 11845 | GIA | 72000 | Almatex T1 / St Helens Wwtw T1 / Watery La T2 / Ex Delta Metals T1 | nearest-substation | 4.09 | BOLD G2B / RAVENHEAD G1A2 / ST HELENS GT2A | RAINHILL | SPM |  | unknown-primary | [5 empty] | 0 | 0 | 0 | 0 |  | BOLD G2B / RAVENHEAD G1A2 / ST HELENS GT2A |  |  | 0 |  |  | 0 | 0 | 0 | [8 empty] | 1.75 | 28 | 70 | 5824863 | [9 empty] | Rainhill | RAINHILL | 1 | 85.5 | 85.5 | 0 | 0 | 57 | 2026-09 | 39079154 | B8 Storage or Distribution | 363 | D | Grid Supplied Electricity | 3 |  | Heating and Natural Ventilation | 2014-06-05 |  | 0.75 | FALSE | 53.4748 | -2.6481 | SPM-ALMATEX_T1_ST_HELENS_WWTW_T1_WATERY_LA_T2_EX_DELTA_METALS_T1 | 11329070000 | SP Energy Networks open data (API key): NDP SPM primary-group polygons + Capacity Heatmaps Information Model SPM + LTDS appendices 3/6 + NSHR
4230 | 15 | BAY 3B, AVIATION PARK, FLINT ROAD | CHESTER | CH4 0GZ | Flintshire |  | Warehouse And Premises | industrial | 1 | 1098.74 | 11827 | GIA | 49000 | Saltney T1 | inside-area | 0.43 | CHESTER MAIN GT4 / CRANE BANK GT1 / GUILDEN SUTTON GT1 / SALTNEY G2A | CAPENHURST | SPM |  | unknown-primary | [5 empty] | 0 | 0 | 0 | 0 |  | CHESTER MAIN GT4 / CRANE BANK GT1 / GUILDEN SUTTON GT1 / SALTNEY G2A |  |  | 0 |  |  | 0 | 0 | 0 | [8 empty] | 1.75 | 27 | 25 | 556403 | [9 empty] | Capenhurst | CAPENHURST | 4 | 896.6 | 896.6 | 0 | 0 | 304 | 2029-10 | 10090462600 | B1 Offices and Workshop businesses | 1371 | D | Grid Supplied Electricity | 3 |  | Heating and Natural Ventilation | 2012-05-08 |  | 0.67 | FALSE | 53.1869 | -2.9743 | SPM-SALTNEY_T1 | 13486712000 | SP Energy Networks open data (API key): NDP SPM primary-group polygons + Capacity Heatmaps Information Model SPM + LTDS appendices 3/6 + NSHR
4231 | 15 | 2 SOVEREIGN BUSINESS PARK, JOPLIN COURT | MILTON KEYNES | MK8 0EY | Milton Keynes |  | Warehouse And Premises | industrial | 1 | 1098.01 | 11819 | GIA | 103000 |  | no-geocode | [33 empty] | 1.74 | 27 | [35 empty] | 3057998000
4232 | 15 | THE OLD BUS STATION, LENTEN POOL | DENBIGH | LL16 3LH | Denbighshire |  | Warehouse And Premises | industrial | 1 | 1090.69 | 11740 | GIA | 19750 | Bryn Stanley T1 / Denbigh T1 | inside-area | 2.35 | HOLYWELL GT1 / RHYL GT1 / ST ASAPH GT2 / ST ASAPH GT4 | CONNAHS QUAY - PENTIR - ST ASAPH | SPM |  | unknown-primary | [5 empty] | 0 | 0 | 0 | 0 |  | HOLYWELL GT1 / RHYL GT1 / ST ASAPH GT2 / ST ASAPH GT4 |  |  | 0 |  |  | 0 | 0 | 0 | [8 empty] | 1.73 | 27 | 5 | 115897 | [9 empty] | Connahs Quay / SASA | [8 empty] | 200004299185 | B1 Offices and Workshop businesses | 1143 | G | Oil | 3 |  | Heating and Natural Ventilation | 2017-11-14 |  | 0.5 | FALSE | 53.1833 | -3.4238 | SPM-BRYN_STANLEY_T1_DENBIGH_T1 | 1818424000 | SP Energy Networks open data (API key): NDP SPM primary-group polygons + Capacity Heatmaps Information Model SPM + LTDS appendices 3/6 + NSHR
4233 | 15 | UNIT 6 FIVE SIX FIVE, DUTTONS WAY | BLACKBURN | BB1 2TP | Blackburn With Darwen |  | Workshop And Premises | industrial | 1 | 1086.2 | 11692 | GIA | 53500 |  | no-geocode | [33 empty] | 1.73 | 49 | [35 empty] | 2883483000
4234 | 15 | BAY 4B, AVIATION PARK, FLINT ROAD | CHESTER | CH4 0GZ | Flintshire |  | Warehouse And Premises | industrial | 1 | 1085.08 | 11680 | GIA | 49750 | Saltney T1 | inside-area | 0.43 | CHESTER MAIN GT4 / CRANE BANK GT1 / GUILDEN SUTTON GT1 / SALTNEY G2A | CAPENHURST | SPM |  | unknown-primary | [5 empty] | 0 | 0 | 0 | 0 |  | CHESTER MAIN GT4 / CRANE BANK GT1 / GUILDEN SUTTON GT1 / SALTNEY G2A |  |  | 0 |  |  | 0 | 0 | 0 | [8 empty] | 1.72 | 27 | 25 | 556550 | [9 empty] | Capenhurst | CAPENHURST | 4 | 896.6 | 896.6 | 0 | 0 | 304 | 2029-10 | 10090462600 | B1 Offices and Workshop businesses | 1371 | D | Grid Supplied Electricity | 3 |  | Heating and Natural Ventilation | 2012-05-08 |  | 0.67 | FALSE | 53.1869 | -2.9743 | SPM-SALTNEY_T1 | 13486714000 | SP Energy Networks open data (API key): NDP SPM primary-group polygons + Capacity Heatmaps Information Model SPM + LTDS appendices 3/6 + NSHR
4235 | 15 | PICKFORDS LTD, TRELISKE INDUSTRIAL ESTATE | TRURO | TR3 3LP | Cornwall |  | Warehouse And Premises | industrial | 1 | 1081.72 | 11644 | GIA | 82500 |  | no-geocode | [33 empty] | 1.72 | 27 | [35 empty] | 287255185
4236 | 15 | UNIT 9E & 1ST FLR UNITS 9D-9G, CHESTER BANK BUSINESS PARK, RIVER LANE | CHESTER | CH4 8RU | Flintshire |  | Warehouse And Premises | industrial | 1 | 1081.58 | 11642 | GIA | 19250 | Saltney T1 | inside-area | 2.34 | CHESTER MAIN GT4 / CRANE BANK GT1 / GUILDEN SUTTON GT1 / SALTNEY G2A | CAPENHURST | SPM |  | unknown-primary | [5 empty] | 0 | 0 | 0 | 0 |  | CHESTER MAIN GT4 / CRANE BANK GT1 / GUILDEN SUTTON GT1 / SALTNEY G2A |  |  | 0 |  |  | 0 | 0 | 0 | [8 empty] | 1.72 | 27 | 25 | 556588 | [9 empty] | Capenhurst | CAPENHURST | 4 | 896.6 | 896.6 | 0 | 0 | 304 | 2029-10 | [12 empty] | 53.1783 | -2.9353 | SPM-SALTNEY_T1 | 11346588000 | SP Energy Networks open data (API key): NDP SPM primary-group polygons + Capacity Heatmaps Information Model SPM + LTDS appendices 3/6 + NSHR
4237 | 15 | 528A, FLEET LANE | ST HELENS | WA9 2NB | St Helens |  | Workshop And Premises | industrial | 1 | 1080 | 11625 | GIA | 59000 | Almatex T1 / St Helens Wwtw T1 / Watery La T2 / Ex Delta Metals T1 | inside-area | 0.41 | BOLD G2B / RAVENHEAD G1A2 / ST HELENS GT2A | RAINHILL | SPM |  | unknown-primary | [5 empty] | 0 | 0 | 0 | 0 |  | BOLD G2B / RAVENHEAD G1A2 / ST HELENS GT2A |  |  | 0 |  |  | 0 | 0 | 0 | [8 empty] | 1.72 | 49 | 70 | 5825083 | [9 empty] | Rainhill | RAINHILL | 1 | 85.5 | 85.5 | 0 | 0 | 57 | 2026-09 | 39021476 | A1/A2 Retail and Financial/Professional services | 436 | D | Grid Supplied Electricity | 3 | 1 | Air Conditioning | 2016-07-08 |  | 0.5 | FALSE | 53.4456 | -2.6837 | SPM-ALMATEX_T1_ST_HELENS_WWTW_T1_WATERY_LA_T2_EX_DELTA_METALS_T1 | 10625779000 | SP Energy Networks open data (API key): NDP SPM primary-group polygons + Capacity Heatmaps Information Model SPM + LTDS appendices 3/6 + NSHR
4238 | 15 | UNIT 1 BORDERS INDUSTRIAL ESTATE, RIVER LANE | CHESTER | CH4 8RJ | Flintshire |  | Workshop And Premises | industrial | 1 | 1078.38 | 11608 | GIA | 41000 | Saltney T1 | inside-area | 2.08 | CHESTER MAIN GT4 / CRANE BANK GT1 / GUILDEN SUTTON GT1 / SALTNEY G2A | CAPENHURST | SPM |  | unknown-primary | [5 empty] | 0 | 0 | 0 | 0 |  | CHESTER MAIN GT4 / CRANE BANK GT1 / GUILDEN SUTTON GT1 / SALTNEY G2A |  |  | 0 |  |  | 0 | 0 | 0 | [8 empty] | 1.71 | 49 | 25 | 556622 | [9 empty] | Capenhurst | CAPENHURST | 4 | 896.6 | 896.6 | 0 | 0 | 304 | 2029-10 | 10023847146 | B1 Offices and Workshop businesses | 1053 | C | Natural Gas | 3 |  | Heating and Natural Ventilation | 2015-05-27 |  | 1 | FALSE | 53.1804 | -2.9382 | SPM-SALTNEY_T1 | 3123328000 | SP Energy Networks open data (API key): NDP SPM primary-group polygons + Capacity Heatmaps Information Model SPM + LTDS appendices 3/6 + NSHR
4239 | 15 | SUNNYLANDS SITE 12, CLAVERTON ROAD | MANCHESTER | M23 9NE | Manchester |  | Warehouse And Premises | industrial | 1 | 1078.46 | 11608 | GIA | 82000 | Ringway T1 | nearest-substation | 3.29 | ELWORTH GT1 / ELWORTH GT2 / KNUTSFORD GT1 / KNUTSFORD GT2 | CARRINGTON - FIDDLERS FERRY | SPM |  | unknown-primary | [5 empty] | 0 | 0 | 0 | 0 |  | ELWORTH GT1 / ELWORTH GT2 / KNUTSFORD GT1 / KNUTSFORD GT2 |  |  | 0 |  |  | 0 | 0 | 0 | [8 empty] | 1.71 | 27 | 120 | 5449981 | [9 empty] | Fiddlers Ferry | CARRINGTON | 5 | 2186.9 | 2186.9 | 0 | 0 | 930 | 2026-05 | [12 empty] | 53.3888 | -2.297 | SPM-RINGWAY_T1 | 12368198000 | SP Energy Networks open data (API key): NDP SPM primary-group polygons + Capacity Heatmaps Information Model SPM + LTDS appendices 3/6 + NSHR
4240 | 15 | UNITS 4A-4B & 4G, WISTASTON ROAD BUSINESS PARK | CREWE | CW2 7RP | Cheshire East |  | Warehouse And Premises | industrial | 1 | 1071.53 | 11534 | GIA | 27250 | Civic Centre T1 / Claughton Ave T1 / Electricity St T1 | inside-area | 0.54 | COPPENHALL GT1 / CREWE GT1 / CREWE GT2A / CREWE GT4A / RADWAY GREEN GT1 / RADWAY GREEN GT2 / WHITCHURCH GT2 | CELLARHEAD | SPM |  | unknown-primary | [5 empty] | 0 | 0 | 0 | 0 |  | COPPENHALL GT1 / CREWE GT1 / CREWE GT2A / CREWE GT4A / RADWAY GREEN GT1 / RADWAY GREEN GT2 / WHITCHURCH GT2 |  |  | 0 |  |  | 0 | 0 | 0 | [8 empty] | 1.7 | 27 | 15 | 517755 | [9 empty] | Frodsham | CELLARHEAD | 5 | 1680 | 1680 | 0 | 0 | 20 | 2027-07 | 10094313070 | B1 Offices and Workshop businesses | 410 | C | Biomass | 3 |  | Heating and Natural Ventilation | 2020-07-08 |  | 1 | FALSE | 53.0962 | -2.4504 | SPM-CIVIC_CENTRE_T1_CLAUGHTON_AVE_T1_ELECTRICITY_ST_T1 | 12120506000 | SP Energy Networks open data (API key): NDP SPM primary-group polygons + Capacity Heatmaps Information Model SPM + LTDS appendices 3/6 + NSHR
4241 | 15 | HOWDENS, STENNACK ROAD | ST AUSTELL | PL25 2JQ | Cornwall |  | Warehouse And Premises | industrial | 1 | 1070.63 | 11524 | GIA | 59500 |  | no-geocode | [33 empty] | 1.7 | 27 | [35 empty] | 4568751000
4242 | 15 | UNITS 22/23, EAGLE PARK, HASLAMS LANE | DERBY | DE1 4TS | Derby |  | Factory/Warehouse | industrial | 1 | 1068.55 | 11502 | GIA | 81500 |  | no-geocode | [33 empty] | 1.7 | 64 | [35 empty] | 13082853000
4243 | 15 | BAY 2B, AVIATION PARK, FLINT ROAD | CHESTER | CH4 0GZ | Flintshire |  | Warehouse And Premises | industrial | 1 | 1057.13 | 11379 | GIA | 49000 | Saltney T1 | inside-area | 0.43 | CHESTER MAIN GT4 / CRANE BANK GT1 / GUILDEN SUTTON GT1 / SALTNEY G2A | CAPENHURST | SPM |  | unknown-primary | [5 empty] | 0 | 0 | 0 | 0 |  | CHESTER MAIN GT4 / CRANE BANK GT1 / GUILDEN SUTTON GT1 / SALTNEY G2A |  |  | 0 |  |  | 0 | 0 | 0 | [8 empty] | 1.68 | 26 | 25 | 556851 | [9 empty] | Capenhurst | CAPENHURST | 4 | 896.6 | 896.6 | 0 | 0 | 304 | 2029-10 | 10090462600 | B1 Offices and Workshop businesses | 1371 | D | Grid Supplied Electricity | 3 |  | Heating and Natural Ventilation | 2012-05-08 |  | 0.67 | FALSE | 53.1869 | -2.9743 | SPM-SALTNEY_T1 | 13486711000 | SP Energy Networks open data (API key): NDP SPM primary-group polygons + Capacity Heatmaps Information Model SPM + LTDS appendices 3/6 + NSHR
4244 | 15 | BRABOW ENGINEERING CO LTD, LOWER TUFFLEY LANE | GLOUCESTER | GL1 6DT | Gloucester |  | Factory And Premises | industrial | 1 | 1053.43 | 11339 | GIA | 55500 |  | no-geocode | [33 empty] | 1.67 | 63 | [35 empty] | 313613214
4245 | 15 | 19, ST JAMES STREET | SOUTHPORT | PR8 5AE | Sefton |  | Workshop And Premises | industrial | 1 | 1046.39 | 11263 | GIA | 44250 | Ivy St (Southport) T1 / Kensington Rd T1 / Market St T1 / Southport T1 | inside-area | 1.02 | FORMBY GT2B / SOUTHPORT GT1 / SOUTHPORT GT2 | KIRKBY | SPM |  | unknown-primary | [5 empty] | 0 | 0 | 0 | 0 |  | FORMBY GT2B / SOUTHPORT GT1 / SOUTHPORT GT2 |  |  | 0 |  |  | 0 | 0 | 0 | [8 empty] | 1.66 | 47 | 28 | 1144624 | [9 empty] | Lister Drive | KIRKBY | 4 | 514 | 514 | 400 | 0 | 0 | 2027-08 | [12 empty] | 53.641 | -3.0015 | SPM-IVY_ST_SOUTHPORT_T1_KENSINGTON_RD_T1_MARKET_ST_T1_SOUTHPORT_ | 396951134 | SP Energy Networks open data (API key): NDP SPM primary-group polygons + Capacity Heatmaps Information Model SPM + LTDS appendices 3/6 + NSHR
4246 | 15 | AFAMIA HOUSE, ROUNDTHORN INDUSTRIAL ESTATE, TILSON ROAD | MANCHESTER | M23 9GF | Manchester |  | Warehouse And Premises | industrial | 1 | 1046.01 | 11259 | NIA | 64000 | Ringway T1 | nearest-substation | 3.62 | ELWORTH GT1 / ELWORTH GT2 / KNUTSFORD GT1 / KNUTSFORD GT2 | CARRINGTON - FIDDLERS FERRY | SPM |  | unknown-primary | [5 empty] | 0 | 0 | 0 | 0 |  | ELWORTH GT1 / ELWORTH GT2 / KNUTSFORD GT1 / KNUTSFORD GT2 |  |  | 0 |  |  | 0 | 0 | 0 | [8 empty] | 1.66 | 26 | 120 | 5450330 | [9 empty] | Fiddlers Ferry | CARRINGTON | 5 | 2186.9 | 2186.9 | 0 | 0 | 930 | 2026-05 | 10090669427 | General Industrial and Special Industrial Groups | 1050 | D | Grid Supplied Electricity | 3 |  | Heating and Natural Ventilation | 2024-02-15 |  | 1 | FALSE | 53.3911 | -2.2915 | SPM-RINGWAY_T1 | 14889282000 | SP Energy Networks open data (API key): NDP SPM primary-group polygons + Capacity Heatmaps Information Model SPM + LTDS appendices 3/6 + NSHR
4247 | 15 | SOLAR KING LTD, BAHAMA CLOSE, HAYDOCK INDUSTRIAL ESTATE | ST HELENS | WA11 9XN | St Helens |  | Warehouse And Premises | industrial | 1 | 1045.94 | 11258 | GIA | 74000 | Almatex T1 / St Helens Wwtw T1 / Watery La T2 / Ex Delta Metals T1 | nearest-substation | 3.38 | BOLD G2B / RAVENHEAD G1A2 / ST HELENS GT2A | RAINHILL | SPM |  | unknown-primary | [5 empty] | 0 | 0 | 0 | 0 |  | BOLD G2B / RAVENHEAD G1A2 / ST HELENS GT2A |  |  | 0 |  |  | 0 | 0 | 0 | [8 empty] | 1.66 | 26 | 70 | 5825450 | [9 empty] | Rainhill | RAINHILL | 1 | 85.5 | 85.5 | 0 | 0 | 57 | 2026-09 | 39002899 | Offices and Workshop Businesses | 1117 | A+ | Grid Supplied Electricity | 3 |  | Air Conditioning | 2025-03-13 |  | 0.67 | FALSE | 53.4744 | -2.6661 | SPM-ALMATEX_T1_ST_HELENS_WWTW_T1_WATERY_LA_T2_EX_DELTA_METALS_T1 | 8482171000 | SP Energy Networks open data (API key): NDP SPM primary-group polygons + Capacity Heatmaps Information Model SPM + LTDS appendices 3/6 + NSHR
4248 | 15 | UNIT C, OVERBROOK LANE, VILLIERS COURT, KNOWSLEY INDUSTRIAL PARK SOUTH | PRESCOT | L34 9FB | Knowsley | 5750 COMPONENTS LTD | Warehouse And Premises | industrial | 1 | 1041.6 | 11212 | GIA | 71000 | Kelco T1 / News International T1 / News International T2 / Palco T1 / Southdene T1 | inside-area | 1.07 | GILLMOSS GT1 / KIRKBY GT2 / SIMONSWOOD GT1 | KIRKBY | SPM |  | unknown-primary | [5 empty] | 0 | 0 | 0 | 0 |  | GILLMOSS GT1 / KIRKBY GT2 / SIMONSWOOD GT1 |  |  | 0 |  |  | 0 | 0 | 0 | [8 empty] | 1.66 | 26 | 67 | 4684980 | [9 empty] | Kirkby (_D) | KIRKBY | 4 | 514 | 514 | 400 | 0 | 0 | 2027-08 | 40090512 | B8 Storage or Distribution | 3122 | B | Natural Gas | 3 | 2 | Heating and Natural Ventilation | 2021-08-17 |  | 1 | FALSE | 53.4603 | -2.8562 | SPM-KELCO_T1_NEWS_INTERNATIONAL_T1_NEWS_INTERNATIONAL_T2_PALCO_T | 2867650000 | SP Energy Networks open data (API key): NDP SPM primary-group polygons + Capacity Heatmaps Information Model SPM + LTDS appendices 3/6 + NSHR
4249 | 15 | 6A & 7A, AVIATION PARK, FLINT ROAD | CHESTER | CH4 0GZ | Flintshire |  | Workshop And Premises | industrial | 1 | 1039.96 | 11194 | GIA | 51500 | Saltney T1 | inside-area | 0.43 | CHESTER MAIN GT4 / CRANE BANK GT1 / GUILDEN SUTTON GT1 / SALTNEY G2A | CAPENHURST | SPM |  | unknown-primary | [5 empty] | 0 | 0 | 0 | 0 |  | CHESTER MAIN GT4 / CRANE BANK GT1 / GUILDEN SUTTON GT1 / SALTNEY G2A |  |  | 0 |  |  | 0 | 0 | 0 | [8 empty] | 1.65 | 47 | 25 | 557036 | [9 empty] | Capenhurst | CAPENHURST | 4 | 896.6 | 896.6 | 0 | 0 | 304 | 2029-10 | 10090464142 | B1 Offices and Workshop businesses | 1064 | C | Grid Supplied Electricity | 3 |  | Air Conditioning | 2012-05-08 |  | 0.5 | FALSE | 53.1869 | -2.9743 | SPM-SALTNEY_T1 | 4330118000 | SP Energy Networks open data (API key): NDP SPM primary-group polygons + Capacity Heatmaps Information Model SPM + LTDS appendices 3/6 + NSHR
4250 | 15 | 5, CAUSEWAY PARK, CENTRAL AVENUE | WARRINGTON | WA4 6RF | Warrington |  | Workshop And Premises | industrial | 1 | 1038.25 | 11176 | GIA | 37500 | British Aluminium Latchford T1 / Greenhall Whitley T1 / Latchford T1 / Latchford T2 / Thames Board Mill T1 | inside-area | 0.92 | SANKEY BRIDGES GT3 / WARRINGTON GT5 | CARRINGTON - FIDDLERS FERRY | SPM |  | unknown-primary | [5 empty] | 0 | 0 | 0 | 0 |  | SANKEY BRIDGES GT3 / WARRINGTON GT5 |  |  | 0 |  |  | 0 | 0 | 0 | [8 empty] | 1.65 | 47 | 25 | 1060741 | [9 empty] | Fiddlers Ferry | CARRINGTON | 5 | 2186.9 | 2186.9 | 0 | 0 | 930 | 2026-05 | 10008652918 | B2 to B7 General Industrial and Special Industrial Groups | 2841 | D | Natural Gas | 4 | 2 | Heating and Natural Ventilation | 2018-12-13 |  | 1 | FALSE | 53.3808 | -2.5865 | SPM-BRITISH_ALUMINIUM_LATCHFORD_T1_GREENHALL_WHITLEY_T1_LATCHFOR | 14098997000 | SP Energy Networks open data (API key): NDP SPM primary-group polygons + Capacity Heatmaps Information Model SPM + LTDS appendices 3/6 + NSHR
4251 | 15 | BRIDGE HOUSE 10, LOCKTON ROAD | PRESCOT | L34 9GP | Knowsley | SHERR & ROBENA LTD T/A ROBENA CONTRACTS | Workshop And Premises | industrial | 1 | 1033.73 | 11127 | GIA | 51500 | Kelco T1 / News International T1 / News International T2 / Palco T1 / Southdene T1 | inside-area | 1.57 | GILLMOSS GT1 / KIRKBY GT2 / SIMONSWOOD GT1 | KIRKBY | SPM |  | unknown-primary | [5 empty] | 0 | 0 | 0 | 0 |  | GILLMOSS GT1 / KIRKBY GT2 / SIMONSWOOD GT1 |  |  | 0 |  |  | 0 | 0 | 0 | [8 empty] | 1.64 | 47 | 67 | 4685065 | [9 empty] | Kirkby (_D) | KIRKBY | 4 | 514 | 514 | 400 | 0 | 0 | 2027-08 | [12 empty] | 53.4613 | -2.866 | SPM-KELCO_T1_NEWS_INTERNATIONAL_T1_NEWS_INTERNATIONAL_T2_PALCO_T | 5162827000 | SP Energy Networks open data (API key): NDP SPM primary-group polygons + Capacity Heatmaps Information Model SPM + LTDS appendices 3/6 + NSHR
4252 | 15 | CROWN HOUSE 855, LONDON ROAD | GRAYS | RM20 3GL | Thurrock |  | Warehouse And Premises | industrial | 1 | 1033.67 | 11126 | GIA | 85500 |  | no-geocode | [33 empty] | 1.64 | 26 | [35 empty] | 15085510000
4253 | 15 | UNITS 4/5 CHAINBRIDGE INDUSTRIAL ESTATE, TUNDRY WAY | BLAYDON-ON-TYNE | NE21 5FJ | Gateshead |  | Warehouse And Premises | industrial | 1 | 1032.6 | 11115 | GIA | 52000 |  | no-geocode | [33 empty] | 1.64 | 26 | [35 empty] | 123345000
4254 | 15 | MCCORQUODALE PRINTERS (CREWE) LTD, FRANCES STREET | CREWE | CW2 6HF | Cheshire East |  | Warehouse And Premises | industrial | 1 | 1026.8 | 11052 | GIA | 27500 | Civic Centre T1 / Claughton Ave T1 / Electricity St T1 | inside-area | 0.61 | COPPENHALL GT1 / CREWE GT1 / CREWE GT2A / CREWE GT4A / RADWAY GREEN GT1 / RADWAY GREEN GT2 / WHITCHURCH GT2 | CELLARHEAD | SPM |  | unknown-primary | [5 empty] | 0 | 0 | 0 | 0 |  | COPPENHALL GT1 / CREWE GT1 / CREWE GT2A / CREWE GT4A / RADWAY GREEN GT1 / RADWAY GREEN GT2 / WHITCHURCH GT2 |  |  | 0 |  |  | 0 | 0 | 0 | [8 empty] | 1.63 | 26 | 15 | 518237 | [9 empty] | Frodsham | CELLARHEAD | 5 | 1680 | 1680 | 0 | 0 | 20 | 2027-07 |  | B1 Offices and Workshop businesses | 3884 | D | Natural Gas | 3 |  | Heating and Natural Ventilation | 2022-05-24 |  | 0.5 | FALSE | 53.0875 | -2.4412 | SPM-CIVIC_CENTRE_T1_CLAUGHTON_AVE_T1_ELECTRICITY_ST_T1 | 146859133 | SP Energy Networks open data (API key): NDP SPM primary-group polygons + Capacity Heatmaps Information Model SPM + LTDS appendices 3/6 + NSHR
4255 | 15 | JESTER PRINTS, ISLEPORT BUSINESS PARK, HOOPERS CLOSE, ISLEPORT ROAD | HIGHBRIDGE | TA8 4JU | Sedgemoor |  | Factory And Premises | industrial | 1 | 1026.53 | 11049 | GIA | 47000 |  | no-geocode | [33 empty] | 1.63 | 62 | [35 empty] | 2777582000
4256 | 15 | UNIT F, VALE GATE RETAIL PARK, CULVERHOUSE CROSS | CARDIFF | CF5 5RT | Vale Of Glamorgan |  | Warehouse And Premises | industrial | 1 | 1019.21 | 10971 | GIA | 144000 |  | no-geocode | [33 empty] | 1.62 | 25 | [35 empty] | 14691189000
4257 | 15 | UNITS 3 & 4 MORLEY COURT, ENTERPRISE WAY, ENTERPRISE PARK | PETERBOROUGH | PE7 7GA | Huntingdon |  | Warehouse And Premises | industrial | 1 | 1018.92 | 10968 | GIA | 69500 |  | no-geocode | [33 empty] | 1.62 | 25 | [35 empty] | 14880003000
4258 | 15 | UNITS 2-3, GASKELL STREET | ST HELENS | WA9 1PX | St Helens |  | Workshop And Premises | industrial | 1 | 1015.23 | 10928 | GIA | 33500 | Almatex T1 / St Helens Wwtw T1 / Watery La T2 / Ex Delta Metals T1 | inside-area | 1.72 | BOLD G2B / RAVENHEAD G1A2 / ST HELENS GT2A | RAINHILL | SPM |  | unknown-primary | [5 empty] | 0 | 0 | 0 | 0 |  | BOLD G2B / RAVENHEAD G1A2 / ST HELENS GT2A |  |  | 0 |  |  | 0 | 0 | 0 | [8 empty] | 1.61 | 46 | 70 | 5825780 | [9 empty] | Rainhill | RAINHILL | 1 | 85.5 | 85.5 | 0 | 0 | 57 | 2026-09 | 39092332 | B8 Storage or Distribution | 297 | D | Grid Supplied Electricity | 3 |  | Heating and Natural Ventilation | 2017-08-03 |  | 1 | FALSE | 53.4449 | -2.7148 | SPM-ALMATEX_T1_ST_HELENS_WWTW_T1_WATERY_LA_T2_EX_DELTA_METALS_T1 | 12105288000 | SP Energy Networks open data (API key): NDP SPM primary-group polygons + Capacity Heatmaps Information Model SPM + LTDS appendices 3/6 + NSHR
4259 | 15 | 330, BEDFORD STREET | ST HELENS | WA9 1PN | St Helens |  | Warehouse And Premises | industrial | 1 | 1011.78 | 10891 | GIA | 34750 | Almatex T1 / St Helens Wwtw T1 / Watery La T2 / Ex Delta Metals T1 | inside-area | 1.35 | BOLD G2B / RAVENHEAD G1A2 / ST HELENS GT2A | RAINHILL | SPM |  | unknown-primary | [5 empty] | 0 | 0 | 0 | 0 |  | BOLD G2B / RAVENHEAD G1A2 / ST HELENS GT2A |  |  | 0 |  |  | 0 | 0 | 0 | [8 empty] | 1.61 | 25 | 70 | 5825817 | [9 empty] | Rainhill | RAINHILL | 1 | 85.5 | 85.5 | 0 | 0 | 57 | 2026-09 | 39201388 | General Industrial and Special Industrial Groups | 3675 | C | Natural Gas | 3 |  | Heating and Natural Ventilation | 2024-11-13 |  | 0.5 | FALSE | 53.4483 | -2.7094 | SPM-ALMATEX_T1_ST_HELENS_WWTW_T1_WATERY_LA_T2_EX_DELTA_METALS_T1 | 8658052000 | SP Energy Networks open data (API key): NDP SPM primary-group polygons + Capacity Heatmaps Information Model SPM + LTDS appendices 3/6 + NSHR
4260 | 15 | UNIT L2, HAYDOCK CROSS, KILBUCK LANE | ST HELENS | WA11 9UX | St Helens |  | Warehouse And Premises | industrial | 1 | 1001.27 | 10778 | GIA | 71000 | Almatex T1 / St Helens Wwtw T1 / Watery La T2 / Ex Delta Metals T1 | nearest-substation | 4.09 | BOLD G2B / RAVENHEAD G1A2 / ST HELENS GT2A | RAINHILL | SPM |  | unknown-primary | [5 empty] | 0 | 0 | 0 | 0 |  | BOLD G2B / RAVENHEAD G1A2 / ST HELENS GT2A |  |  | 0 |  |  | 0 | 0 | 0 | [8 empty] | 1.59 | 25 | 70 | 5825930 | [9 empty] | Rainhill | RAINHILL | 1 | 85.5 | 85.5 | 0 | 0 | 57 | 2026-09 | 39079154 | B8 Storage or Distribution | 363 | D | Grid Supplied Electricity | 3 |  | Heating and Natural Ventilation | 2014-06-05 |  | 0.75 | FALSE | 53.4748 | -2.6481 | SPM-ALMATEX_T1_ST_HELENS_WWTW_T1_WATERY_LA_T2_EX_DELTA_METALS_T1 | 12235597000 | SP Energy Networks open data (API key): NDP SPM primary-group polygons + Capacity Heatmaps Information Model SPM + LTDS appendices 3/6 + NSHR
4261 | 15 | BAY 5A, AVIATION PARK, FLINT ROAD | CHESTER | CH4 0GZ | Flintshire |  | Warehouse And Premises | industrial | 1 | 1000.1 | 10765 | GIA | 49750 | Saltney T1 | inside-area | 0.43 | CHESTER MAIN GT4 / CRANE BANK GT1 / GUILDEN SUTTON GT1 / SALTNEY G2A | CAPENHURST | SPM |  | unknown-primary | [5 empty] | 0 | 0 | 0 | 0 |  | CHESTER MAIN GT4 / CRANE BANK GT1 / GUILDEN SUTTON GT1 / SALTNEY G2A |  |  | 0 |  |  | 0 | 0 | 0 | [8 empty] | 1.59 | 25 | 25 | 557465 | [9 empty] | Capenhurst | CAPENHURST | 4 | 896.6 | 896.6 | 0 | 0 | 304 | 2029-10 | 10090464142 | B1 Offices and Workshop businesses | 1064 | C | Grid Supplied Electricity | 3 |  | Air Conditioning | 2012-05-08 |  | 1 | FALSE | 53.1869 | -2.9743 | SPM-SALTNEY_T1 | 8777693000 | SP Energy Networks open data (API key): NDP SPM primary-group polygons + Capacity Heatmaps Information Model SPM + LTDS appendices 3/6 + NSHR
4262 | 12 | ADJ DUKES OAK FARM, BRINDLEY LANE | SANDBACH | CW11 1SD | Cheshire East | LEISURE SALES | Land Used For Caravan Sales, Showroom, Workshop & Premises | bigbox | 1 | 14344.12 | 154399 | GIA | 155000 | Sandbach T1 | inside-area | 2.61 | COPPENHALL GT1 / CREWE GT1 / CREWE GT2A / CREWE GT4A / RADWAY GREEN GT1 / RADWAY GREEN GT2 / WHITCHURCH GT2 | CELLARHEAD | SPM | -3.2 | bsp | -0.086 | Red | 7.5 | 7.586 | thermal | 0 | 1.6 | 0 | 1.6 | -1.5 | COPPENHALL GT1 / CREWE GT1 / CREWE GT2A / CREWE GT4A / RADWAY GREEN GT1 / RADWAY GREEN GT2 / WHITCHURCH GT2 | -3.1663 | RED | 0 |  |  | 0 | 0 | 0 | 7.5 |  |  |  |  | Red (More than 5% overloaded) | 0 | 0 | 22.79 | 645 | 5 | 345969 | [9 empty] | Frodsham | CELLARHEAD | 5 | 1680 | 1680 | 0 | 0 | 20 | 2027-07 | [12 empty] | 53.1717 | -2.3409 | SPM-SANDBACH_T1 | 145655133 | SP Energy Networks open data (API key): NDP SPM primary-group polygons + Capacity Heatmaps Information Model SPM + LTDS appendices 3/6 + NSHR
4263 | 12 | TESCO, TOWN LANE | SOUTHPORT | PR8 6NJ | Sefton |  | Superstore And Premises | bigbox | 2 | 22817.44 | 245605 | GIA | 3280000 | Ivy St (Southport) T1 / Kensington Rd T1 / Market St T1 / Southport T1 | inside-area | 0.33 | FORMBY GT2B / SOUTHPORT GT1 / SOUTHPORT GT2 | KIRKBY | SPM |  | unknown-primary | [5 empty] | 0 | 0 | 0 | 0 |  | FORMBY GT2B / SOUTHPORT GT1 / SOUTHPORT GT2 |  |  | 0 |  |  | 0 | 0 | 0 | [8 empty] | 36.26 | 2054 | 28 | 910282 | [9 empty] | Lister Drive | KIRKBY | 4 | 514 | 514 | 400 | 0 | 0 | 2027-08 | [12 empty] | 53.6344 | -2.9875 | SPM-IVY_ST_SOUTHPORT_T1_KENSINGTON_RD_T1_MARKET_ST_T1_SOUTHPORT_ | 15133107000;12879785000 | SP Energy Networks open data (API key): NDP SPM primary-group polygons + Capacity Heatmaps Information Model SPM + LTDS appendices 3/6 + NSHR
4264 | 12 | 20-24, BARTON DOCK ROAD | MANCHESTER | M32 7GF | Trafford |  | Car Showroom And Premises | bigbox | 1 | 16272.1 | 175151 | GIA | 2190000 |  | no-geocode | [33 empty] | 25.86 | 1464 | [35 empty] | 12459098000
4265 | 12 | B & Q, WHITE ROSE WAY, CATESBY BUSINESS PARK, DONCASTER CARR | DONCASTER | DN4 5TJ | Doncaster |  | Retail Warehouse And Premises | bigbox | 1 | 15648.16 | 168435 | GIA | 1410000 |  | no-geocode | [33 empty] | 24.87 | 1408 | [35 empty] | 4225265000